## sysA-param
Element | Excretion-A1 | [22 empty] | MURTToilet-A2 | [14 empty] | An mbrnewgenerator-A3 | [33 empty] | Sludge pasteurization newgenerator-A4 | [8 empty] | Ion exchange newgenerator-A5 | [39 empty] | Chlorination newgenerator-A6 | [24 empty] | Photovoltaic newgenerator-A7 | [27 empty] | Controls newgenerator-A8 | [41 empty] | Housing newgenerator-A9 | [9 empty] | Pretreatment newgenerator-A10 | [11 empty] | Foundation newgenerator-A11 |  | TEA |  |  | LCA | [223 empty] | TEA
Variable | N prot [fraction] | P prot v [fraction] | P prot a [fraction] | K cal [g K/1000 kcal] | N exc [fraction of intake] | P exc [fraction of intake] | K exc [fraction of intake] | E exc [fraction of intake] | N ur [fraction of total] | P ur [fraction of total] | K ur [fraction of total] | E fec [fraction of total] | N ur NH3 [fraction of total N in urine] | N fec NH3 [fraction of total N in feces] | Ur exc [g/cap/d] | Fec exc [g/cap/d] | Ur moi [fraction] | Fec moi [fraction] | Mg ur [g Mg/cap/d] | Mg fec [g Mg/cap/d] | Ca ur [g Ca/cap/d] | Ca fec [g Ca/cap/d] | Labor wages [USD/h] | Collection period [days] | Sludge accum rate [L/cap/yr] | N volatilization [fraction of N input] | Squatting pan cost [USD] | Urinal cost [USD] | Led cost [USD] | Anticor floor cost [USD] | Fan cost [USD] | Circuit change cost [USD] | Pipe cost [USD] | Squatting pan weight [kg] | Urinal weight [kg] | Max ch4 emission [g CH4/g COD] | Full degradation time [yr] | Log degradation [-] | Anmbr reactor tank [USD] | Anmbr reactor media [USD] | Anmbr reactor fittings [USD] | Anmbr membrane module [USD] | Anmbr permeate pump [USD] | Anmbr backwash pump [USD] | Anmbr water pump [USD] | Anmbr membrane fittings [USD] | Anmbr biogas gas bag [USD] | Anmbr biogas fittings [USD] | Anmbr biogas ventilation [USD] | Anmbr COD removal [%] | Anmbr TN removal [%] | Anmbr TP removal [%] | Anmbr water pump energy percycle [kWh] | Anmbr permeate pump energy percycle [kWh] | Anmbr backwash pump energy percycle [kWh] | Anmbr batch cycle perday [# batches day-1] | Anmbr labor maintenance membrane chem cleaning [hrs/yr] | Anmbr labor maintenance sludge removal [hrs/yr] | Anmbr labor replacement membrane pump [hrs/yr] | Anmbr labor replacement permeate pump [hrs/yr] | Anmbr labor replacement membrane module [hrs/yr] | Anmbr labor replacement misc repairs [hr/y] | Anmbr reactor weight [kg] | Anmbr tau [d] | Anmbr soluble methane fraction [nan] | Anmbr VSS TSS ratio [nan] | Anmbr membrane weight [kg] | Anmbr PE weight [kg] | Anmbr PVC weight [kg] | Anmbr plastic weight [kg] | Anmbr piping [USD] | Anmbr piping PVC weight [kg] | Sludge dryer weight [kg] | Sludge barrel weight [kg] | Sludge dryer [USD] | Sludge barrel [USD] | Sludge labor maintenance [h] | Fraction biogas lost [fraction] | Biogas efficiency [fraction] | Heat loss [fraction] | Sludge temperature [fraction] | Ion eq2 tank [USD] | Ion eq2 pump [USD] | Ion eq2 powered valve [USD] | Ion eq2 fittings [USD] | Ion zeolite tanks [USD] | Ion filtration media [USD] | Ion gac [USD] | Ion zeolite [USD] | Ion zeolite fittings [USD] | Ion eq3 tank [USD] | Ion eq3 pump [USD] | Ion eq3 filter [USD] | Ion eq3 fittings [USD] | Ion COD removal [nan] | Ion TN removal [nan] | Ion TP removal [nan] | Ion labor maintenance zeolite regeneration [hr/y] | Ion labor maintenance GAC replacement [hr/y] | Ion labor replacement zeolite [hr/y] | Ion labor replacement misc repairs [hr/y] | Ion labor replacement other pump [hrs/yr] | Ion backwash pump energy percycle [kWh] | Ion batch cycle perday [# batches day-1] | Ion gac unit cost [USD/kg] | Ion zeolite unit cost [USD/kg] | Ion na cl unit cost [USD/kg] | Ion na OH unit cost [USD/kg] | Ion regen freq per yr [events/yr] | Ion regen efficiency [nan] | Ion polycarbonate weight [kg] | Ion steel weight [kg] | Ion PE weight [kg] | Ion PVC weight [kg] | Ion plastic weight [kg] | Ion piping PVC weight [kg] | Ion piping [USD] | Ion replacement scenario drums [USD] | Ion largerncs scenario zeolite tanks [USD] | Ion largerncs scenario zeolite [USD] | Ion zeolite fittings largerncs [USD] | Chlorination recycle pump [USD] | Chlorination electochlorinator [USD] | Chlorination powered valve [USD] | Chlorination fittings [USD] | Chlorination tanks [USD] | Chlorination COD removal [%] | Chlorination TN removal [%] | Chlorination TP removal [%] | Chlorination chlorinator energy percycle [kWh] | Chlorination pump energy percycle [kWh] | Chlorination ventilation energy percycle [kWh] | Chlorination valve energy percycle [kWh] | Chlorination product water pump energy percycle [kWh] | Chlorination batch cycle per day [# batches day-1] | Chlorination labor maintenance chlorinator recharging [hr/y] | Chlorination labor replacement chlorinator replacement [hr/y] | Chlorination labor replacement other pump [hr/y] | Chlorination labor replacement misc repairs [hr/y] | Chlorination na cl dosage [mg/L] | Chlorination throughput flow [L/d] | Chlorination PE weight [kg] | Chlorination PVC weight [kg] | Chlorination electronics active weight [kg] | Chlorination piping [USD] | Chlorination piping PVC weight [kg] | Pv panel [USD] | Pv panel shipping [USD] | Pv racking system [USD] | Pv charge controllers [USD] | Pv connectors [USD] | Pv combiner box [USD] | Pv circuit breaker [USD] | Pv battery [USD] | Pv battery connectors [USD] | Pv battery switch [USD] | Pv battery terminal [USD] | Pv dc enclosure panel [USD] | Pv dc din rail [USD] | Pv dc din circuit breaker [USD] | Pv dc distribution block [USD] | Pv dc voltage converter [USD] | Pv misc [USD] | Pv labor replacement batteries [hr/y] | Pv lithium battery [USD] | Pv labor replacement misc repairs [hr/y] | Pv photovoltaic panel area [m2] | Pv aluminum weight [kg] | Pv control units weight [kg] | Pv cable length [m] | Pv connectors weight [kg] | Pv switch weight [kg] | Pv polycarbonate weight [kg] | Pv electronics passive weight [kg] | Control box enclosure panel [USD] | Control box arduino microcontroller [USD] | Control box microcontroller din rails [USD] | Control box wifi [USD] | Control box solid state relays [USD] | Control box other relays [USD] | Control box conductors [USD] | Control box din rails [USD] | Control sensors enclosure panel [USD] | Control sensors signal conditioners [USD] | Control sensors din rails [USD] | Control sensors voltage converter [USD] | Control orp enclosure panel [USD] | Control orp voltage converter [USD] | Control orp controller [USD] | Control orp probe [USD] | Control orp cables [USD] | Control pump enclosure panel [USD] | Control pump voltage converter [USD] | Control pump voltage rectifier [USD] | Control pump box relay [USD] | Control sensors level sensor [USD] | Control sensors level switch [USD] | Control sensors flow switches [USD] | Control sensors proximity sensor [USD] | Control stranded cables [USD] | Control sensor cables [USD] | Control cable glands [USD] | Control gauge ferrules [USD] | Control zip ties [USD] | Control terminal block jumper [USD] | Control system energy percycle [kW] | Control system ORP energy percycle [kW] | Control background runtime energy perday [kWh] | Control batch cycle perday [# batches day-1] | Control labor replacement misc repairs [hr/y] | Control polycarbonate weight [kg] | Control aluminum weight [kg] | Control cable length [m] | Control electronics passive weight [kg] | Control electronics active weight [kg] | Control control units weight [kg] | Housing framework [USD] | Housing framework shipping [USD] | Housing fittings [USD] | Housing steel weight [kg] | Housing zinc coated steel weight [kg] | Housing zinc coat [m2] | Housing aluminum weight [kg] | Housing PE weight [kg] | Housing largerncs framework [USD] | Cheaper housing framework [USD] | Pretreatment eq tank [USD] | Pretreatment tank PE weight [kg] | Pretreatment piping [USD] | Pretreatment piping PVC weight [kg] | Pretreatment feed pump [USD] | Pretreatment feed pump energy percycle [kWh] | Pretreatment batch cycle perday [# batches day-1] | Pretreatment labor replacement other pump [hrs/yr] | Pretreatment labor screen pit cleaning [hrs/yr] | Pretreatment barscreen cost [USD] | Pretreatment barscreen weight [kg] | Pretreatment barscreen [USD] | Foundation concrete unit cost [USD m-3] | Foundation concrete thickness [m] | Zeolite price [USD/kg] | GAC price [USD/kg] | Na OH price [USD/kg] | CH4 CF [kg CO2-eq/kg CH4] | CH4 ecosystems CF [points/kg CH4] | CH4 health CF [points/kg CH4] | CH4 resources CF [points/kg CH4] | N2O CF [kg CO2-eq/kg N2O] | N2O ecosystems CF [points/kg N2O] | N2O health CF [points/kg N2O] | N2O resources CF [points/kg N2O] | Conc nh3 CF [kg CO2-eq/kg] | Conc nh3 ecosystems CF [points/kg] | Conc nh3 health CF [points/kg] | Conc nh3 resources CF [points/kg] | GAC CF [kg CO2-eq/kg] | GAC ecosystems CF [points/kg] | GAC health CF [points/kg] | GAC resources CF [points/kg] | Zeolite CF [kg CO2-eq/kg] | Zeolite ecosystems CF [points/kg] | Zeolite health CF [points/kg] | Zeolite resources CF [points/kg] | Na cl CF [kg CO2-eq/kg] | Na cl ecosystems CF [points/kg] | Na cl health CF [points/kg] | Na cl resources CF [points/kg] | Na cl1 CF [kg CO2-eq/kg] | Na cl1 ecosystems CF [points/kg] | Na cl1 health CF [points/kg] | Na cl1 resources CF [points/kg] | Na OH CF [kg CO2-eq/kg] | Na OH ecosystems CF [points/kg] | Na OH health CF [points/kg] | Na OH resources CF [points/kg] | LPG CF [kg CO2-eq/kg] | LPG ecosystems CF [points/kg] | LPG health CF [points/kg] | LPG resources CF [points/kg] | Excavation-Global warming [kg CO2-eq/m3] | Brick-Global warming [kg CO2-eq/kg] | Cement-Global warming [kg CO2-eq/kg] | Concrete-Global warming [kg CO2-eq/m3] | Gravel-Global warming [kg CO2-eq/kg] | Plastic-Global warming [kg CO2-eq/kg] | Sand-Global warming [kg CO2-eq/kg] | Stainless steel-global warming [kg CO2-eq/kg] | Stainless steel sheet-global warming [kg CO2-eq/kg] | Steel-Global warming [kg CO2-eq/kg] | Wood-Global warming [kg CO2-eq/m3] | Trucking-Global warming [kg CO2-eq/tonne*km] | Electric motor-global warming [kg CO2-eq/ea] | Electronics-Global warming [kg CO2-eq/kg] | Catalytic converter-global warming [kg CO2-eq/ea] | Oil heat exchanger-global warming [kg CO2-eq/ea] | Pump-Global warming [kg CO2-eq/ea] | Hydronic heat exchanger-global warming [kg CO2-eq/ea] | Electric connectors-global warming [kg CO2-eq/kg] | Electric cables-global warming [kg CO2-eq/m] | PVC-Global warming [kg CO2-eq/kg] | PE-Global warming [kg CO2-eq/kg] | Polymer-Global warming [kg CO2-eq/kg] | Cationic resin-global warming [kg CO2-eq/kg] | Ceramic-Global warming [kg CO2-eq/kg] | Fan-Global warming [kg CO2-eq/kg] | Aluminum-Global warming [kg CO2-eq/kg] | LPG-Global warming [kg CO2-eq/kg] | Zinc coat-global warming [kg CO2-eq/m2] | Polyacrylamide-Global warming [kg CO2-eq/kg] | Photovoltaic panel-global warming [kg CO2-eq/m2] | GACProduction-Global warming [kg CO2-eq/kg] | GACRegeneration-Global warming [kg CO2-eq/kg] | Switches-Global warming [kg CO2-eq/kg] | Control units-global warming [kg CO2-eq/kg] | Electronics active-global warming [kg CO2-eq/kg] | Electronics passive-global warming [kg CO2-eq/kg] | Transformers-Global warming [kg CO2-eq/kg] | Fertilizer offset-global warming [kg CO2-eq/kg] | Polycarbonate-Global warming [kg CO2-eq/kg] | Membrane-Global warming [kg CO2-eq/kg] | Na cl-global warming [kg CO2-eq/kg] | Na oh-global warming [kg CO2-eq/kg] | Zeolite-Global warming [kg CO2-eq/kg] | Battery-Global warming [kg CO2-eq/kg] | Lithium battery-global warming [kg CO2-eq/kg] | Excavation-H ecosystems [points/m3] | Brick-H ecosystems [points/kg] | Cement-H ecosystems [points/kg] | Concrete-H ecosystems [points/m3] | Gravel-H ecosystems [points/kg] | Plastic-H ecosystems [points/kg] | Sand-H ecosystems [points/kg] | Stainless steel-h ecosystems [points/kg] | Stainless steel sheet-h ecosystems [points/kg] | Steel-H ecosystems [points/kg] | Wood-H ecosystems [points/m3] | Trucking-H ecosystems [points/tonne*km] | Electric motor-h ecosystems [points/ea] | Electronics-H ecosystems [points/kg] | Catalytic converter-h ecosystems [points/ea] | Oil heat exchanger-h ecosystems [points/ea] | Pump-H ecosystems [points/ea] | Hydronic heat exchanger-h ecosystems [points/ea] | Electric connectors-h ecosystems [points/kg] | Electric cables-h ecosystems [points/m] | PVC-H ecosystems [points/kg] | PE-H ecosystems [points/kg] | Polymer-H ecosystems [points/kg] | Cationic resin-h ecosystems [points/kg] | Ceramic-H ecosystems [points/kg] | Fan-H ecosystems [points/kg] | Aluminum-H ecosystems [points/kg] | LPG-H ecosystems [points/kg] | Zinc coat-h ecosystems [points/m2] | Polyacrylamide-H ecosystems [points/kg] | Photovoltaic panel-h ecosystems [points/m2] | GACProduction-H ecosystems [points/kg] | GACRegeneration-H ecosystems [points/kg] | Switches-H ecosystems [points/kg] | Control units-h ecosystems [points/kg] | Electronics active-h ecosystems [points/kg] | Electronics passive-h ecosystems [points/kg] | Transformers-H ecosystems [points/kg] | Fertilizer offset-h ecosystems [points/kg] | Polycarbonate-H ecosystems [points/kg] | Membrane-H ecosystems [points/kg] | Na cl-h ecosystems [points/kg] | Na oh-h ecosystems [points/kg] | Zeolite-H ecosystems [points/kg] | Battery-H ecosystems [points/kg] | Lithium battery-h ecosystems [points/kg] | Excavation-H health [points/m3] | Brick-H health [points/kg] | Cement-H health [points/kg] | Concrete-H health [points/m3] | Gravel-H health [points/kg] | Plastic-H health [points/kg] | Sand-H health [points/kg] | Stainless steel-h health [points/kg] | Stainless steel sheet-h health [points/kg] | Steel-H health [points/kg] | Wood-H health [points/m3] | Trucking-H health [points/tonne*km] | Electric motor-h health [points/ea] | Electronics-H health [points/kg] | Catalytic converter-h health [points/ea] | Oil heat exchanger-h health [points/ea] | Pump-H health [points/ea] | Hydronic heat exchanger-h health [points/ea] | Electric connectors-h health [points/kg] | Electric cables-h health [points/m] | PVC-H health [points/kg] | PE-H health [points/kg] | Polymer-H health [points/kg] | Cationic resin-h health [points/kg] | Ceramic-H health [points/kg] | Fan-H health [points/kg] | Aluminum-H health [points/kg] | LPG-H health [points/kg] | Zinc coat-h health [points/m2] | Polyacrylamide-H health [points/kg] | Photovoltaic panel-h health [points/m2] | GACProduction-H health [points/kg] | GACRegeneration-H health [points/kg] | Switches-H health [points/kg] | Control units-h health [points/kg] | Electronics active-h health [points/kg] | Electronics passive-h health [points/kg] | Transformers-H health [points/kg] | Fertilizer offset-h health [points/kg] | Polycarbonate-H health [points/kg] | Membrane-H health [points/kg] | Na cl-h health [points/kg] | Na oh-h health [points/kg] | Zeolite-H health [points/kg] | Battery-H health [points/kg] | Lithium battery-h health [points/kg] | Excavation-H resources [points/m3] | Brick-H resources [points/kg] | Cement-H resources [points/kg] | Concrete-H resources [points/m3] | Gravel-H resources [points/kg] | Plastic-H resources [points/kg] | Sand-H resources [points/kg] | Stainless steel-h resources [points/kg] | Stainless steel sheet-h resources [points/kg] | Steel-H resources [points/kg] | Wood-H resources [points/m3] | Trucking-H resources [points/tonne*km] | Electric motor-h resources [points/ea] | Electronics-H resources [points/kg] | Catalytic converter-h resources [points/ea] | Oil heat exchanger-h resources [points/ea] | Pump-H resources [points/ea] | Hydronic heat exchanger-h resources [points/ea] | Electric connectors-h resources [points/kg] | Electric cables-h resources [points/m] | PVC-H resources [points/kg] | PE-H resources [points/kg] | Polymer-H resources [points/kg] | Cationic resin-h resources [points/kg] | Ceramic-H resources [points/kg] | Fan-H resources [points/kg] | Aluminum-H resources [points/kg] | LPG-H resources [points/kg] | Zinc coat-h resources [points/m2] | Polyacrylamide-H resources [points/kg] | Photovoltaic panel-h resources [points/m2] | GACProduction-H resources [points/kg] | GACRegeneration-H resources [points/kg] | Switches-H resources [points/kg] | Control units-h resources [points/kg] | Electronics active-h resources [points/kg] | Electronics passive-h resources [points/kg] | Transformers-H resources [points/kg] | Fertilizer offset-h resources [points/kg] | Polycarbonate-H resources [points/kg] | Membrane-H resources [points/kg] | Na cl-h resources [points/kg] | Na oh-h resources [points/kg] | Zeolite-H resources [points/kg] | Battery-H resources [points/kg] | Lithium battery-h resources [points/kg] | Electricity CF [kg CO2-eq/kWh] | Electricity ecosystems CF [points/kWh] | Electricity health CF [points/kWh] | Electricity resources CF [points/kWh] | Na cl price [USD/kg] | Na cl1 price [USD/kg] | LPG price [USD/kg] | Conc nh3 price [USD/kg NH3]
0 | 0.13519 | 0.031724 | 0.0058573 | 1.4317 | 0.99167 | 0.99885 | 0.95624 | 0.07067 | 0.86324 | 0.65917 | 0.55245 | 0.70911 | 0.85097 | 0.20206 | 2204.9485 | 352.6354 | 0.93615 | 0.85094 | 0.16032 | 0.17376 | 0.17668 | 2.0765 | 3.281 | 6.949 | 409.3555 | 0.0084303 | 160.0293 | 95.6862 | 18.0898 | 114.4103 | 15.9591 | 2.2244 | 61.9264 | 14.2624 | 13.3127 | 0.24216 | 1.8381 | 3.3628 | 3084.6944 | 99.4605 | 105.1908 | 1626.3504 | 119.5083 | 83.8642 | 305.042 | 276.2913 | 208.8375 | 34.0835 | 54.9374 | 0.76278 | 0.35162 | 0.37704 | 0.01896 | 0.0015707 | 9.5974e-05 | 28.3631 | 9.8858 | 3.1642 | 0.96672 | 0.5969 | 0.10339 | 2.054 | 61.4345 | 4.5224 | 0.27032 | 0.86986 | 22.7511 | 109.2776 | 30.236 | 23.5844 | 142.0609 | 9.544 | 26.8714 | 16.7161 | 629.7924 | 127.8933 | 2.8043 | 0.071968 | 0.43953 | 0.075446 | 296.7354 | 160.2462 | 87.3954 | 63.149 | 17.1925 | 1223.2981 | 278.1754 | 108.6818 | 70.4809 | 288.2721 | 141.2205 | 84.6771 | 78.8198 | 7.215 | 0.83854 | 0.78743 | 0.21867 | 48.8043 | 6.065 | 2.0901 | 2.6881 | 0.14304 | 6.7528e-05 | 31.7073 | 1.2588 | 0.22464 | 0.20394 | 0.14807 | 3.4192 | 0.96527 | 1.2434 | 0.55054 | 77.2676 | 19.3347 | 39.074 | 9.7995 | 125.9134 | 119.6816 | 2285.4684 | 218.7408 | 409.8261 | 168.689 | 877.6135 | 308.3961 | 95.5445 | 402.1172 | 0.083519 | 0.38635 | 0.13039 | 0.067327 | 0.0088483 | 0.0065964 | 2.8148e-05 | 0.0024851 | 39.5138 | 12.4596 | 0.99478 | 0.16369 | 2.4853 | 6.561 | 291.2594 | 69.8309 | 3.1227 | 5.6434 | 150.4224 | 10.0635 | 717.2067 | 265.2656 | 207.6257 | 220.3259 | 71.0012 | 95.3915 | 38.1218 | 3882.0792 | 252.2148 | 97.3839 | 22.8045 | 106.8124 | 8.8106 | 248.5933 | 109.3459 | 13.4426 | 55.9539 | 0.46283 | 2461.442 | 1.9868 | 6.982 | 1.7347 | 2.3954 | 13.3456 | 0.40855 | 0.82699 | 4.1147 | 0.29717 | 135.2979 | 41.8157 | 35.9663 | 83.6403 | 776.3122 | 61.8989 | 724.5065 | 8.1162 | 130.479 | 612.3333 | 134.4844 | 107.1368 | 48.7172 | 71.9977 | 211.1251 | 62.0499 | 8.8461 | 196.5991 | 95.3474 | 9.7888 | 49.6575 | 567.5296 | 6.3214 | 84.0202 | 67.2009 | 211.397 | 266.4694 | 91.3859 | 56.725 | 35.9495 | 49.6046 | 0.011025 | 0.0011793 | 0.32369 | 26.5103 | 2.314 | 10.1182 | 2.7574 | 258.5887 | 10.0107 | 4.6437 | 0.43488 | 7414.0157 | 927.9379 | 1177.4671 | 1264.4749 | 30.3809 | 1.1528 | 22.8686 | 3.0626 | 5982.6742 | 1751.4779 | 621.866 | 83.0541 | 144.578 | 9.5113 | 187.3903 | 0.0015726 | 32.1387 | 0.16134 | 11.7668 | 48.2874 | 5.4885 | 84.4905 | 200.238 | 0.10353 | 0.21139 | 1.0802 | 0.15489 | 33.9438 | 30.7333 | 28.7558 | 29.7175 | 266.4848 | 277.0492 | 296.1759 | 266.3106 | 3.1162 | 5.761 | 4.4375 | 4.6253 | 9.4658 | 7.4809 | 10.3445 | 8.9042 | 6.4351 | 4.0159 | 5.1633 | 4.0185 | 0.25641 | 0.29328 | 0.27394 | 0.29751 | 0.33115 | 0.20804 | 0.3129 | 0.32213 | 1.2023 | 1.51 | 1.3732 | 1.1015 | 0.92266 | 0.65187 | 0.61967 | 0.91308 | 0.5338 | 0.30373 | 0.98164 | 361.4986 | 0.012322 | 1.9716 | 0.012793 | 4.236 | 5.8124 | 2.9688 | 194.5948 | 0.06509 | 10.3717 | 9.3352 | 13.3718 | 115477.7408 | 9.4307 | 336.5832 | 8.7458 | 4.6787 | 2.074 | 1.755 | 2.8047 | 1.5653 | 1.9875 | 13.6375 | 4.1048 | 0.64342 | 8.5137 | 3.0087 | 272.1305 | 7.6873 | 0.4623 | 19.2653 | 24.2889 | 631.9839 | 63.8952 | 4.0976 | 2.9139 | 7.4613 | 8.208 | 0.2837 | 1.2229 | 5.6599 | 7.1474 | 6.2636 | 0.12097 | 0.89516 | 1.3774 | 0.64595 | 1.9138 | 1.6009 | 1.3937 | 1.6798 | 1.7026 | 0.70531 | 1.8848 | 0.11405 | 0.56175 | 1.8476 | 0.51112 | 0.13381 | 1.5511 | 1.9929 | 1.4068 | 0.74388 | 0.63227 | 1.2573 | 0.66935 | 1.7706 | 1.3027 | 1.9088 | 1.7782 | 1.2187 | 1.1916 | 1.7106 | 0.71339 | 1.3043 | 0.085849 | 1.0617 | 0.14894 | 1.6321 | 0.94671 | 0.67717 | 0.46947 | 1.1731 | 0.3192 | 1.106 | 0.087119 | 0.96777 | 0.024257 | 0.70571 | 0.1223 | 1.6256 | 1.9852 | 0.045644 | 0.21775 | 0.063319 | 1.0837 | 1.4305 | 1.6151 | 1.5989 | 0.16063 | 0.39196 | 1.6528 | 1.3851 | 1.3819 | 0.053205 | 0.097192 | 0.8534 | 0.24643 | 1.1615 | 1.0704 | 0.39931 | 0.33743 | 1.5406 | 1.2701 | 1.7132 | 0.29563 | 0.2884 | 0.32273 | 0.92542 | 1.7905 | 1.3641 | 1.349 | 1.1786 | 0.82877 | 0.42778 | 0.94709 | 1.0195 | 0.93703 | 0.048476 | 0.32677 | 0.58277 | 0.34405 | 1.6674 | 1.7312 | 1.4845 | 0.042497 | 0.97761 | 0.94454 | 0.08091 | 1.438 | 1.8128 | 0.47689 | 1.0798 | 1.8938 | 0.17643 | 0.42722 | 0.81828 | 0.80368 | 1.6783 | 1.0075 | 0.70054 | 1.531 | 1.4223 | 0.8313 | 1.0274 | 0.66678 | 0.62024 | 1.0159 | 0.15484 | 0.09973 | 0.15968 | 1.2887 | 1.9707 | 1.1303 | 0.95557 | 0.98754 | 1.7428 | 1.822 | 1.8649 | 1.1829 | 1.6617 | 1.1359 | 0.9013 | 1.9052 | 0.54333 | 1.8718 | 0.97322 | 1.0444 | 1.9338 | 1.6592 | 1.4479 | 0.9638 | 1.3634 | 1.065 | 0.22193 | 0.045921 | 0.04387 | 1.3715 | 0.22493
1 | 0.16097 | 0.018315 | 0.011487 | 1.2032 | 0.99345 | 0.99723 | 0.97606 | 0.04026 | 0.83432 | 0.44414 | 0.81036 | 0.73501 | 0.83859 | 0.21884 | 1631.6305 | 291.2534 | 0.94178 | 0.80648 | 0.13289 | 0.19988 | 0.16618 | 3.2592 | 3.7439 | 8.04 | 223.9818 | 0.0017832 | 155.622 | 90.6184 | 17.7758 | 152.1166 | 12.5579 | 1.8958 | 57.456 | 15.2806 | 12.5048 | 0.23793 | 2.1541 | 3.9759 | 2631.3577 | 75.477 | 85.8127 | 1889.794 | 118.5211 | 86.1584 | 297.8608 | 262.6667 | 196.4615 | 32.4004 | 59.3163 | 0.89711 | 0.12393 | 0.093774 | 0.013492 | 0.0021321 | 8.902e-05 | 34.1551 | 14.0818 | 3.3716 | 0.77496 | 0.61247 | 0.092813 | 2.8539 | 67.1242 | 12.1455 | 0.25491 | 0.7571 | 27.6605 | 119.8375 | 42.0043 | 22.9152 | 142.9301 | 7.9976 | 36.8158 | 16.0842 | 564.9322 | 110.3355 | 2.1135 | 0.086442 | 0.4637 | 0.087301 | 313.5386 | 144.2124 | 97.6454 | 61.1264 | 16.6853 | 1329.15 | 240.6835 | 71.6377 | 91.0274 | 266.9371 | 181.2042 | 93.8847 | 82.0914 | 7.7365 | 0.6981 | 0.54838 | 0.37065 | 60.828 | 5.2029 | 2.3068 | 2.133 | 0.17829 | 8.2793e-05 | 38.2026 | 1.3142 | 0.26358 | 0.26556 | 0.19041 | 3.2294 | 0.96408 | 1.0814 | 0.47203 | 82.0254 | 16.563 | 29.9047 | 7.6826 | 123.0238 | 203.4652 | 2099.9883 | 252.4672 | 290.7125 | 179.6116 | 782.6931 | 393.9284 | 91.8209 | 478.3129 | 0.34154 | 0.071885 | 0.11044 | 0.078238 | 0.010698 | 0.0055772 | 1.9498e-05 | 0.0023096 | 30.9685 | 10.3419 | 1.1907 | 0.15065 | 2.8086 | 5.9289 | 377.1257 | 77.8872 | 3.19 | 5.7964 | 153.2461 | 8.3741 | 742.5163 | 337.3684 | 255.9953 | 212.085 | 54.3552 | 88.5952 | 36.711 | 2935.5577 | 323.4583 | 81.5474 | 21.7512 | 109.9312 | 8.023 | 190.3579 | 100.8051 | 13.0664 | 51.5509 | 0.3364 | 3359.4055 | 2.0507 | 7.3998 | 2.0839 | 3.2067 | 12.7054 | 0.4806 | 0.7762 | 4.4372 | 0.2446 | 112.4714 | 48.8658 | 37.0161 | 85.7923 | 615.2216 | 63.6837 | 688.8006 | 8.7036 | 135.4518 | 707.3206 | 151.171 | 105.2289 | 53.4759 | 79.2033 | 250.6082 | 58.39 | 9.4937 | 165.0544 | 97.5981 | 9.4196 | 45.9536 | 554.9013 | 5.8116 | 69.2112 | 70.2763 | 199.0781 | 292.5437 | 88.6148 | 46.6685 | 27.7986 | 42.6754 | 0.010609 | 0.0012578 | 0.25907 | 34.329 | 2.5006 | 12.0082 | 2.1712 | 313.835 | 9.7323 | 5.2347 | 0.59319 | 6502.6205 | 870.0278 | 1351.8096 | 1070.6415 | 33.1062 | 0.82048 | 20.7166 | 3.1808 | 5340.1638 | 1503.0749 | 568.4388 | 87.5624 | 130.6752 | 9.761 | 150.1731 | 0.0011581 | 31.4135 | 0.14535 | 12.3887 | 94.9201 | 4.5255 | 87.7204 | 192.0535 | 0.1048 | 0.20715 | 1.0643 | 0.19767 | 32.5829 | 28.0996 | 32.5484 | 31.6903 | 274.5503 | 271.7944 | 271.0734 | 279.8492 | 3.3908 | 4.1932 | 3.9752 | 3.9955 | 6.5935 | 6.2417 | 8.0167 | 7.5095 | 5.9862 | 5.3447 | 4.0005 | 4.0919 | 0.2866 | 0.3094 | 0.21858 | 0.33429 | 0.25061 | 0.29665 | 0.24536 | 0.32339 | 1.0906 | 0.91292 | 0.87282 | 1.1742 | 0.78309 | 0.51021 | 0.91741 | 0.71041 | 0.53796 | 0.25377 | 1.1151 | 285.0592 | 0.013051 | 2.0077 | 0.012014 | 4.7423 | 4.6855 | 3.0189 | 201.5034 | 0.35146 | 9.0943 | 8.9495 | 14.7416 | 106128.7364 | 8.609 | 306.6087 | 8.1358 | 3.9546 | 2.2489 | 1.9958 | 2.6164 | 1.5841 | 1.994 | 12.767 | 4.1169 | 0.73346 | 7.703 | 2.9272 | 279.0055 | 9.209 | 0.46675 | 20.1754 | 26.0695 | 591.4964 | 68.4847 | 4.3343 | 2.7411 | 7.7607 | 7.5839 | 0.26132 | 1.3102 | 5.0872 | 7.3636 | 6.0273 | 0.66963 | 1.4057 | 0.095049 | 1.2306 | 1.3537 | 0.28133 | 1.0325 | 1.7215 | 1.6913 | 0.31878 | 0.394 | 0.46648 | 0.18082 | 1.0806 | 1.4085 | 1.3346 | 0.14409 | 0.90425 | 1.3641 | 0.51745 | 0.7746 | 1.5373 | 1.3734 | 0.4615 | 1.7994 | 1.4048 | 0.25843 | 1.4061 | 1.9522 | 0.1405 | 1.4646 | 0.34659 | 1.3538 | 1.1297 | 0.07615 | 0.21959 | 0.20225 | 1.4987 | 0.66478 | 1.8569 | 1.9069 | 1.2752 | 1.3208 | 1.957 | 1.5343 | 0.66516 | 0.84211 | 0.87994 | 0.42483 | 0.20695 | 1.4752 | 1.6357 | 0.074583 | 1.2878 | 0.043816 | 1.2396 | 0.46386 | 1.4154 | 0.34475 | 0.93343 | 0.97458 | 0.83431 | 0.19286 | 1.8414 | 1.2964 | 1.3934 | 1.4183 | 0.68496 | 0.54802 | 0.4695 | 0.081561 | 0.72622 | 1.5863 | 1.0101 | 0.015813 | 1.0361 | 0.99564 | 1.7901 | 1.8552 | 1.2696 | 1.83 | 1.8623 | 1.8255 | 0.30393 | 0.42042 | 0.58247 | 1.2971 | 0.71205 | 0.15122 | 0.9437 | 0.27699 | 1.5457 | 1.4962 | 1.0803 | 1.7235 | 1.4054 | 1.3492 | 1.5887 | 1.2829 | 1.9618 | 1.1964 | 0.55208 | 0.12334 | 1.6682 | 1.7476 | 0.62671 | 1.504 | 0.10479 | 1.0279 | 1.1794 | 0.53708 | 1.2211 | 1.9513 | 1.9378 | 1.7097 | 1.6057 | 0.85936 | 1.4783 | 1.136 | 0.82675 | 1.3749 | 0.40129 | 1.8603 | 1.9659 | 1.734 | 0.50952 | 1.0097 | 1.8097 | 0.39304 | 1.6992 | 1.5013 | 0.91427 | 1.3528 | 1.3752 | 1.9211 | 0.10032 | 0.21252 | 0.81062 | 0.99666 | 0.69659 | 1.2371 | 1.2721 | 0.056209 | 0.04941 | 1.8669 | 1.7024
2 | 0.13835 | 0.0097315 | 0.017585 | 1.4705 | 0.99602 | 0.99386 | 0.68945 | 0.030349 | 0.88309 | 0.40746 | 0.72046 | 0.84373 | 0.78352 | 0.18157 | 1536.115 | 253.7758 | 0.96021 | 0.82512 | 0.17322 | 0.32194 | 0.22681 | 0.24335 | 3.6743 | 4.1066 | 283.3632 | 0.0092181 | 144.2023 | 101.4037 | 16.3658 | 176.6266 | 16.5566 | 1.8281 | 55.0925 | 12.3499 | 12.1933 | 0.25923 | 1.5228 | 3.631 | 2418.5084 | 92.3617 | 104.8823 | 1598.3332 | 103.5335 | 94.4262 | 266.907 | 271.3463 | 260.6604 | 30.3434 | 52.2848 | 0.74097 | 0.14766 | 0.33911 | 0.014154 | 0.0023393 | 7.7265e-05 | 32.4956 | 11.6479 | 3.3204 | 0.87416 | 0.65307 | 0.10186 | 2.433 | 70.0592 | 3.8105 | 0.35696 | 0.86713 | 23.4574 | 121.7957 | 39.5028 | 15.7514 | 127.4233 | 9.8205 | 38.7398 | 14.3335 | 755.0861 | 139.2155 | 3.6003 | 0.12352 | 0.42589 | 0.11814 | 281.9742 | 139.0445 | 85.1164 | 66.433 | 15.9226 | 1179.3038 | 228.8498 | 72.8626 | 89.0667 | 249.5444 | 173.112 | 92.2285 | 84.6681 | 6.8339 | 0.65048 | 0.84846 | 0.28669 | 71.8709 | 4.8054 | 1.7883 | 2.5128 | 0.19287 | 8.0319e-05 | 26.6701 | 0.88575 | 0.23721 | 0.27572 | 0.17815 | 3.48 | 0.95076 | 1.2121 | 0.45658 | 69.8176 | 17.4285 | 33.7452 | 10.3489 | 124.7747 | 139.6815 | 1791.8882 | 243.666 | 402.4594 | 164.4648 | 750.3069 | 358.535 | 97.2644 | 369.1494 | 0.14727 | 0.16201 | 0.15708 | 0.081143 | 0.010154 | 0.0070797 | 2.4416e-05 | 0.0026043 | 27.5192 | 10.022 | 0.89988 | 0.1966 | 2.6897 | 5.0146 | 329.3696 | 84.6475 | 2.893 | 5.557 | 121.9813 | 9.4794 | 836.2734 | 324.3025 | 228.4543 | 196.3058 | 71.6233 | 105.6395 | 43.2268 | 3541.3091 | 263.4469 | 93.9511 | 20.4022 | 122.9077 | 10.4982 | 252.695 | 89.3563 | 10.9149 | 63.2619 | 0.36151 | 3734.6849 | 2.803 | 6.5637 | 1.792 | 2.7967 | 8.5376 | 0.56417 | 0.62868 | 3.8954 | 0.32388 | 137.24 | 51.8563 | 29.4737 | 87.3134 | 642.7579 | 73.703 | 589.4916 | 8.851 | 108.9282 | 810.3709 | 164.2406 | 83.0344 | 59.0035 | 68.466 | 206.1482 | 60.9612 | 8.5146 | 176.8415 | 77.0302 | 11.4439 | 52.0314 | 622.1849 | 6.0574 | 67.785 | 54.9475 | 202.3867 | 307.1333 | 75.1371 | 45.679 | 35.135 | 52.7152 | 0.010014 | 0.00098943 | 0.31568 | 34.9534 | 2.7883 | 11.3621 | 3.3776 | 225.1454 | 12.3485 | 5.0229 | 0.57061 | 7474.2359 | 941.4108 | 1452.1997 | 1238.0543 | 35.2965 | 0.97729 | 24.3204 | 2.519 | 5822.0656 | 1424.0986 | 633.5364 | 87.1835 | 151.7544 | 10.2861 | 156.4411 | 0.0014497 | 33.1028 | 0.16286 | 13.7818 | 92.4032 | 5.9962 | 61.285 | 208.1981 | 0.12343 | 0.22003 | 0.9812 | 0.19531 | 28.2945 | 28.9857 | 31.3032 | 32.4241 | 296.0143 | 291.6266 | 277.52 | 283.7428 | 5.3576 | 4.8662 | 5.261 | 5.7468 | 10.6628 | 6.8605 | 10.1036 | 9.6249 | 4.9341 | 6.7172 | 6.4872 | 5.0035 | 0.24361 | 0.33447 | 0.28715 | 0.19064 | 0.22728 | 0.31767 | 0.32178 | 0.24679 | 1.0762 | 1.0184 | 1.1058 | 1.3746 | 0.52393 | 0.88281 | 0.53561 | 0.58317 | 0.51088 | 0.26273 | 1.1884 | 378.1979 | 0.016284 | 1.9931 | 0.012658 | 5.2464 | 3.6834 | 2.2074 | 195.6589 | 0.44491 | 9.3828 | 9.6155 | 13.792 | 112502.8404 | 9.0404 | 345.6711 | 9.6622 | 4.7734 | 2.0917 | 1.8577 | 2.8364 | 1.7177 | 1.9364 | 13.7548 | 4.302 | 0.76441 | 8.854 | 3.0335 | 265.167 | 8.4438 | 0.47263 | 16.784 | 27.583 | 584.2916 | 67.4907 | 4.3904 | 2.9502 | 8.1424 | 7.57 | 0.25027 | 1.14 | 5.0016 | 7.7445 | 6.5565 | 1.9117 | 1.917 | 0.675 | 0.068612 | 0.92942 | 1.9356 | 0.65943 | 1.9587 | 0.48945 | 1.1638 | 0.88637 | 1.0093 | 1.5748 | 0.86537 | 0.36193 | 1.1054 | 1.9921 | 1.5988 | 1.6425 | 1.944 | 0.54109 | 0.27729 | 1.5552 | 1.9404 | 0.44538 | 0.022323 | 1.2246 | 1.8508 | 0.28034 | 0.42305 | 0.64375 | 0.43801 | 1.7303 | 0.98977 | 0.28593 | 1.7875 | 1.2769 | 1.671 | 1.6521 | 1.0102 | 1.7283 | 1.5346 | 0.71402 | 1.1289 | 1.4583 | 0.51189 | 0.039685 | 0.39634 | 0.37907 | 0.47221 | 1.9437 | 0.72449 | 0.62379 | 1.6643 | 1.1492 | 0.29175 | 1.8007 | 0.99665 | 0.14196 | 0.75061 | 1.5708 | 0.4499 | 1.8058 | 1.691 | 1.8597 | 0.060631 | 0.65377 | 1.0673 | 0.11889 | 0.35678 | 0.9988 | 0.35026 | 0.74963 | 1.4302 | 1.3241 | 0.14876 | 0.38173 | 0.388 | 0.6031 | 0.53229 | 1.7319 | 0.53785 | 1.3592 | 1.1842 | 1.1393 | 0.84554 | 0.40351 | 0.84198 | 1.2553 | 0.67813 | 1.6612 | 1.1973 | 1.3704 | 1.2173 | 0.58622 | 1.0746 | 0.26833 | 1.6863 | 0.88964 | 0.41774 | 0.78302 | 0.7733 | 0.93456 | 1.9216 | 1.8041 | 0.86128 | 1.3131 | 1.3096 | 1.7087 | 1.2693 | 0.2988 | 0.44618 | 1.2813 | 0.22506 | 0.53239 | 1.9813 | 1.0541 | 0.48412 | 0.60086 | 1.5486 | 0.021567 | 0.51461 | 0.76023 | 0.097735 | 0.17784 | 0.1727 | 0.24516 | 0.95535 | 1.0832 | 1.0833 | 0.73701 | 0.68212 | 1.4543 | 0.14218 | 0.85655 | 1.0154 | 1.9756 | 1.3556 | 0.94461 | 1.1021 | 0.27253 | 0.92892 | 0.052533 | 0.057859 | 1.3865 | 0.43004
3 | 0.18735 | 0.041471 | 0.002826 | 1.1397 | 0.99574 | 0.994 | 0.89941 | 0.077018 | 0.8417 | 0.40108 | 0.68045 | 0.69316 | 0.8877 | 0.19106 | 1941.2429 | 406.8572 | 0.96179 | 0.86159 | 0.12216 | 0.15788 | 0.40378 | 2.5208 | 4.0694 | 8.9829 | 354.3473 | 0.0087561 | 136.2188 | 97.474 | 18.2827 | 132.2877 | 15.5911 | 1.9611 | 55.3039 | 14.1183 | 12.8714 | 0.27144 | 1.7916 | 2.9921 | 2792.4129 | 88.9182 | 97.7548 | 1597.5448 | 105.9994 | 86.8333 | 301.4046 | 229.2435 | 251.3434 | 29.7401 | 53.0311 | 0.78538 | 0.1642 | 0.21284 | 0.016775 | 0.0017442 | 9.3199e-05 | 33.3868 | 13.6284 | 2.4221 | 0.75011 | 0.56764 | 0.10715 | 2.6469 | 62.5487 | 1.5956 | 0.29144 | 0.84667 | 16.7265 | 106.0922 | 25.6496 | 17.0193 | 138.855 | 9.5034 | 32.5692 | 15.3346 | 654.9023 | 115.4122 | 2.8874 | 0.075538 | 0.47108 | 0.07834 | 242.2984 | 136.1511 | 79.7794 | 64.3881 | 14.7079 | 1123.3314 | 235.4124 | 105.266 | 90.1146 | 223.3272 | 138.0785 | 102.2182 | 90.2579 | 8.2878 | 0.76273 | 0.65576 | 0.2667 | 53.4497 | 6.3587 | 2.2414 | 2.6297 | 0.18536 | 9.2206e-05 | 29.3746 | 0.92072 | 0.20035 | 0.223 | 0.18118 | 3.3384 | 0.96691 | 0.87024 | 0.52632 | 108.9387 | 18.814 | 28.7165 | 8.0376 | 157.0307 | 182.9051 | 2068.4769 | 266.2863 | 334.3008 | 188.4272 | 821.0536 | 378.2296 | 101.7951 | 431.782 | 0.29984 | 0.40907 | 0.16832 | 0.072045 | 0.0090161 | 0.0064228 | 2.8387e-05 | 0.0018069 | 26.707 | 9.8018 | 0.94936 | 0.14949 | 1.9629 | 5.6258 | 337.6627 | 83.8271 | 4.1617 | 5.9707 | 156.1876 | 9.5724 | 814.8304 | 329.8363 | 215.9542 | 205.1291 | 57.6099 | 104.3866 | 41.381 | 3624.2902 | 303.2954 | 78.3021 | 18.3764 | 109.1658 | 8.0764 | 227.6263 | 110.9808 | 11.6791 | 50.663 | 0.32922 | 2821.8478 | 2.1637 | 6.0414 | 2.1542 | 2.2421 | 9.3207 | 0.44725 | 1.0004 | 4.4126 | 0.21083 | 122.9685 | 43.3019 | 35.0209 | 103.9795 | 679.8898 | 65.174 | 657.6556 | 10.4721 | 104.8704 | 822.8484 | 153.186 | 93.0205 | 57.515 | 70.9831 | 235.4351 | 49.8331 | 8.2535 | 162.9807 | 92.8022 | 12.2242 | 41.3916 | 629.6321 | 7.3845 | 72.0843 | 53.6712 | 193.3783 | 243.0654 | 85.0753 | 54.7577 | 36.6771 | 44.7031 | 0.0096757 | 0.0011119 | 0.24548 | 28.0003 | 2.1427 | 9.2775 | 2.9405 | 327.4141 | 11.5331 | 5.8319 | 0.49382 | 5917.5126 | 908.1788 | 1304.5702 | 1336.4198 | 32.4098 | 0.67114 | 25.6432 | 2.7829 | 5204.125 | 1829.4086 | 478.3272 | 89.2197 | 157.6089 | 8.8127 | 169.3878 | 0.0012731 | 35.5808 | 0.14357 | 12.7739 | 77.6779 | 4.5984 | 68.3798 | 204.3243 | 0.10769 | 0.26379 | 1.1082 | 0.17021 | 33.1313 | 31.969 | 28.5153 | 33.2043 | 267.7778 | 288.7311 | 271.8773 | 269.528 | 5.6198 | 4.3967 | 5.4107 | 3.8207 | 7.1723 | 7.9308 | 6.2928 | 8.6847 | 5.7047 | 6.4996 | 4.9589 | 4.3945 | 0.24034 | 0.23715 | 0.33616 | 0.20428 | 0.27284 | 0.34532 | 0.20914 | 0.3441 | 1.3722 | 1.5744 | 1.0403 | 0.89592 | 0.89812 | 0.52149 | 0.84271 | 0.87195 | 0.53447 | 0.301 | 1.0076 | 238.6289 | 0.014265 | 1.9524 | 0.01251 | 3.2521 | 5.5359 | 2.157 | 197.1499 | 0.16492 | 10.0459 | 9.5078 | 12.9254 | 111018.2824 | 7.7718 | 311.6383 | 8.7859 | 4.7056 | 1.9555 | 1.8204 | 2.7492 | 1.6662 | 1.8506 | 14.1748 | 4.4433 | 0.69981 | 8.6329 | 2.7246 | 281.1247 | 7.9213 | 0.40134 | 18.8373 | 28.8801 | 670.3647 | 69.6504 | 4.563 | 2.6989 | 7.1318 | 7.0473 | 0.25552 | 1.1222 | 4.9149 | 6.5302 | 6.6627 | 1.5538 | 0.52734 | 0.13294 | 1.7854 | 0.74818 | 1.8628 | 0.79474 | 1.2591 | 0.89728 | 1.9778 | 1.0204 | 0.91717 | 1.6259 | 0.082104 | 1.9839 | 0.9059 | 0.43381 | 0.33949 | 0.19355 | 0.38703 | 1.9973 | 1.0134 | 0.25458 | 1.2342 | 1.6431 | 0.94466 | 0.921 | 1.7776 | 0.011544 | 0.085056 | 0.26945 | 1.6991 | 0.24384 | 1.434 | 1.2629 | 1.8321 | 0.84276 | 0.87755 | 1.876 | 0.022945 | 1.6157 | 0.86209 | 0.63277 | 1.3069 | 0.21796 | 1.5788 | 0.73687 | 1.2845 | 0.56822 | 1.2239 | 1.319 | 0.12052 | 1.7377 | 1.0494 | 0.10729 | 0.76251 | 0.5532 | 0.27684 | 1.9526 | 0.57327 | 1.2049 | 1.8062 | 1.3095 | 1.5567 | 1.7458 | 0.28939 | 0.40049 | 1.4267 | 1.7101 | 0.56949 | 1.9087 | 1.3124 | 1.6053 | 0.6339 | 0.19052 | 1.4163 | 1.3939 | 0.86908 | 0.33376 | 1.8331 | 1.3048 | 1.9756 | 1.9324 | 1.7058 | 1.8821 | 0.72877 | 1.9983 | 0.038704 | 0.5686 | 0.47644 | 1.96 | 1.7645 | 0.70715 | 1.8135 | 0.040776 | 1.7346 | 1.2017 | 1.4828 | 1.0083 | 1.2811 | 0.39168 | 1.4416 | 1.7155 | 1.8263 | 1.4841 | 0.28236 | 0.4619 | 1.7263 | 1.8841 | 0.34755 | 1.9903 | 1.9373 | 1.7696 | 0.84499 | 0.9663 | 1.1305 | 1.5657 | 1.0673 | 0.017201 | 0.39552 | 0.43781 | 0.75767 | 0.23902 | 1.3536 | 1.3577 | 0.43698 | 1.3038 | 1.9003 | 0.2397 | 0.10041 | 1.8354 | 1.3946 | 0.68921 | 0.25389 | 1.3881 | 0.93108 | 0.44574 | 1.9336 | 0.87896 | 0.57657 | 0.41214 | 1.6973 | 0.051067 | 0.05704 | 1.7941 | 1.1784
4 | 0.14748 | 0.042207 | 0.025333 | 1.1713 | 0.99689 | 0.99114 | 0.73012 | 0.081493 | 0.86071 | 0.70242 | 0.65457 | 0.79844 | 0.77995 | 0.17005 | 1932.6043 | 270.5036 | 0.96546 | 0.81662 | 0.1972 | 0.29264 | 0.13235 | 3.1603 | 4.1563 | 7.903 | 540.1164 | 0.0028948 | 138.922 | 125.8109 | 17.9332 | 142.4943 | 14.085 | 1.8568 | 46.8653 | 15.4166 | 14.3403 | 0.24636 | 1.1452 | 2.7344 | 2719.3071 | 95.6164 | 106.9278 | 1653.9177 | 116.0642 | 92.9677 | 282.3565 | 246.2652 | 245.9472 | 33.6681 | 58.1623 | 0.91767 | 0.27681 | 0.051406 | 0.016572 | 0.0022588 | 6.4672e-05 | 35.9562 | 13.4261 | 3.0746 | 0.85497 | 0.5109 | 0.089118 | 2.5138 | 64.775 | 3.0004 | 0.30181 | 0.80215 | 26.8505 | 91.282 | 36.2765 | 20.0157 | 124.6852 | 8.7699 | 26.3997 | 17.8812 | 533.0251 | 80.7814 | 3.01 | 0.11687 | 0.58309 | 0.11249 | 329.0805 | 168.8893 | 101.0563 | 58.1733 | 16.4429 | 1377.5527 | 253.1097 | 75.3791 | 72.3422 | 261.9725 | 155.9617 | 89.2739 | 75.0818 | 7.5589 | 0.47659 | 0.95875 | 0.23481 | 58.7222 | 6.7399 | 1.6476 | 2.4371 | 0.16143 | 6.6207e-05 | 39.036 | 1.0938 | 0.26268 | 0.2499 | 0.17412 | 3.167 | 0.95487 | 1.1098 | 0.4315 | 103.5776 | 14.3616 | 31.9681 | 8.2485 | 139.9618 | 153.3912 | 2128.3118 | 275.1879 | 386.0777 | 204.2262 | 887.6737 | 306.9626 | 85.5833 | 457.5244 | 0.061156 | 0.33187 | 0.036051 | 0.074801 | 0.008189 | 0.0056543 | 2.3169e-05 | 0.0026878 | 28.7466 | 11.1361 | 0.84088 | 0.20131 | 2.0143 | 6.3148 | 352.4719 | 67.5291 | 3.9888 | 6.0299 | 142.086 | 8.0266 | 639.179 | 274.1437 | 261.0464 | 179.0599 | 66.336 | 85.0943 | 42.5859 | 3055.1026 | 255.0829 | 100.9752 | 17.114 | 104.6303 | 9.2784 | 201.6618 | 98.9052 | 13.0913 | 58.9013 | 0.47544 | 3637.8352 | 2.0971 | 5.0564 | 1.934 | 3.3083 | 10.6158 | 0.6293 | 1.0154 | 4.0478 | 0.31852 | 121.915 | 50.2254 | 36.5354 | 90.8965 | 693.6474 | 72.996 | 735.7492 | 9.3262 | 139.3489 | 739.2836 | 141.4914 | 108.4915 | 54.3244 | 61.1884 | 192.7525 | 51.5894 | 8.0138 | 167.9786 | 90.9013 | 11.2191 | 43.2313 | 520.0176 | 6.2439 | 80.5402 | 64.8015 | 165.0421 | 288.8949 | 78.2202 | 54.484 | 30.7794 | 48.6617 | 0.0082723 | 0.0013058 | 0.33131 | 37.9885 | 2.3798 | 12.5746 | 2.8556 | 319.8617 | 12.1242 | 4.5812 | 0.44065 | 6384.5219 | 836.0909 | 1204.6479 | 1482.7386 | 35.3838 | 1.2257 | 26.3179 | 2.5579 | 5558.0059 | 1684.842 | 515.8803 | 100.1705 | 135.2213 | 8.0775 | 164.4289 | 0.001235 | 29.9512 | 0.1852 | 14.8135 | 90.0456 | 6.3755 | 63.6333 | 184.1545 | 0.11659 | 0.23151 | 1.0351 | 0.14569 | 30.8402 | 28.5926 | 29.0427 | 31.116 | 278.3328 | 281.1995 | 275.6919 | 286.9802 | 4.2022 | 5.6105 | 4.9862 | 4.476 | 6.2559 | 9.2012 | 8.7327 | 8.3555 | 3.9291 | 4.5512 | 3.782 | 6.4971 | 0.33636 | 0.34431 | 0.22429 | 0.29892 | 0.19203 | 0.21547 | 0.23123 | 0.31076 | 1.3238 | 0.98314 | 1.5667 | 0.96425 | 0.73631 | 0.5623 | 0.69718 | 0.82307 | 0.52008 | 0.28851 | 1.0342 | 320.7963 | 0.013547 | 1.9829 | 0.011944 | 4.9861 | 5.5849 | 2.5077 | 203.6791 | 0.47144 | 10.7527 | 9.7077 | 15.3149 | 113953.6439 | 8.021 | 355.9357 | 8.6525 | 4.205 | 1.9374 | 2.055 | 2.6541 | 1.5963 | 1.8067 | 12.9849 | 3.8663 | 0.75742 | 8.3515 | 2.7723 | 282.9771 | 8.5404 | 0.48662 | 19.5047 | 27.6403 | 579.2835 | 65.1496 | 4.587 | 3.1275 | 7.0118 | 7.3499 | 0.26512 | 1.29 | 4.6942 | 6.4401 | 5.8432 | 1.6536 | 1.7999 | 0.99381 | 1.4297 | 1.0506 | 0.62204 | 1.8868 | 0.63551 | 0.93811 | 1.2987 | 0.17775 | 1.5188 | 0.86577 | 1.9273 | 1.2593 | 0.22935 | 0.29986 | 1.2988 | 0.32461 | 1.2364 | 1.0374 | 1.8063 | 0.95015 | 0.096529 | 1.2447 | 1.2342 | 0.83536 | 1.1365 | 1.4535 | 0.92274 | 0.56211 | 0.54154 | 0.6496 | 0.040564 | 1.8734 | 1.2733 | 0.59076 | 1.5752 | 0.28395 | 0.79706 | 0.45625 | 1.698 | 0.31843 | 0.44352 | 0.99223 | 1.1583 | 1.5018 | 1.7216 | 0.63646 | 1.448 | 0.55394 | 0.35931 | 1.1499 | 0.2732 | 0.94775 | 1.6041 | 1.9991 | 0.86255 | 0.049808 | 1.1904 | 1.1363 | 0.6473 | 0.95143 | 0.95243 | 0.61255 | 1.5818 | 1.516 | 1.7313 | 0.7832 | 0.6509 | 1.8561 | 1.8604 | 0.8636 | 0.90788 | 0.59865 | 1.2598 | 0.015608 | 0.13337 | 0.28801 | 1.3277 | 0.089058 | 1.2636 | 0.84638 | 1.6436 | 0.26385 | 0.91621 | 1.507 | 1.0133 | 1.0634 | 0.1508 | 0.37725 | 0.37638 | 0.15788 | 0.32804 | 0.68141 | 1.3552 | 1.7954 | 0.34966 | 0.91596 | 0.67975 | 0.12982 | 1.6118 | 1.4603 | 0.58168 | 1.2872 | 1.1415 | 0.62626 | 1.8364 | 0.9163 | 1.5313 | 0.44258 | 0.86395 | 0.97971 | 0.9496 | 0.64676 | 0.86314 | 0.92886 | 0.53472 | 0.3656 | 1.0225 | 1.704 | 1.7115 | 1.1596 | 0.25491 | 0.073453 | 0.68243 | 1.2972 | 0.37562 | 1.7652 | 0.65981 | 1.3187 | 1.5199 | 1.5868 | 0.67539 | 1.736 | 0.66575 | 1.3042 | 0.56247 | 0.97425 | 1.5755 | 0.71696 | 0.77567 | 0.053967 | 0.053931 | 1.26 | 0.51681
5 | 0.18063 | 0.032611 | 0.0099198 | 1.2737 | 0.99241 | 0.9933 | 0.66513 | 0.050897 | 0.82345 | 0.48875 | 0.72819 | 0.74047 | 0.86775 | 0.20417 | 1442.3985 | 156.0175 | 0.95609 | 0.82261 | 0.13364 | 0.25295 | 0.47646 | 0.45858 | 3.135 | 3.0976 | 466.8459 | 0.0022141 | 131.8197 | 111.299 | 15.8013 | 135.6796 | 15.6356 | 2.0993 | 52.6985 | 15.038 | 12.1534 | 0.21981 | 2.3371 | 2.6338 | 2600.816 | 86.973 | 93.2658 | 1912.5372 | 112.623 | 79.2184 | 291.9345 | 239.4485 | 212.7154 | 34.7239 | 57.029 | 0.7193 | 0.063997 | 0.24855 | 0.013882 | 0.0019262 | 7.0013e-05 | 36.7904 | 13.8841 | 2.8081 | 0.82647 | 0.53571 | 0.083069 | 2.7019 | 59.0637 | 4.7159 | 0.25996 | 0.88097 | 21.6072 | 85.1221 | 37.3643 | 19.3909 | 153.464 | 8.5123 | 31.1552 | 18.7526 | 619.5867 | 97.8231 | 3.7225 | 0.079218 | 0.48628 | 0.10617 | 218.9457 | 128.692 | 88.8567 | 56.0409 | 18.016 | 1168.2548 | 282.4385 | 106.4018 | 75.7284 | 253.7562 | 165.9324 | 86.8274 | 79.5182 | 8.5638 | 0.71882 | 0.93158 | 0.39301 | 56.8149 | 7.1048 | 1.6837 | 2.2639 | 0.14058 | 7.6864e-05 | 27.976 | 1.2335 | 0.26975 | 0.17494 | 0.13093 | 3.5482 | 0.95561 | 1.3526 | 0.47761 | 89.078 | 17.8928 | 37.4528 | 8.6814 | 134.4037 | 163.9001 | 1948.0748 | 214.3577 | 320.6544 | 158.9183 | 718.7118 | 401.0019 | 90.338 | 444.1536 | 0.17018 | 0.29765 | 0.098787 | 0.068265 | 0.0099093 | 0.0059855 | 2.0324e-05 | 0.0019414 | 29.1476 | 12.7387 | 0.86523 | 0.19284 | 2.6706 | 4.4377 | 341.0145 | 78.2561 | 3.6065 | 4.5309 | 134.7544 | 9.8496 | 696.6677 | 352.9584 | 235.3481 | 225.4117 | 64.7918 | 114.7876 | 44.1855 | 3825.4827 | 260.258 | 77.503 | 20.8278 | 128.5032 | 9.6447 | 235.831 | 97.146 | 13.7558 | 57.8245 | 0.45502 | 2928.1064 | 2.3601 | 6.2861 | 1.6285 | 3.1208 | 13.1842 | 0.49148 | 0.69661 | 3.8324 | 0.27084 | 113.4218 | 41.4971 | 32.8735 | 88.2932 | 725.0553 | 69.9805 | 572.4055 | 9.9925 | 113.1337 | 783.0266 | 129.2351 | 95.1841 | 63.427 | 77.2457 | 255.7072 | 49.0904 | 9.2261 | 157.7868 | 79.558 | 9.5566 | 50.7365 | 605.9507 | 7.0437 | 78.9929 | 62.4349 | 170.1717 | 258.9278 | 81.9343 | 53.2699 | 34.0024 | 41.8878 | 0.0090441 | 0.0010427 | 0.29452 | 27.243 | 2.4838 | 9.0304 | 2.6487 | 206.059 | 7.9699 | 3.8486 | 0.51173 | 5560.9583 | 764.6004 | 1230.9758 | 1054.2565 | 34.7128 | 1.1757 | 23.3561 | 2.8884 | 5023.8794 | 1181.205 | 531.0773 | 107.3912 | 119.3143 | 7.747 | 160.1306 | 0.0013707 | 39.622 | 0.16609 | 13.3281 | 71.8185 | 3.6127 | 47.3428 | 226.3987 | 0.12678 | 0.2264 | 0.88035 | 0.18245 | 29.4755 | 32.7617 | 31.2021 | 28.0984 | 273.1032 | 268.7636 | 292.7392 | 280.9762 | 5.6696 | 4.7426 | 3.4327 | 4.301 | 7.6489 | 8.6843 | 6.8367 | 7.8775 | 4.1359 | 4.724 | 6.4 | 3.6256 | 0.29904 | 0.32846 | 0.32803 | 0.24964 | 0.29031 | 0.32872 | 0.22054 | 0.18719 | 1.0049 | 1.1222 | 1.4644 | 0.91319 | 0.55164 | 0.5919 | 0.63307 | 0.85111 | 0.54671 | 0.29355 | 1.058 | 228.7413 | 0.013319 | 1.9421 | 0.012337 | 3.438 | 4.5221 | 3.1237 | 200.5374 | 0.36491 | 10.4993 | 8.1067 | 14.889 | 108567.9291 | 8.9228 | 293.2266 | 8.4171 | 4.7601 | 2.217 | 2.1165 | 2.7345 | 1.5219 | 1.6982 | 13.8925 | 3.937 | 0.71514 | 8.0872 | 2.6897 | 291.4898 | 8.0989 | 0.41899 | 18.2049 | 25.8092 | 604.4481 | 60.8548 | 4.9601 | 2.9192 | 7.6438 | 8.0907 | 0.27763 | 1.1959 | 4.7315 | 7.0857 | 6.6289 | 0.36824 | 0.99427 | 0.74331 | 1.5775 | 0.89322 | 0.88616 | 0.55926 | 0.075497 | 0.14875 | 0.033644 | 1.2656 | 1.7643 | 0.62278 | 1.2239 | 0.79507 | 1.8592 | 0.8423 | 0.4214 | 1.8074 | 0.95747 | 1.1479 | 0.8543 | 0.10821 | 0.59001 | 1.9057 | 0.53228 | 0.7868 | 0.26406 | 1.3933 | 1.9202 | 1.0576 | 1.703 | 1.5757 | 1.8994 | 0.43982 | 0.17001 | 0.17057 | 1.8303 | 1.2024 | 0.23161 | 1.2737 | 0.060485 | 0.56238 | 0.61951 | 1.7245 | 1.7719 | 1.4494 | 0.29797 | 0.018461 | 0.96506 | 0.86836 | 0.24679 | 0.84846 | 0.34378 | 1.7331 | 1.803 | 1.7218 | 1.9782 | 0.42812 | 1.556 | 0.3202 | 1.4325 | 0.85402 | 0.0026871 | 1.6671 | 1.6765 | 1.3924 | 0.11774 | 0.67059 | 1.7955 | 0.82603 | 1.6071 | 1.4873 | 1.1824 | 1.0711 | 0.022783 | 0.84059 | 1.6201 | 1.6446 | 0.44298 | 0.76088 | 1.4054 | 0.71048 | 1.8669 | 1.2888 | 0.46479 | 1.824 | 0.61686 | 0.045959 | 1.3942 | 1.0862 | 0.012656 | 0.54754 | 1.4502 | 1.4281 | 1.8706 | 0.092754 | 1.2951 | 1.8929 | 0.091276 | 0.20162 | 1.9384 | 1.9712 | 0.16856 | 0.15449 | 1.729 | 1.7422 | 0.30488 | 0.52879 | 1.8934 | 0.051387 | 1.4678 | 1.5716 | 1.0103 | 1.8307 | 1.5369 | 1.6232 | 1.8389 | 0.85373 | 1.1422 | 0.11201 | 1.6935 | 1.2189 | 1.4322 | 0.57002 | 0.30661 | 0.96343 | 1.3504 | 0.12026 | 1.4904 | 0.673 | 1.6412 | 1.1406 | 0.74912 | 0.40311 | 0.34791 | 0.72005 | 1.2501 | 0.93891 | 0.38954 | 0.0077157 | 1.1011 | 0.039144 | 0.061673 | 1.6666 | 1.2874
6 | 0.17052 | 0.035823 | 0.01644 | 1.3926 | 0.99432 | 0.99045 | 0.80442 | 0.056395 | 0.80754 | 0.52761 | 0.61072 | 0.85927 | 0.88355 | 0.1767 | 2329.0879 | 363.9023 | 0.9547 | 0.8096 | 0.15543 | 0.18855 | 0.24426 | 2.8852 | 3.9771 | 3.8917 | 311.3295 | 0.0041901 | 148.3507 | 104.2081 | 13.5709 | 134.5606 | 15.1374 | 1.6982 | 67.0982 | 13.7083 | 11.2788 | 0.30318 | 2.2104 | 2.8219 | 2822.1096 | 96.8023 | 86.7613 | 1507.9885 | 115.623 | 99.2096 | 309.7693 | 285.8823 | 200.2105 | 36.5515 | 47.6234 | 0.84518 | 0.25201 | 0.12033 | 0.015009 | 0.0018859 | 9.1772e-05 | 31.896 | 12.5831 | 2.851 | 1.0179 | 0.58761 | 0.11447 | 1.9436 | 68.4572 | 7.4681 | 0.29518 | 0.83184 | 20.5272 | 111.1121 | 30.7978 | 24.7833 | 120.2568 | 8.2287 | 29.5219 | 13.9319 | 877.0642 | 118.6072 | 2.2574 | 0.10951 | 0.57448 | 0.089499 | 231.3096 | 145.5055 | 94.7338 | 57.1421 | 14.4353 | 1263.4764 | 263.1785 | 85.2374 | 87.1633 | 269.1953 | 150.4585 | 82.8 | 85.2774 | 7.0851 | 0.55731 | 0.89303 | 0.3033 | 55.8741 | 5.9825 | 2.2044 | 2.0771 | 0.14613 | 8.547e-05 | 38.9169 | 1.1514 | 0.25126 | 0.24233 | 0.16874 | 2.6759 | 0.96125 | 0.91083 | 0.37128 | 89.9871 | 15.6465 | 25.6046 | 10.1046 | 154.6998 | 100.2857 | 1888.4787 | 270.5923 | 341.0236 | 151.6256 | 793.9163 | 340.2356 | 89.0381 | 486.8635 | 0.19889 | 0.24798 | 0.031815 | 0.071919 | 0.010408 | 0.0061419 | 2.376e-05 | 0.0020501 | 30.211 | 13.3623 | 1.1459 | 0.17163 | 2.5252 | 5.8525 | 357.5121 | 87.9099 | 2.6377 | 4.3796 | 146.9053 | 8.5938 | 844.8738 | 333.606 | 265.8781 | 230.1754 | 59.4797 | 90.1483 | 40.6403 | 3242.6873 | 271.7004 | 98.1438 | 20.1796 | 132.1101 | 8.2319 | 239.2413 | 83.8545 | 11.0568 | 49.6818 | 0.43264 | 3194.0104 | 2.8787 | 7.9334 | 2.1703 | 3.4394 | 8.2601 | 0.41884 | 0.97636 | 3.1674 | 0.28484 | 117.8642 | 44.1339 | 28.573 | 79.8059 | 581.7699 | 68.6307 | 640.2063 | 10.1262 | 134.6875 | 662.7935 | 133.3298 | 88.6579 | 50.9794 | 72.4615 | 202.1634 | 59.9806 | 7.6079 | 153.2499 | 82.2111 | 10.3592 | 48.3661 | 610.3159 | 7.2962 | 78.6012 | 59.2384 | 169.6104 | 302.773 | 92.7388 | 51.4923 | 28.9147 | 40.3847 | 0.012112 | 0.0013356 | 0.28587 | 29.5082 | 1.9556 | 13.8105 | 2.2479 | 265.9851 | 9.2933 | 6.2086 | 0.37977 | 5755.3771 | 855.4426 | 1370.9855 | 1356.9999 | 31.043 | 0.78373 | 25.5925 | 2.9876 | 5074.4815 | 1591.3225 | 501.8066 | 96.4685 | 120.3724 | 10.0429 | 182.998 | 0.001503 | 28.7182 | 0.14122 | 12.126 | 52.1499 | 3.8931 | 51.6776 | 195.4157 | 0.11871 | 0.20632 | 1.2679 | 0.15867 | 29.8115 | 33.4465 | 33.1842 | 30.6218 | 282.2243 | 294.2567 | 288.9446 | 277.1432 | 3.7704 | 3.5798 | 3.2801 | 3.4013 | 7.4371 | 9.4795 | 10.4635 | 10.8902 | 3.7083 | 5.8365 | 4.8076 | 4.6591 | 0.32539 | 0.19819 | 0.23062 | 0.23919 | 0.30989 | 0.33095 | 0.2781 | 0.25586 | 1.4163 | 1.221 | 1.4423 | 1.1283 | 0.67724 | 0.70929 | 0.68453 | 0.72333 | 0.54462 | 0.27933 | 1.0567 | 263.3629 | 0.01796 | 2.0005 | 0.011875 | 5.0662 | 4.1686 | 2.5503 | 198.55 | 0.31615 | 9.6471 | 9.1314 | 14.4693 | 116772.5551 | 9.2258 | 350.753 | 8.0106 | 4.3048 | 2.1544 | 2.039 | 2.6889 | 1.4841 | 2.0233 | 12.924 | 3.7392 | 0.77706 | 7.9102 | 2.6568 | 243.652 | 7.588 | 0.42886 | 18.5065 | 26.6111 | 685.7906 | 66.4346 | 4.1679 | 2.7495 | 7.2856 | 7.9071 | 0.26698 | 1.3174 | 4.9509 | 6.9563 | 5.9568 | 0.96937 | 1.0758 | 1.1862 | 1.8004 | 0.61294 | 1.0234 | 1.5056 | 0.79713 | 1.3588 | 0.134 | 0.078692 | 1.2733 | 1.0621 | 1.4333 | 0.47702 | 1.088 | 1.3321 | 0.22322 | 0.052488 | 1.1965 | 1.3708 | 1.446 | 1.6794 | 0.20735 | 0.96788 | 1.8607 | 0.62832 | 1.9059 | 0.61376 | 1.6661 | 0.19415 | 1.4472 | 1.4699 | 1.6555 | 1.4741 | 0.046052 | 0.6536 | 1.0844 | 0.54297 | 0.56857 | 0.70074 | 0.53964 | 0.83733 | 1.0719 | 0.66856 | 1.9014 | 1.1386 | 0.65498 | 1.294 | 1.5133 | 0.44011 | 0.6024 | 0.46434 | 0.54644 | 1.369 | 1.3956 | 1.4244 | 1.2821 | 1.3308 | 1.7918 | 1.9249 | 1.9487 | 0.58719 | 0.38664 | 1.921 | 0.71496 | 0.946 | 0.081895 | 1.2697 | 1.8232 | 1.7122 | 0.86838 | 1.3446 | 0.010843 | 1.1001 | 0.34236 | 1.8011 | 1.191 | 1.5499 | 0.30923 | 1.628 | 0.96434 | 0.51225 | 0.29834 | 1.5338 | 1.9759 | 1.186 | 1.2715 | 0.4013 | 1.5707 | 1.3446 | 0.4115 | 0.67075 | 1.5476 | 0.42336 | 0.70694 | 1.9526 | 1.9633 | 1.3946 | 0.50433 | 0.47026 | 1.3092 | 0.5664 | 0.44526 | 1.1914 | 0.92129 | 0.38694 | 1.5961 | 1.612 | 1.7483 | 1.3637 | 1.8404 | 0.81316 | 1.1333 | 1.5646 | 1.3206 | 0.58849 | 1.3853 | 1.591 | 0.4816 | 1.2237 | 0.27144 | 0.44462 | 0.30513 | 1.4583 | 0.76438 | 0.51061 | 0.26075 | 0.51016 | 0.0075709 | 0.26663 | 1.8681 | 0.021375 | 1.0091 | 0.58143 | 1.7073 | 1.1255 | 1.7101 | 0.86438 | 0.28523 | 1.7489 | 0.84477 | 0.056654 | 0.052518 | 1.6491 | 0.34056
7 | 0.16751 | 0.020877 | 0.0035167 | 1.1117 | 0.99082 | 0.99695 | 0.71345 | 0.094445 | 0.87762 | 0.43309 | 0.60074 | 0.69954 | 0.81767 | 0.18609 | 1744.7304 | 457.038 | 0.93878 | 0.85477 | 0.20117 | 0.25792 | 0.34188 | 0.2843 | 3.2489 | 8.5622 | 178.2398 | 0.0055663 | 123.43 | 119.8731 | 17.0418 | 159.8859 | 13.8775 | 1.7892 | 50.0245 | 13.9719 | 10.79 | 0.28103 | 2.7322 | 3.7148 | 2298.8506 | 79.9571 | 90.0987 | 1858.9454 | 108.6168 | 76.5701 | 276.515 | 258.4127 | 226.6254 | 29.2414 | 56.1132 | 0.70628 | 0.35989 | 0.10409 | 0.018627 | 0.001695 | 6.7965e-05 | 30.7872 | 14.3289 | 2.7324 | 0.80021 | 0.63567 | 0.099659 | 2.7383 | 71.9419 | 1.8397 | 0.24141 | 0.77196 | 17.6172 | 126.2412 | 39.2792 | 18.7884 | 156.7378 | 8.0944 | 28.369 | 19.1056 | 887.2075 | 77.6812 | 3.6345 | 0.10734 | 0.62346 | 0.095262 | 254.7895 | 133.4294 | 82.9343 | 69.8707 | 17.7588 | 1059.5514 | 256.606 | 95.9319 | 76.3791 | 236.5037 | 164.5338 | 81.3361 | 83.7336 | 8.4595 | 0.49204 | 0.60073 | 0.53315 | 64.367 | 5.7443 | 2.0118 | 2.3427 | 0.16493 | 9.469e-05 | 33.0291 | 0.8798 | 0.213 | 0.2324 | 0.19557 | 3.28 | 0.95983 | 1.3012 | 0.4386 | 106.031 | 14.9828 | 29.2555 | 8.9982 | 149.2494 | 159.7406 | 1823.0237 | 227.5769 | 394.3777 | 183.0235 | 804.6036 | 389.7758 | 80.5824 | 438.68 | 0.40787 | 0.037836 | 0.12467 | 0.05874 | 0.0096031 | 0.0066065 | 2.7359e-05 | 0.0023632 | 31.2491 | 14.0252 | 1.0974 | 0.14536 | 2.2 | 5.1086 | 298.5323 | 95.4935 | 2.5611 | 4.9291 | 137.3282 | 8.1472 | 826.9752 | 310.0716 | 214.6853 | 187.0624 | 53.6851 | 93.3314 | 47.2856 | 3113.0084 | 282.1866 | 96.1645 | 21.2655 | 120.033 | 9.9639 | 248.8241 | 112.3538 | 12.2191 | 62.7922 | 0.41562 | 3260.5724 | 2.3343 | 5.4689 | 1.9113 | 2.1162 | 10.4982 | 0.46633 | 0.78401 | 3.2887 | 0.28728 | 134.9507 | 44.7361 | 32.281 | 85.215 | 748.6738 | 61.059 | 632.0244 | 9.7697 | 106.1177 | 771.3596 | 166.9789 | 97.4179 | 60.1535 | 59.5346 | 254.9643 | 57.9142 | 8.1116 | 173.8007 | 86.2458 | 12.135 | 48.767 | 662.7608 | 7.1314 | 81.7517 | 55.6398 | 203.497 | 320.5511 | 95.8157 | 52.9094 | 29.3055 | 43.51 | 0.0085812 | 0.0013503 | 0.30104 | 31.6891 | 2.6022 | 10.6816 | 2.3984 | 301.0039 | 11.1551 | 5.489 | 0.48014 | 6061.8879 | 846.5133 | 1396.4142 | 1422.1521 | 29.0884 | 1.0402 | 22.7571 | 2.6643 | 5670.2983 | 1549.2812 | 590.361 | 81.9795 | 136.3618 | 8.2146 | 193.4473 | 0.0013006 | 36.3865 | 0.16846 | 11.3082 | 65.8381 | 6.2028 | 78.6263 | 229.0854 | 0.11225 | 0.25255 | 1.3017 | 0.16347 | 32.1846 | 33.9301 | 30.6955 | 32.9347 | 276.4149 | 290.9434 | 286.0582 | 282.3809 | 5.4397 | 3.2415 | 3.5511 | 3.6364 | 8.5508 | 10.7032 | 9.1229 | 10.3593 | 5.3243 | 3.879 | 5.4749 | 5.1615 | 0.22669 | 0.2669 | 0.25579 | 0.23422 | 0.2003 | 0.28637 | 0.25226 | 0.33829 | 1.5652 | 1.5297 | 1.335 | 1.2725 | 0.60576 | 0.73537 | 0.54705 | 0.54672 | 0.52735 | 0.29589 | 1.0699 | 294.0354 | 0.014077 | 1.9581 | 0.012188 | 3.3151 | 6.0417 | 2.4497 | 205.4285 | 0.12699 | 9.3509 | 8.8757 | 12.7991 | 124092.6332 | 8.7212 | 339.77 | 8.404 | 4.5721 | 1.9203 | 1.8824 | 3.0029 | 1.773 | 1.7248 | 13.4333 | 4.1796 | 0.75003 | 8.9143 | 2.8352 | 250.4206 | 7.9905 | 0.41727 | 19.7872 | 27.3128 | 600.6486 | 68.0652 | 4.2676 | 2.6236 | 8.0243 | 8.3653 | 0.24223 | 1.1434 | 4.7709 | 6.7791 | 5.7708 | 1.8703 | 0.06834 | 0.39402 | 0.55097 | 0.036023 | 0.1345 | 1.9709 | 0.59898 | 0.3159 | 1.4715 | 0.25516 | 0.55235 | 0.78067 | 0.67371 | 1.7814 | 0.41042 | 1.4344 | 1.6664 | 0.41339 | 0.027565 | 0.38511 | 0.010362 | 1.2676 | 1.4743 | 0.044698 | 1.5739 | 0.45227 | 0.83898 | 1.2409 | 0.59638 | 1.1441 | 1.9344 | 1.1461 | 1.9056 | 0.61516 | 0.37655 | 1.1219 | 1.2466 | 0.37217 | 1.5958 | 1.8794 | 1.7138 | 1.5882 | 1.8582 | 0.44721 | 0.37878 | 1.9411 | 0.9869 | 0.19014 | 1.6439 | 0.94146 | 0.53685 | 0.73083 | 0.45548 | 1.2515 | 1.0347 | 0.86984 | 0.5788 | 0.76471 | 1.6264 | 1.628 | 0.29645 | 0.248 | 1.9102 | 1.0823 | 1.7309 | 1.6259 | 1.5796 | 1.4782 | 1.9435 | 0.48155 | 0.094626 | 1.1503 | 0.35015 | 1.5247 | 0.61477 | 1.2366 | 1.9202 | 0.012937 | 1.7002 | 0.3948 | 0.38133 | 0.64687 | 1.4147 | 0.7627 | 1.7184 | 0.54563 | 0.95074 | 1.838 | 0.060082 | 0.60749 | 1.9339 | 1.8958 | 1.6777 | 0.82513 | 0.94954 | 0.55627 | 0.71483 | 1.7273 | 1.7687 | 1.5788 | 0.84364 | 0.0024489 | 1.4919 | 1.0494 | 0.16341 | 0.015923 | 0.017976 | 1.1327 | 0.55143 | 0.70759 | 1.3825 | 0.37471 | 1.833 | 0.41135 | 0.48161 | 1.4787 | 1.5609 | 1.7 | 0.90534 | 1.9092 | 0.32136 | 1.7358 | 0.59198 | 1.1774 | 1.3077 | 0.11258 | 0.76829 | 0.84155 | 0.75649 | 1.2803 | 0.10338 | 0.59333 | 1.4879 | 1.8327 | 0.075737 | 1.8201 | 1.8811 | 0.97685 | 1.0296 | 1.1081 | 1.7979 | 0.062232 | 0.040402 | 1.173 | 1.9492
8 | 0.15058 | 0.046725 | 0.0080861 | 1.2812 | 0.99863 | 0.99482 | 0.68132 | 0.032776 | 0.83557 | 0.57078 | 0.78764 | 0.79077 | 0.85771 | 0.21186 | 1220.6389 | 160.2991 | 0.96108 | 0.83705 | 0.2062 | 0.18235 | 0.31881 | 1.152 | 3.5646 | 6.5348 | 386.9455 | 0.00010187 | 122.7702 | 99.8957 | 17.018 | 139.6647 | 13.4916 | 2.0053 | 53.5928 | 16.3877 | 11.0565 | 0.27326 | 1.4485 | 3.8925 | 3032.0112 | 99.9148 | 80.6466 | 1522.3503 | 126.9133 | 102.2425 | 257.055 | 266.9114 | 240.5327 | 30.8892 | 44.6927 | 0.88847 | 0.18139 | 0.28302 | 0.017778 | 0.0022981 | 7.2882e-05 | 35.0098 | 11.5057 | 3.5278 | 0.81177 | 0.67516 | 0.11809 | 2.8084 | 56.218 | 6.7364 | 0.27969 | 0.90125 | 26.4879 | 89.4762 | 37.8283 | 20.3977 | 117.5378 | 9.0757 | 33.3259 | 14.8184 | 917.5903 | 141.7804 | 2.6202 | 0.11431 | 0.60307 | 0.11486 | 285.6358 | 141.2614 | 91.9415 | 58.6189 | 16.9041 | 1086.6406 | 239.5166 | 68.3946 | 86.6665 | 227.5695 | 146.5409 | 96.901 | 87.1427 | 7.9351 | 0.85109 | 0.75688 | 0.42391 | 50.95 | 4.9224 | 1.8264 | 2.4816 | 0.15614 | 7.2007e-05 | 34.323 | 1.2885 | 0.24588 | 0.2282 | 0.15631 | 2.4684 | 0.95776 | 1.1799 | 0.5411 | 94.6026 | 13.1179 | 35.8732 | 9.1891 | 137.2843 | 134.6823 | 2032.5671 | 262.3249 | 311.8643 | 193.3596 | 914.2467 | 330.1908 | 82.8125 | 371.5321 | 0.028103 | 0.3536 | 0.18466 | 0.079329 | 0.009281 | 0.0067979 | 2.1305e-05 | 0.002129 | 32.2783 | 13.1277 | 1.1357 | 0.15417 | 2.1383 | 6.6011 | 400.4651 | 89.8395 | 2.7832 | 5.4983 | 128.8613 | 10.1554 | 758.8517 | 298.6491 | 251.7348 | 173.817 | 60.4041 | 98.9943 | 44.565 | 3374.5972 | 249.6659 | 100.2034 | 18.8082 | 135.0001 | 9.5409 | 221.9794 | 102.8894 | 11.4466 | 64.7087 | 0.41714 | 2361.233 | 2.7723 | 7.3338 | 2.0332 | 2.9152 | 9.6769 | 0.50614 | 0.84852 | 3.4189 | 0.34799 | 127.9801 | 47.9257 | 34.6713 | 93.085 | 681.2497 | 67.6247 | 612.8174 | 9.3381 | 137.5669 | 628.1323 | 127.7287 | 87.4186 | 56.9702 | 66.0046 | 246.7817 | 50.2324 | 8.9468 | 188.3942 | 93.9021 | 10.6445 | 46.7088 | 584.3612 | 5.5386 | 69.864 | 64.9991 | 207.8003 | 245.9096 | 90.2019 | 49.4941 | 31.2743 | 46.7753 | 0.010186 | 0.0010823 | 0.31477 | 29.8251 | 2.0091 | 13.2764 | 2.4781 | 274.3388 | 10.927 | 4.81 | 0.40372 | 6318.9636 | 726.8876 | 1425.5215 | 1393.8656 | 29.7911 | 0.87081 | 22.3411 | 2.7362 | 5727.3341 | 1635.5197 | 578.7909 | 108.003 | 153.3109 | 9.9047 | 191.0207 | 0.0016011 | 29.7489 | 0.15778 | 13.7104 | 81.4748 | 4.2866 | 73.4174 | 171.6208 | 0.10205 | 0.26141 | 1.3504 | 0.16612 | 31.6411 | 29.9861 | 29.4123 | 28.7859 | 287.2229 | 297.9271 | 266.8019 | 297.4757 | 4.6468 | 3.6711 | 5.7681 | 3.139 | 8.8246 | 10.1586 | 7.185 | 9.3528 | 4.4283 | 5.2753 | 5.8847 | 5.3867 | 0.29587 | 0.22939 | 0.31822 | 0.31404 | 0.34124 | 0.22814 | 0.29239 | 0.22642 | 1.2878 | 1.2425 | 0.92475 | 1.5231 | 0.57372 | 0.84167 | 0.78594 | 0.78633 | 0.53076 | 0.27432 | 0.9961 | 309.5046 | 0.017467 | 2.0028 | 0.012444 | 3.1449 | 4.328 | 2.8017 | 196.9363 | 0.14211 | 9.0666 | 8.5754 | 13.5012 | 125147.8394 | 8.3704 | 324.4542 | 8.5372 | 4.392 | 2.2071 | 1.9511 | 3.0762 | 1.6419 | 1.894 | 14.847 | 4.3997 | 0.66591 | 7.3643 | 2.629 | 293.2827 | 8.2577 | 0.45485 | 18.6363 | 25.5937 | 644.9941 | 60.5023 | 4.5146 | 2.777 | 8.5343 | 8.1313 | 0.28728 | 1.2491 | 5.2806 | 6.7144 | 6.1648 | 0.71786 | 1.2578 | 1.0832 | 1.3237 | 1.2733 | 0.49365 | 1.2246 | 0.47315 | 1.8319 | 0.98765 | 0.94834 | 1.1787 | 0.27821 | 1.5804 | 0.28009 | 0.54737 | 0.79737 | 1.3779 | 1.525 | 1.6503 | 0.95368 | 0.6378 | 0.42712 | 0.86066 | 1.0329 | 1.0897 | 1.5681 | 0.9849 | 0.1408 | 1.8491 | 1.8307 | 0.17099 | 1.0031 | 1.7786 | 0.36535 | 1.9284 | 1.8873 | 1.9834 | 1.5593 | 0.89361 | 1.046 | 0.75617 | 1.2416 | 0.79583 | 0.13644 | 0.14291 | 0.5179 | 1.4344 | 1.8712 | 0.10047 | 0.37413 | 1.8933 | 1.3315 | 1.3729 | 0.20107 | 0.31535 | 0.93234 | 0.16996 | 0.68976 | 0.25514 | 0.75722 | 0.141 | 1.245 | 0.79337 | 0.756 | 1.2919 | 0.26678 | 0.4974 | 0.26378 | 0.047894 | 0.70784 | 1.2036 | 0.46163 | 0.11708 | 1.9876 | 1.8879 | 1.1891 | 0.68751 | 1.4829 | 0.22336 | 0.61976 | 1.3801 | 1.1293 | 0.77265 | 1.6536 | 1.2671 | 1.0128 | 0.46122 | 0.80789 | 0.88466 | 0.020879 | 0.78357 | 1.799 | 0.66436 | 1.8693 | 1.5373 | 0.94382 | 0.23904 | 1.419 | 1.3655 | 1.0001 | 0.031479 | 0.36819 | 1.0948 | 0.29072 | 0.42783 | 1.9473 | 1.6229 | 0.67929 | 0.057026 | 1.8236 | 0.2223 | 0.094372 | 0.34254 | 0.15444 | 0.72772 | 1.1584 | 0.92184 | 1.6768 | 1.331 | 1.8221 | 0.69292 | 1.6338 | 1.6739 | 0.76707 | 1.4378 | 0.37203 | 1.1748 | 0.77939 | 1.7872 | 0.9059 | 0.88182 | 0.35587 | 0.457 | 0.74429 | 0.53847 | 1.7224 | 0.95664 | 0.89905 | 1.6997 | 1.8328 | 1.0597 | 0.05145 | 0.039122 | 1.4718 | 0.18114
9 | 0.17226 | 0.02341 | 0.022355 | 1.256 | 0.99501 | 0.99955 | 0.84183 | 0.099392 | 0.86931 | 0.46086 | 0.7638 | 0.72867 | 0.79791 | 0.16292 | 1803.9432 | 336.0325 | 0.95093 | 0.86924 | 0.19364 | 0.29166 | 0.47969 | 0.63699 | 3.9591 | 5.6418 | 602.4831 | 0.0060275 | 129.5282 | 99.3708 | 17.6678 | 147.0917 | 14.5128 | 2.152 | 56.5596 | 12.9246 | 11.5524 | 0.22402 | 1.2865 | 3.283 | 2553.6262 | 78.3011 | 101.9789 | 1954.1559 | 100.0508 | 88.6621 | 247.8963 | 230.7294 | 255.9465 | 28.0696 | 46.262 | 0.83656 | 0.20641 | 0.035494 | 0.015958 | 0.0019854 | 7.6611e-05 | 31.5844 | 12.023 | 3.5478 | 1.0123 | 0.55355 | 0.11698 | 2.2038 | 58.5364 | 5.934 | 0.31058 | 0.90784 | 21.057 | 115.0595 | 41.3415 | 21.5631 | 133.9395 | 10.0987 | 40.7977 | 17.3632 | 497.8766 | 131.2154 | 2.9242 | 0.091326 | 0.66615 | 0.10337 | 260.1053 | 152.3454 | 77.4989 | 68.0689 | 17.6449 | 1340.7906 | 244.4605 | 92.8236 | 73.8667 | 260.0341 | 151.9262 | 85.5226 | 75.8949 | 8.1868 | 0.81735 | 0.68879 | 0.44359 | 66.455 | 6.4302 | 1.6355 | 2.6403 | 0.15233 | 7.19e-05 | 36.9334 | 1.0451 | 0.24142 | 0.27388 | 0.16102 | 3.5029 | 0.96747 | 1.2966 | 0.50941 | 109.9268 | 13.0786 | 36.1534 | 8.4047 | 131.3243 | 113.9278 | 2177.7461 | 257.9146 | 294.3351 | 154.9841 | 854.2847 | 336.4044 | 100.6552 | 404.5903 | 0.28388 | 0.19079 | 0.17744 | 0.083628 | 0.01032 | 0.0062523 | 2.1666e-05 | 0.0019971 | 36.9972 | 10.234 | 0.97671 | 0.16009 | 2.22 | 5.2326 | 363.2246 | 59.2867 | 4.0954 | 4.7494 | 151.4103 | 7.7798 | 733.2619 | 293.633 | 232.0628 | 192.1472 | 63.6729 | 96.6514 | 40.0754 | 3574.2774 | 279.614 | 86.4883 | 17.6201 | 131.0703 | 9.1659 | 196.2972 | 96.2829 | 12.8651 | 54.9696 | 0.40339 | 2662.0267 | 2.2315 | 5.7081 | 2.3443 | 2.9607 | 12.9622 | 0.61939 | 0.8185 | 3.4725 | 0.22292 | 138.7585 | 39.6655 | 34.2539 | 82.43 | 595.244 | 71.6952 | 708.7342 | 9.0201 | 132.0429 | 730.5957 | 138.3485 | 82.11 | 51.5868 | 75.4324 | 199.101 | 62.6224 | 9.0481 | 203.6712 | 73.0397 | 10.087 | 47.3841 | 536.8039 | 5.8471 | 65.341 | 58.7908 | 186.2781 | 315.7947 | 94.7011 | 55.5455 | 31.5533 | 41.0498 | 0.0098532 | 0.0012152 | 0.23272 | 32.2648 | 2.2854 | 10.5466 | 2.8669 | 221.8529 | 9.7849 | 4.1178 | 0.42417 | 6909.748 | 890.4827 | 1222.847 | 1312.6315 | 31.1999 | 1.3227 | 24.9116 | 3.1623 | 4891.2779 | 1842.5297 | 507.9039 | 103.0355 | 133.5652 | 10.1614 | 145.3644 | 0.0011838 | 34.7169 | 0.17232 | 11.0586 | 54.5329 | 5.6461 | 55.5425 | 180.9605 | 0.11509 | 0.25142 | 1.2192 | 0.18641 | 33.4977 | 33.0967 | 30.1423 | 29.4609 | 288.8712 | 270.1392 | 284.1685 | 273.7521 | 5.1347 | 3.3779 | 5.2329 | 5.4432 | 10.5453 | 8.4204 | 7.4927 | 7.8966 | 5.4329 | 4.9882 | 4.4722 | 6.3142 | 0.20204 | 0.26658 | 0.24674 | 0.3248 | 0.22001 | 0.24452 | 0.19964 | 0.21804 | 1.5334 | 1.3877 | 1.1263 | 1.0425 | 0.65214 | 0.77238 | 0.87567 | 0.50253 | 0.51375 | 0.25646 | 1.084 | 254.5791 | 0.012674 | 1.9769 | 0.012914 | 5.4516 | 5.1647 | 2.7583 | 188.785 | 0.088248 | 9.7167 | 8.4054 | 15.0307 | 110056.524 | 8.3052 | 301.2258 | 9.1027 | 4.0311 | 2.061 | 2.0111 | 2.667 | 1.6584 | 1.7426 | 14.9307 | 3.6849 | 0.65563 | 7.5461 | 2.7596 | 289.3383 | 8.1635 | 0.46913 | 16.9634 | 29.1113 | 696.7955 | 69.2818 | 4.9413 | 2.5737 | 7.9216 | 8.4563 | 0.29155 | 1.1741 | 5.0361 | 7.2162 | 6.4024 | 0.058707 | 0.30853 | 1.603 | 1.6286 | 1.6656 | 0.35179 | 0.38921 | 0.87932 | 1.0581 | 1.0451 | 0.41353 | 0.091391 | 0.95698 | 0.27397 | 0.90585 | 0.6309 | 0.9932 | 1.0265 | 0.92027 | 1.8273 | 0.21467 | 1.962 | 0.70014 | 1.5758 | 0.52059 | 1.1547 | 1.9501 | 0.42499 | 1.0757 | 1.3417 | 1.6756 | 1.8034 | 1.619 | 1.596 | 0.88631 | 1.5205 | 1.0365 | 0.3443 | 0.10071 | 1.2296 | 1.1193 | 0.44331 | 0.94492 | 0.21627 | 1.8697 | 1.28 | 1.8279 | 0.08287 | 1.0368 | 1.7881 | 1.1533 | 1.2649 | 1.4007 | 1.7127 | 0.40273 | 1.7905 | 0.71593 | 1.1828 | 1.4347 | 1.8696 | 0.45857 | 0.50069 | 1.7412 | 1.342 | 0.95229 | 0.1384 | 0.74184 | 0.2865 | 1.0362 | 1.0945 | 1.0253 | 0.99842 | 1.0629 | 0.5872 | 0.461 | 1.5373 | 1.028 | 1.4117 | 0.74679 | 0.95955 | 0.466 | 1.53 | 1.086 | 1.9673 | 0.38374 | 0.28174 | 0.13513 | 0.17565 | 1.5992 | 1.8308 | 1.2409 | 0.65139 | 0.37132 | 0.51352 | 1.1671 | 1.9103 | 0.14085 | 1.1286 | 1.6682 | 0.90456 | 1.7355 | 1.0245 | 1.0075 | 1.1583 | 0.77399 | 1.9226 | 1.1284 | 1.4504 | 1.2134 | 1.6777 | 0.64058 | 0.70366 | 0.121 | 1.2442 | 0.35074 | 1.2219 | 1.9408 | 1.7921 | 1.3519 | 0.11699 | 0.23097 | 1.4492 | 0.64574 | 0.81973 | 0.9769 | 1.9089 | 0.71539 | 1.7359 | 1.2373 | 1.5042 | 1.4611 | 0.029192 | 0.19085 | 1.838 | 0.95218 | 1.842 | 0.95911 | 0.45014 | 0.91437 | 1.224 | 0.18744 | 1.4549 | 0.059743 | 0.037808 | 1.7081 | 1.4574
10 | 0.13091 | 0.029781 | 0.0042891 | 1.1502 | 0.99793 | 0.9993 | 0.92752 | 0.039126 | 0.75747 | 0.53213 | 0.63848 | 0.75193 | 0.7574 | 0.23765 | 2053.3582 | 436.0926 | 0.96283 | 0.79291 | 0.1514 | 0.24486 | 0.079759 | 1.7978 | 3.4356 | 7.1904 | 758.5645 | 0.003209 | 136.8875 | 93.6254 | 14.0634 | 126.2867 | 17.1765 | 2.111 | 56.6727 | 17.6128 | 13.0881 | 0.22654 | 2.8451 | 2.0383 | 2466.0026 | 91.3773 | 98.6243 | 1449.0394 | 112.2184 | 89.276 | 259.7947 | 282.3416 | 230.8782 | 37.6949 | 49.7391 | 0.72811 | 0.33344 | 0.0031361 | 0.019289 | 0.0020779 | 8.5466e-05 | 28.9308 | 10.9428 | 3.4659 | 0.93471 | 0.60491 | 0.1123 | 2.6058 | 51.2295 | 10.4271 | 0.33312 | 0.91963 | 18.4437 | 92.2055 | 28.4954 | 21.8862 | 152.6093 | 7.9023 | 37.5331 | 12.0131 | 720.9534 | 101.7896 | 3.4704 | 0.098152 | 0.40418 | 0.091482 | 338.8807 | 130.4733 | 99.5968 | 71.3209 | 14.235 | 1357.9409 | 220.412 | 87.91 | 77.6569 | 233.9876 | 139.0495 | 94.8013 | 76.6364 | 7.7842 | 0.43511 | 0.87321 | 0.16317 | 68.2809 | 7.0773 | 2.1528 | 2.7976 | 0.19608 | 7.4078e-05 | 27.6345 | 1.1225 | 0.20751 | 0.25947 | 0.12262 | 2.7707 | 0.96338 | 1.1463 | 0.3523 | 96.4108 | 15.9491 | 24.8667 | 9.651 | 155.4131 | 198.0888 | 2211.8441 | 279.2257 | 360.6244 | 190.8987 | 762.0003 | 328.1218 | 98.48 | 462.1267 | 0.0010292 | 0.22207 | 0.14884 | 0.065794 | 0.0079303 | 0.0068507 | 1.9727e-05 | 0.0020861 | 35.9671 | 11.0363 | 0.81813 | 0.18143 | 2.4028 | 5.4409 | 314.4733 | 65.8547 | 3.4511 | 4.8289 | 131.1574 | 9.3305 | 783.5528 | 319.4085 | 219.2546 | 215.2558 | 61.6792 | 87.1783 | 37.0912 | 3320.9446 | 309.9257 | 88.1405 | 20.7857 | 136.8492 | 8.9823 | 234.4137 | 104.3921 | 12.4439 | 59.6127 | 0.46405 | 3537.6961 | 2.1232 | 5.3746 | 1.827 | 2.5485 | 9.7717 | 0.57385 | 0.66549 | 2.7884 | 0.25599 | 120.1921 | 39.9114 | 28.2654 | 96.7745 | 634.4237 | 63.4118 | 557.4731 | 10.7276 | 128.815 | 682.2288 | 154.9287 | 90.7283 | 61.8955 | 65.661 | 223.5951 | 53.1307 | 9.6754 | 156.2138 | 85.0217 | 11.855 | 54.0607 | 669.4823 | 5.9364 | 86.9047 | 63.1798 | 212.8277 | 264.3185 | 80.7907 | 49.184 | 33.6802 | 52.175 | 0.012293 | 0.0014247 | 0.30655 | 39.0782 | 2.5787 | 13.6578 | 3.2314 | 251.204 | 7.7185 | 6.0726 | 0.55923 | 6736.2623 | 738.8593 | 1340.3569 | 1210.9641 | 27.0752 | 1.0011 | 23.9924 | 3.02 | 4621.6782 | 1220.7585 | 489.748 | 103.5523 | 143.0393 | 9.0032 | 147.6206 | 0.0010975 | 33.9744 | 0.18144 | 12.4441 | 79.8924 | 4.8418 | 58.5813 | 219.9273 | 0.11031 | 0.26738 | 1.1442 | 0.17294 | 28.818 | 28.8837 | 29.6423 | 31.4319 | 293.9649 | 274.3828 | 269.8211 | 271.5123 | 3.8001 | 3.8593 | 4.5236 | 4.8629 | 6.8291 | 8.9269 | 10.8873 | 7.3407 | 4.6991 | 3.6886 | 5.7039 | 4.7268 | 0.25907 | 0.28909 | 0.313 | 0.29067 | 0.29098 | 0.2619 | 0.19347 | 0.26461 | 1.1315 | 1.05 | 1.4909 | 1.4379 | 0.80347 | 0.83876 | 0.59068 | 0.8015 | 0.51525 | 0.3081 | 0.97496 | 345.8263 | 0.012151 | 1.9389 | 0.011241 | 3.824 | 4.9087 | 2.8475 | 190.6529 | 0.18652 | 9.221 | 7.9742 | 13.5624 | 114017.1149 | 8.5904 | 334.4105 | 9.1153 | 4.6248 | 1.8616 | 1.8124 | 2.8661 | 1.7293 | 1.6603 | 14.4334 | 4.3279 | 0.71417 | 7.7313 | 2.5417 | 268.5637 | 8.8232 | 0.43742 | 17.5369 | 28.5665 | 687.6648 | 70.858 | 4.6781 | 2.6461 | 7.8293 | 7.7066 | 0.27005 | 1.2077 | 5.6302 | 7.3096 | 5.8094 | 1.3705 | 1.1917 | 1.5873 | 0.98333 | 1.4682 | 0.72175 | 0.13976 | 1.8823 | 1.2335 | 0.44984 | 1.3588 | 0.68556 | 1.7023 | 0.19867 | 0.62092 | 1.5206 | 0.50637 | 1.4052 | 0.25923 | 0.22827 | 0.13923 | 0.73353 | 0.52116 | 0.16943 | 1.4834 | 0.3262 | 1.0503 | 1.0213 | 1.6116 | 0.67022 | 1.3469 | 1.5788 | 0.70125 | 0.63673 | 1.3473 | 0.67821 | 0.70761 | 1.157 | 0.75655 | 1.9797 | 1.5016 | 0.27439 | 1.4276 | 0.87069 | 1.9207 | 0.86138 | 0.27911 | 1.0712 | 1.3476 | 1.168 | 1.2887 | 1.9405 | 0.2086 | 0.79146 | 1.0256 | 0.17602 | 1.097 | 0.093095 | 0.26223 | 0.33461 | 1.0927 | 1.6754 | 1.4666 | 0.60045 | 1.3848 | 1.8876 | 0.18408 | 1.3136 | 1.9225 | 1.3706 | 0.19611 | 1.4658 | 1.8056 | 0.78622 | 0.20743 | 0.47305 | 1.5886 | 0.73872 | 1.279 | 1.9369 | 1.0073 | 1.0829 | 1.6323 | 0.096347 | 1.4179 | 1.8915 | 1.4077 | 1.8068 | 1.9399 | 1.2664 | 1.5566 | 0.26757 | 1.5535 | 1.7892 | 1.9332 | 1.1812 | 0.79156 | 0.84878 | 0.0058262 | 1.4035 | 0.096339 | 0.91232 | 1.1679 | 0.025479 | 1.6988 | 1.0042 | 0.26776 | 0.25905 | 0.46907 | 1.3703 | 1.7413 | 0.057757 | 1.1132 | 0.11128 | 1.9984 | 0.51691 | 0.1741 | 0.046221 | 0.54766 | 1.8647 | 0.69286 | 1.863 | 1.0534 | 0.71933 | 1.045 | 1.1139 | 0.47015 | 0.085503 | 1.3004 | 1.9737 | 1.0534 | 1.7478 | 0.79764 | 0.53041 | 0.053387 | 1.5821 | 0.17062 | 0.76398 | 0.91886 | 1.4123 | 0.5693 | 0.15609 | 0.037726 | 0.061044 | 1.8387 | 0.87309
11 | 0.15179 | 0.01657 | 0.0072562 | 1.4873 | 0.9982 | 0.99809 | 0.76801 | 0.020217 | 0.90412 | 0.4994 | 0.85265 | 0.77285 | 0.81409 | 0.19373 | 1813.8769 | 197.8821 | 0.94925 | 0.76903 | 0.18893 | 0.31707 | 0.42317 | 1.3915 | 4.0921 | 2.4034 | 361.9666 | 0.0046932 | 145.9249 | 121.4687 | 13.3125 | 148.6264 | 14.6587 | 2.3488 | 51.2541 | 17.1452 | 11.9202 | 0.23034 | 1.3726 | 3.0461 | 2869.4924 | 80.8582 | 102.1598 | 1779.6371 | 130.0227 | 82.6745 | 231.227 | 235.1976 | 236.0617 | 37.1608 | 46.7294 | 0.8628 | 0.13974 | 0.30561 | 0.016944 | 0.0018291 | 8.1268e-05 | 29.1965 | 13.07 | 2.4698 | 0.78411 | 0.52757 | 0.096682 | 2.3562 | 47.1837 | 2.4218 | 0.3462 | 0.85607 | 23.9892 | 78.7457 | 27.2163 | 18.2064 | 148.2203 | 7.7224 | 30.2696 | 20.3061 | 810.0859 | 87.2909 | 2.5343 | 0.10224 | 0.63408 | 0.12409 | 349.7579 | 165.6477 | 90.1869 | 69.3242 | 13.616 | 1282.0831 | 250.1707 | 100.5934 | 81.2994 | 289.8021 | 181.9914 | 90.4362 | 93.0434 | 7.3055 | 0.51378 | 0.60709 | 0.35576 | 61.7367 | 6.8678 | 1.7596 | 1.9925 | 0.17507 | 6.9278e-05 | 36.2273 | 1.2116 | 0.23046 | 0.25476 | 0.12692 | 2.4417 | 0.95107 | 1.3638 | 0.39119 | 67.2161 | 11.9311 | 32.3775 | 8.8461 | 145.7726 | 128.3572 | 2199.9977 | 237.8984 | 366.4179 | 199.0252 | 738.5206 | 321.3829 | 76.299 | 392.6465 | 0.38392 | 0.083205 | 0.095253 | 0.060589 | 0.0073466 | 0.0058485 | 2.2549e-05 | 0.0022682 | 28.0451 | 14.273 | 1.0713 | 0.17813 | 2.2681 | 6.7569 | 386.4112 | 90.3348 | 3.3455 | 3.7794 | 144.374 | 8.2078 | 664.5746 | 345.1992 | 224.4244 | 219.0875 | 55.1679 | 107.9402 | 47.7428 | 3673.1695 | 319.7435 | 91.7358 | 19.1496 | 113.0071 | 8.645 | 216.5647 | 102.5015 | 10.2819 | 65.3518 | 0.32058 | 2305.6506 | 2.2783 | 7.1419 | 1.7199 | 2.4371 | 12.0671 | 0.5953 | 0.90534 | 3.7821 | 0.26368 | 125.27 | 46.5427 | 30.055 | 77.9319 | 669.2803 | 56.4394 | 652.8025 | 9.5824 | 125.3451 | 640.8702 | 144.382 | 103.8421 | 49.4504 | 73.3636 | 212.9266 | 52.0398 | 10.1087 | 171.5077 | 81.0912 | 11.5225 | 51.5329 | 560.4075 | 6.5803 | 66.7808 | 71.1843 | 160.7498 | 250.3444 | 72.862 | 50.5895 | 34.7567 | 45.8447 | 0.009141 | 0.0011362 | 0.26198 | 33.678 | 2.6846 | 12.7271 | 3.1842 | 249.0681 | 8.1207 | 4.425 | 0.45182 | 5705.1621 | 755.3135 | 1512.1754 | 1424.8725 | 34.173 | 0.70474 | 21.9307 | 3.1274 | 4491.7905 | 1715.8659 | 556.9073 | 101.4196 | 125.7439 | 9.5806 | 171.0099 | 0.0015274 | 38.7575 | 0.15182 | 12.0192 | 87.4065 | 3.1686 | 81.6817 | 161.4142 | 0.11137 | 0.24489 | 1.363 | 0.12384 | 31.5515 | 29.5726 | 28.245 | 32.6263 | 271.5138 | 295.5782 | 280.7963 | 289.0301 | 3.9272 | 4.6479 | 3.7331 | 5.6073 | 8.0119 | 5.8884 | 7.7185 | 10.6492 | 4.0081 | 5.1101 | 4.3945 | 6.671 | 0.19161 | 0.20506 | 0.20513 | 0.32207 | 0.21808 | 0.20268 | 0.28369 | 0.24034 | 1.2345 | 1.4342 | 1.54 | 0.97149 | 0.70704 | 0.6271 | 0.83646 | 0.64594 | 0.52361 | 0.27135 | 1.0246 | 341.8293 | 0.016928 | 1.9479 | 0.011021 | 4.151 | 5.8575 | 2.8962 | 202.8351 | 0.27516 | 9.8071 | 9.0485 | 14.3501 | 104199.3383 | 9.1662 | 318.5843 | 8.2247 | 4.1478 | 1.9974 | 1.7842 | 2.8985 | 1.5446 | 1.7886 | 14.2752 | 4.2407 | 0.72674 | 7.9918 | 2.6844 | 244.9779 | 9 | 0.43338 | 17.8872 | 25.0595 | 627.2952 | 64.536 | 4.1924 | 2.8422 | 7.9453 | 7.9849 | 0.25667 | 1.3502 | 5.259 | 7.564 | 6.7373 | 0.84208 | 0.76671 | 1.7211 | 0.37385 | 0.48995 | 1.3309 | 0.99604 | 1.1863 | 0.74388 | 0.23045 | 1.5271 | 1.8617 | 1.909 | 0.58094 | 0.011615 | 0.79045 | 1.7611 | 0.0093087 | 0.54951 | 1.4689 | 1.4583 | 0.5387 | 1.001 | 0.98894 | 0.81702 | 1.3404 | 1.3374 | 1.6066 | 0.44867 | 0.81703 | 1.5893 | 0.70501 | 1.8602 | 0.89127 | 1.5157 | 0.52833 | 1.4227 | 0.54829 | 1.3946 | 1.3789 | 0.80735 | 1.3333 | 0.1151 | 1.799 | 1.3906 | 1.0229 | 0.30991 | 1.1901 | 0.20909 | 1.0876 | 0.74355 | 1.7648 | 1.9549 | 0.96452 | 0.75702 | 1.9786 | 1.2492 | 0.4654 | 1.0391 | 1.0294 | 0.25638 | 0.39726 | 1.6735 | 1.7532 | 0.56568 | 0.80796 | 0.846 | 1.9255 | 0.020567 | 1.2459 | 1.1615 | 0.27971 | 0.32976 | 1.5832 | 1.7574 | 0.70124 | 0.71065 | 0.25847 | 1.786 | 0.7373 | 1.1903 | 1.1334 | 0.46035 | 1.5872 | 1.0364 | 0.64689 | 1.3819 | 0.23958 | 0.93653 | 1.0797 | 0.93866 | 1.2606 | 1.1812 | 1.1003 | 0.70218 | 0.23649 | 1.0437 | 0.99205 | 0.68737 | 1.8223 | 1.2137 | 0.63857 | 0.69887 | 1.268 | 1.5175 | 0.52734 | 0.59101 | 0.45969 | 0.11314 | 1.0091 | 1.6194 | 0.33338 | 1.4226 | 0.077909 | 1.2721 | 1.4194 | 0.76509 | 0.8601 | 0.26384 | 0.67392 | 1.4075 | 1.3849 | 0.37187 | 0.61367 | 0.35489 | 1.5206 | 0.63446 | 0.89625 | 0.65419 | 0.86198 | 1.7533 | 1.0814 | 0.81786 | 0.83902 | 1.4558 | 0.43124 | 0.37299 | 0.37162 | 0.95732 | 1.8798 | 0.8528 | 1.9817 | 0.048151 | 0.051676 | 1.4958 | 1.6056
12 | 0.15866 | 0.038618 | 0.015176 | 1.3658 | 0.99951 | 0.99284 | 0.78731 | 0.060168 | 0.79974 | 0.58963 | 0.80066 | 0.76633 | 0.84467 | 0.22308 | 1858.682 | 368.41 | 0.94632 | 0.84151 | 0.16677 | 0.27073 | 0.25952 | 3.4402 | 3.601 | 8.5727 | 337.8516 | 0.0067615 | 161.6136 | 109.0114 | 14.978 | 143.8504 | 16.3935 | 1.5927 | 66.2974 | 16.4978 | 13.4028 | 0.21199 | 1.9748 | 2.5174 | 2500.9819 | 76.7246 | 96.0015 | 1737.1106 | 104.095 | 93.4237 | 235.0767 | 256.7186 | 258.0655 | 34.9678 | 48.0436 | 0.79778 | 0.22378 | 0.31831 | 0.019707 | 0.001779 | 8.1793e-05 | 39.1276 | 11.9663 | 3.2131 | 0.95626 | 0.69572 | 0.087559 | 2.3461 | 65.2038 | 7.0956 | 0.33824 | 0.82056 | 19.3244 | 79.6195 | 33.7751 | 16.5469 | 149.756 | 9.7337 | 39.7609 | 12.8821 | 835.9606 | 91.1294 | 2.7285 | 0.12814 | 0.50491 | 0.10137 | 320.5622 | 126.3641 | 83.8445 | 62.8256 | 15.1375 | 1243.7122 | 217.0208 | 91.417 | 92.7541 | 279.6589 | 177.3987 | 76.2625 | 87.4971 | 7.4047 | 0.42761 | 0.99288 | 0.17884 | 69.8193 | 5.4522 | 1.8721 | 2.2464 | 0.19952 | 9.373e-05 | 32.3982 | 0.83118 | 0.21839 | 0.19143 | 0.14035 | 2.9871 | 0.95839 | 0.89195 | 0.49734 | 86.5604 | 15.2787 | 28.0821 | 10.0492 | 132.411 | 149.5832 | 2006.0734 | 242.3342 | 346.1363 | 166.8692 | 839.5515 | 314.5402 | 78.9616 | 449.6724 | 0.11082 | 0.23371 | 0.21484 | 0.075293 | 0.0086419 | 0.0054637 | 2.7691e-05 | 0.0021869 | 34.9526 | 10.5952 | 1.1736 | 0.14171 | 2.0617 | 4.3963 | 430.5284 | 95.9532 | 3.5341 | 4.3474 | 133.9147 | 9.2134 | 806.7699 | 279.4592 | 260.1758 | 202.6964 | 68.4614 | 97.951 | 39.4729 | 3766.5144 | 243.3788 | 79.7722 | 22.3398 | 116.1582 | 10.2469 | 205.3749 | 85.0247 | 13.4294 | 60.6726 | 0.39362 | 2574.1042 | 2.6059 | 8.0382 | 1.5326 | 2.2052 | 12.4156 | 0.52161 | 0.93669 | 4.1974 | 0.30352 | 108.7402 | 43.0054 | 33.1836 | 98.9492 | 603.7185 | 70.8604 | 577.7191 | 8.3187 | 118.0204 | 671.9119 | 158.0467 | 86.1293 | 60.9698 | 59.9485 | 239.1621 | 55.2179 | 7.9176 | 185.5627 | 88.5707 | 10.946 | 42.7879 | 510.0096 | 6.8102 | 74.211 | 69.1327 | 188.7038 | 253.3031 | 89.9313 | 43.4414 | 33.2467 | 49.4041 | 0.010513 | 0.0011599 | 0.27148 | 36.2331 | 2.729 | 14.1889 | 2.6642 | 307.4614 | 8.9276 | 4.3242 | 0.60248 | 6573.6624 | 915.4603 | 1315.157 | 1448.1781 | 26.9151 | 0.83922 | 21.409 | 2.8225 | 4559.7424 | 1327.0759 | 546.4093 | 97.8237 | 122.6457 | 7.949 | 166.0044 | 0.0014117 | 37.9244 | 0.15303 | 14.0524 | 57.5731 | 5.8157 | 57.8885 | 214.5358 | 0.10572 | 0.23567 | 0.84472 | 0.17916 | 29.1104 | 30.1898 | 32.4397 | 29.9958 | 285.8653 | 283.7274 | 273.8719 | 292.2812 | 5.0174 | 5.0716 | 4.6829 | 3.3774 | 10.1395 | 6.4988 | 5.9379 | 9.9164 | 6.64 | 5.7661 | 4.1504 | 5.4943 | 0.21651 | 0.3186 | 0.34174 | 0.27728 | 0.25154 | 0.22248 | 0.2184 | 0.30213 | 1.1652 | 1.157 | 1.0678 | 1.4621 | 0.75619 | 0.91509 | 0.51811 | 0.586 | 0.54981 | 0.28574 | 1.1253 | 277.3891 | 0.01508 | 1.9359 | 0.011524 | 3.7541 | 6.1098 | 2.252 | 186.8614 | 0.47996 | 10.0739 | 8.3251 | 14.5438 | 107873.2089 | 9.3274 | 297.506 | 9.3897 | 4.4454 | 2.0061 | 1.7692 | 3.0347 | 1.4672 | 1.8721 | 14.5714 | 4.3826 | 0.68435 | 8.1678 | 2.8875 | 256.9115 | 8.6465 | 0.40926 | 17.6466 | 29.2576 | 611.9642 | 59.6237 | 4.407 | 3.0478 | 7.4915 | 7.7761 | 0.27681 | 1.1064 | 4.8244 | 7.435 | 6.8658 | 1.0467 | 1.6805 | 1.896 | 1.1433 | 0.34819 | 1.568 | 0.49578 | 0.33175 | 0.26538 | 0.89209 | 1.4967 | 1.9904 | 1.2061 | 1.369 | 1.847 | 1.791 | 1.8438 | 1.8004 | 0.6761 | 1.7187 | 1.5956 | 0.4884 | 0.35647 | 0.60509 | 0.37266 | 0.16684 | 0.11732 | 0.36133 | 0.5292 | 1.5417 | 1.7869 | 1.2421 | 1.9761 | 0.31035 | 1.1428 | 1.3954 | 0.41529 | 0.28438 | 1.4568 | 0.17121 | 0.98999 | 1.8386 | 1.1364 | 0.58228 | 1.1835 | 0.0050739 | 0.45794 | 0.56051 | 0.72734 | 1.3582 | 1.5107 | 1.5476 | 0.56505 | 1.8348 | 1.5251 | 0.96222 | 0.23068 | 1.03 | 1.546 | 0.49148 | 1.8441 | 0.78256 | 1.1973 | 1.1128 | 0.85551 | 1.0762 | 1.8336 | 0.72978 | 1.8077 | 0.15843 | 0.21132 | 1.1261 | 0.66671 | 1.696 | 0.80422 | 1.3142 | 0.61785 | 1.5762 | 1.0229 | 1.4014 | 1.5327 | 0.12614 | 0.14122 | 0.89271 | 1.3192 | 0.3722 | 0.80722 | 1.1076 | 1.4896 | 1.963 | 0.48371 | 0.85428 | 1.2329 | 0.75542 | 0.30663 | 0.63765 | 0.8791 | 1.7798 | 1.1055 | 1.1611 | 0.90513 | 1.1166 | 1.3106 | 0.75725 | 0.69244 | 1.3859 | 0.12166 | 0.65083 | 1.4063 | 0.94843 | 1.1414 | 0.67481 | 1.3405 | 0.46929 | 0.26047 | 0.93678 | 1.2184 | 1.9157 | 1.8965 | 1.6127 | 0.8193 | 1.5797 | 1.4561 | 0.4762 | 0.68484 | 1.0725 | 0.83212 | 0.53299 | 1.4199 | 0.24838 | 0.19055 | 0.71061 | 1.2972 | 1.2984 | 0.66143 | 1.318 | 0.50825 | 1.1379 | 0.98311 | 1.7254 | 0.68026 | 1.5639 | 0.058094 | 0.046305 | 1.5342 | 1.3585
13 | 0.14226 | 0.027782 | 0.0055966 | 1.186 | 0.99493 | 0.99228 | 0.88723 | 0.088318 | 0.81278 | 0.45548 | 0.67484 | 0.75756 | 0.89507 | 0.22777 | 1286.0046 | 223.0808 | 0.94457 | 0.83235 | 0.14561 | 0.28035 | 0.3715 | 2.9711 | 3.4148 | 7.4804 | 677.7207 | 0.0070257 | 152.27 | 142.51 | 15.2534 | 128.1812 | 12.1121 | 1.9548 | 59.8881 | 14.7564 | 12.6179 | 0.26122 | 2.4043 | 3.5667 | 2747.1929 | 89.8685 | 83.7751 | 1547.3414 | 129.1249 | 81.563 | 280.7432 | 212.8549 | 203.9317 | 35.7706 | 49.1777 | 0.90426 | 0.31576 | 0.26502 | 0.014683 | 0.0021983 | 8.3776e-05 | 37.0508 | 10.221 | 2.6202 | 0.90465 | 0.67185 | 0.081388 | 2.0142 | 52.5789 | 5.5807 | 0.25107 | 0.84017 | 17.9808 | 101.3774 | 31.8048 | 19.1882 | 134.5235 | 8.8669 | 35.6505 | 13.7518 | 669.0305 | 84.4958 | 3.3884 | 0.12658 | 0.65847 | 0.092948 | 263.4477 | 154.3238 | 76.2681 | 67.3008 | 15.631 | 1111.8783 | 287.4788 | 81.5923 | 82.9225 | 275.2129 | 158.8108 | 99.4703 | 91.3351 | 8.9823 | 0.54232 | 0.82975 | 0.54919 | 55.0954 | 5.088 | 1.9567 | 2.061 | 0.16992 | 7.9287e-05 | 35.2046 | 0.99951 | 0.20658 | 0.21845 | 0.19829 | 2.7165 | 0.95251 | 1.24 | 0.34413 | 72.0867 | 12.3954 | 26.7269 | 9.4933 | 142.8402 | 173.036 | 1724.4076 | 234.0347 | 354.4271 | 184.5295 | 694.3876 | 383.665 | 87.9819 | 428.8762 | 0.39555 | 0.31228 | 0.017465 | 0.082552 | 0.010795 | 0.0053786 | 2.4675e-05 | 0.0025465 | 34.0381 | 13.5795 | 1.0134 | 0.13607 | 2.8721 | 5.7662 | 373.3369 | 93.6046 | 3.2307 | 5.2452 | 118.458 | 8.9545 | 725.8694 | 315.1062 | 246.125 | 201.3497 | 56.5034 | 101.7563 | 42.3289 | 3489.3372 | 287.7367 | 82.7848 | 21.6326 | 117.9005 | 10.0665 | 222.7806 | 87.7958 | 12.6049 | 58.5835 | 0.44269 | 3041.0562 | 2.6691 | 7.7747 | 1.6735 | 3.0176 | 11.3208 | 0.63978 | 0.88314 | 3.0112 | 0.3314 | 131.6397 | 49.4526 | 31.4142 | 101.6603 | 762.2252 | 55.5336 | 696.0622 | 7.9703 | 110.7168 | 718.846 | 148.4655 | 100.9656 | 62.8626 | 64.5203 | 243.6804 | 57.3669 | 8.4269 | 181.7783 | 83.808 | 12.6009 | 45.3923 | 576.3432 | 5.6443 | 75.4059 | 57.2484 | 180.5063 | 272.5561 | 73.6087 | 44.2583 | 28.2398 | 44.2176 | 0.0088158 | 0.0010622 | 0.25109 | 28.8635 | 2.0411 | 8.6232 | 3.0077 | 284.9262 | 11.921 | 4.2342 | 0.5219 | 6938.3601 | 882.9301 | 1466.2974 | 1028.7849 | 28.5471 | 0.73112 | 27.2293 | 2.5942 | 5279.5915 | 1797.8223 | 573.114 | 105.3472 | 139.0969 | 8.5209 | 175.4537 | 0.0012236 | 36.1746 | 0.17646 | 14.2882 | 61.7017 | 3.9425 | 49.1138 | 176.3272 | 0.11799 | 0.2561 | 1.2056 | 0.14153 | 28.4424 | 31.1066 | 32.1554 | 30.8079 | 283.9331 | 265.7851 | 287.5214 | 290.6533 | 3.5473 | 3.9851 | 4.1391 | 4.3952 | 9.8396 | 7.7996 | 8.4336 | 6.9309 | 4.2486 | 6.2546 | 5.2904 | 6.0923 | 0.34205 | 0.28186 | 0.29818 | 0.26484 | 0.24217 | 0.19452 | 0.33451 | 0.29757 | 1.5191 | 1.292 | 1.2729 | 1.5808 | 0.61574 | 0.67428 | 0.77298 | 0.61014 | 0.52592 | 0.30687 | 1.1785 | 275.6034 | 0.015712 | 1.9792 | 0.011474 | 4.3854 | 4.6561 | 3.0662 | 199.3327 | 0.2436 | 9.5369 | 8.6538 | 15.0734 | 105167.4882 | 8.1581 | 343.6977 | 9.0154 | 4.2602 | 2.2589 | 2.1025 | 2.9442 | 1.4587 | 1.9324 | 13.9856 | 3.8428 | 0.7052 | 7.8539 | 2.5585 | 260.4946 | 8.3323 | 0.45077 | 20.2934 | 25.4004 | 621.4284 | 62.199 | 4.2212 | 2.9863 | 8.373 | 8.342 | 0.24288 | 1.1889 | 5.5181 | 7.5295 | 6.075 | 1.4847 | 1.5469 | 1.4626 | 1.0173 | 0.24058 | 0.9645 | 0.804 | 1.4893 | 0.56884 | 1.8044 | 0.55482 | 0.26654 | 1.4711 | 0.95077 | 1.538 | 0.85813 | 0.35351 | 0.71324 | 1.9013 | 1.0843 | 0.89881 | 1.7563 | 1.9183 | 1.3203 | 1.5078 | 0.4716 | 1.4011 | 0.77687 | 1.7483 | 1.1808 | 0.33036 | 0.86821 | 0.89328 | 0.2629 | 0.58437 | 0.98342 | 0.033724 | 1.7078 | 0.0068588 | 0.30852 | 1.4935 | 0.33465 | 0.49902 | 1.477 | 0.56199 | 1.8889 | 1.6246 | 1.9366 | 1.5417 | 1.87 | 1.6666 | 1.1925 | 1.6648 | 1.5852 | 1.4151 | 0.031815 | 1.1068 | 1.789 | 0.8326 | 0.18135 | 1.4595 | 1.2133 | 0.78433 | 0.15837 | 1.1592 | 0.93038 | 1.2253 | 1.2568 | 1.6071 | 0.29797 | 0.60862 | 0.65609 | 0.94613 | 1.7694 | 0.61901 | 0.25483 | 0.26636 | 0.5311 | 0.94693 | 0.84404 | 1.4705 | 1.6776 | 1.4504 | 1.3621 | 1.7055 | 1.1161 | 0.70903 | 0.31663 | 1.6716 | 1.1347 | 0.19481 | 1.8735 | 1.9875 | 1.9998 | 1.689 | 1.6597 | 1.8442 | 1.0372 | 0.15034 | 0.11911 | 0.51647 | 0.43186 | 1.8744 | 1.3776 | 0.50833 | 1.2942 | 1.8698 | 1.26 | 0.20203 | 0.78011 | 1.0845 | 1.5145 | 1.677 | 1.3025 | 0.82769 | 0.27391 | 1.869 | 0.34485 | 0.71532 | 0.031565 | 1.5677 | 1.2254 | 1.5912 | 1.0551 | 1.9571 | 1.208 | 1.4972 | 0.11094 | 1.8354 | 0.51331 | 0.35473 | 1.4098 | 0.27082 | 1.1155 | 0.15323 | 1.4387 | 0.86388 | 0.17466 | 1.002 | 0.99745 | 0.38497 | 0.097805 | 0.044871 | 0.059139 | 1.0888 | 1.8701
14 | 0.15563 | 0.040608 | 0.012705 | 1.3324 | 0.99146 | 0.99636 | 0.73549 | 0.08738 | 0.89523 | 0.41722 | 0.70875 | 0.70719 | 0.87259 | 0.17456 | 1593.6894 | 383.5541 | 0.94896 | 0.79855 | 0.18204 | 0.30592 | 0.45101 | 1.0836 | 3.5273 | 4.7106 | 598.712 | 0.0039644 | 142.4484 | 127.7504 | 17.2865 | 122.4672 | 17.2593 | 2.3256 | 62.7955 | 13.5071 | 12.7727 | 0.23502 | 2.5331 | 3.122 | 3015.7511 | 94.4577 | 91.9892 | 1703.4402 | 100.7961 | 91.6135 | 245.3831 | 273.4038 | 233.6476 | 31.1378 | 50.4423 | 0.74988 | 0.035599 | 0.2148 | 0.015809 | 0.0016404 | 7.1821e-05 | 27.1535 | 10.6462 | 2.9709 | 0.70379 | 0.54596 | 0.095733 | 2.085 | 55.8211 | 11.5886 | 0.32279 | 0.79991 | 25.4267 | 97.6245 | 27.5755 | 24.0158 | 131.7848 | 10.2406 | 43.5695 | 17.031 | 840.5348 | 107.6056 | 2.3513 | 0.10515 | 0.69305 | 0.082681 | 236.7427 | 150.2408 | 91.3457 | 71.7083 | 17.3682 | 1205.9807 | 260.5498 | 89.7613 | 83.4551 | 251.0818 | 161.9928 | 97.1947 | 72.9505 | 7.0214 | 0.66147 | 0.56167 | 0.32901 | 59.2355 | 6.514 | 2.3304 | 2.3876 | 0.15833 | 6.4912e-05 | 30.5687 | 1.3383 | 0.22189 | 0.18562 | 0.16487 | 2.5283 | 0.96843 | 1.055 | 0.565 | 79.9189 | 17.4824 | 33.5592 | 9.0173 | 118.0608 | 169.4009 | 1855.9734 | 207.0042 | 426.3162 | 175.9165 | 690.649 | 368.3936 | 87.0512 | 411.5225 | 0.10093 | 0.16805 | 0.073373 | 0.0777 | 0.0096675 | 0.0051896 | 2.677e-05 | 0.0022161 | 35.3599 | 12.662 | 0.83365 | 0.17604 | 2.565 | 4.2062 | 424.2011 | 62.671 | 3.7004 | 5.2924 | 138.7795 | 8.8567 | 677.0735 | 290.7887 | 240.7239 | 194.9937 | 68.1516 | 110.8129 | 38.8497 | 2979.6242 | 290.3036 | 90.1974 | 18.5759 | 139.2794 | 9.8778 | 245.0377 | 88.3793 | 11.9512 | 54.1432 | 0.37047 | 2496.2922 | 2.582 | 6.2185 | 1.47 | 2.5753 | 10.1397 | 0.53915 | 0.94568 | 4.2902 | 0.31309 | 115.2882 | 52.5605 | 33.8982 | 81.005 | 736.0126 | 57.6209 | 617.2484 | 9.159 | 121.5212 | 787.9048 | 126.8483 | 99.244 | 47.8569 | 78.253 | 219.0937 | 59.792 | 8.6161 | 194.2488 | 75.5507 | 9.968 | 53.68 | 637.7819 | 6.4568 | 84.699 | 66.6929 | 174.7622 | 279.2334 | 84.9094 | 47.9637 | 35.4624 | 50.4433 | 0.01082 | 0.0013899 | 0.29195 | 36.6393 | 2.8553 | 12.9126 | 3.1088 | 290.7926 | 8.4683 | 5.875 | 0.53884 | 7204.088 | 970.7515 | 1550.6465 | 1178.9202 | 28.0825 | 1.0951 | 26.4004 | 2.9529 | 4774.7498 | 1308.3661 | 483.718 | 92.4295 | 127.2219 | 9.3866 | 189.3684 | 0.0013215 | 27.2815 | 0.14956 | 11.448 | 75.1961 | 4.9574 | 87.4841 | 224.9961 | 0.12512 | 0.21477 | 1.1743 | 0.13669 | 30.3986 | 32.2728 | 30.8272 | 28.4598 | 268.8231 | 282.1517 | 296.8868 | 293.917 | 4.5216 | 5.4424 | 3.8076 | 4.0995 | 9.3236 | 7.2061 | 9.2852 | 8.4129 | 6.2903 | 4.1583 | 6.1587 | 5.9058 | 0.27954 | 0.1882 | 0.26351 | 0.25455 | 0.28264 | 0.27659 | 0.26531 | 0.23177 | 0.92848 | 0.94469 | 1.1741 | 1.5337 | 0.62742 | 0.72811 | 0.75105 | 0.74201 | 0.54029 | 0.28053 | 1.1467 | 218.452 | 0.015477 | 1.9889 | 0.012873 | 4.4716 | 5.2545 | 2.3634 | 207.6023 | 0.29265 | 10.9521 | 9.2075 | 13.0646 | 122455.1851 | 8.4828 | 317.8919 | 9.2754 | 4.3675 | 1.9727 | 1.8357 | 2.7822 | 1.5617 | 1.7585 | 15.318 | 4.0036 | 0.74642 | 7.6181 | 2.9788 | 249.6081 | 7.7568 | 0.41279 | 18.0502 | 24.9186 | 647.6784 | 58.2689 | 4.6431 | 3.0643 | 7.382 | 7.2624 | 0.25131 | 1.1609 | 5.218 | 7.0235 | 6.8261 | 1.1791 | 0.48822 | 0.21063 | 0.82651 | 0.57477 | 1.4958 | 1.1428 | 0.99397 | 1.4073 | 1.6033 | 1.1185 | 1.4493 | 0.48351 | 0.76937 | 1.0525 | 1.9492 | 1.6245 | 1.1822 | 1.0885 | 0.66816 | 1.8113 | 0.97609 | 0.89319 | 0.34585 | 0.18645 | 0.6665 | 0.55321 | 0.56561 | 0.3305 | 0.77361 | 0.44897 | 0.02309 | 0.5384 | 0.14722 | 1.7904 | 0.43717 | 1.6712 | 0.77438 | 1.7691 | 1.4462 | 1.3313 | 0.17025 | 1.005 | 0.34999 | 1.0831 | 0.4117 | 1.2419 | 0.47728 | 1.7657 | 0.51936 | 0.018022 | 0.8089 | 1.87 | 1.9027 | 0.65513 | 1.4167 | 0.047733 | 1.3007 | 1.2106 | 1.9966 | 1.7339 | 1.3785 | 1.0524 | 1.0735 | 0.39421 | 1.9297 | 0.0040046 | 0.50703 | 1.1262 | 0.79312 | 0.58925 | 0.16305 | 0.078171 | 1.3425 | 1.2295 | 1.7374 | 0.5232 | 1.85 | 1.1392 | 1.6818 | 1.9744 | 0.78291 | 0.21713 | 0.63987 | 0.81307 | 1.3167 | 0.9312 | 1.5828 | 0.22669 | 1.7124 | 1.8936 | 0.51766 | 0.81128 | 0.42977 | 0.13972 | 0.83768 | 1.6465 | 0.132 | 0.26728 | 0.82227 | 1.9124 | 1.8884 | 1.5409 | 0.93249 | 0.9146 | 0.0092565 | 1.6671 | 1.0294 | 1.9278 | 0.49911 | 0.3558 | 0.98868 | 0.46397 | 1.7973 | 1.4273 | 0.087758 | 0.32501 | 0.73171 | 1.4178 | 1.4755 | 1.0066 | 0.18209 | 0.016987 | 0.96288 | 1.5297 | 0.98956 | 1.7592 | 0.6476 | 0.032841 | 1.3094 | 0.49325 | 1.2229 | 1.933 | 0.018557 | 0.29589 | 0.24715 | 1.2183 | 0.25394 | 0.90085 | 0.84176 | 1.4565 | 0.48825 | 0.046929 | 0.048494 | 1.9752 | 0.0073476
15 | 0.18403 | 0.026501 | 0.019001 | 1.3429 | 0.99367 | 0.99169 | 0.76106 | 0.072423 | 0.78779 | 0.62593 | 0.65731 | 0.71872 | 0.76897 | 0.19934 | 1064.7233 | 314.2486 | 0.95898 | 0.84811 | 0.12527 | 0.16143 | 0.28997 | 0.81472 | 3.8536 | 6.7118 | 441.6488 | 0.0095997 | 175.4372 | 117.283 | 16.2183 | 168.6316 | 18.1129 | 1.9112 | 64.4081 | 11.3563 | 13.7212 | 0.20777 | 1.6691 | 2.2512 | 2344.0293 | 86.0109 | 81.8374 | 1767.6299 | 123.021 | 95.7856 | 272.6992 | 220.6246 | 225.5373 | 31.7083 | 45.0239 | 0.87834 | 0.046536 | 0.35267 | 0.01555 | 0.002184 | 8.791e-05 | 29.7927 | 10.4509 | 2.5576 | 0.92379 | 0.63768 | 0.091918 | 2.5824 | 48.9151 | 8.2567 | 0.26773 | 0.89429 | 25.8374 | 114.0292 | 40.5565 | 14.9746 | 121.9498 | 8.6457 | 45.191 | 12.4917 | 590.2956 | 122.4397 | 3.1145 | 0.084141 | 0.55079 | 0.10897 | 311.4324 | 134.5851 | 94.3651 | 72.8591 | 14.9279 | 1063.4475 | 277.685 | 98.8766 | 85.0345 | 241.217 | 171.625 | 100.8475 | 70.4522 | 8.6614 | 0.74903 | 0.80935 | 0.49407 | 49.6962 | 5.5622 | 2.1998 | 2.759 | 0.17111 | 8.8925e-05 | 37.5407 | 1.0601 | 0.23225 | 0.24016 | 0.15598 | 2.8486 | 0.95699 | 0.98722 | 0.41614 | 82.5601 | 13.6535 | 39.8282 | 7.8981 | 128.817 | 127.1908 | 1772.3905 | 248.7892 | 305.6943 | 173.9555 | 906.6284 | 361.7465 | 84.7075 | 473.7908 | 0.22804 | 0.10336 | 0.047279 | 0.063042 | 0.0094042 | 0.0048056 | 2.2978e-05 | 0.0018807 | 37.1005 | 11.4194 | 1.1175 | 0.18697 | 2.7715 | 4.6099 | 320.6743 | 73.7569 | 3.7799 | 4.2196 | 144.8435 | 7.848 | 771.0834 | 356.3216 | 209.5644 | 181.0513 | 69.9676 | 101.1845 | 37.7559 | 3183.5582 | 297.4607 | 84.8576 | 17.3624 | 125.073 | 10.7208 | 212.0165 | 91.4029 | 10.5633 | 52.9345 | 0.35841 | 3466.7146 | 2.4184 | 5.2346 | 2.276 | 3.1931 | 9.1956 | 0.54957 | 0.88007 | 2.8925 | 0.33919 | 129.9908 | 45.5786 | 31.9505 | 100.2184 | 709.3715 | 60.5618 | 549.9965 | 10.3675 | 120.0169 | 693.1755 | 157.3549 | 93.62 | 52.5082 | 63.0498 | 196.0327 | 56.4649 | 7.7307 | 191.4002 | 78.4359 | 10.2644 | 41.9736 | 593.9815 | 6.165 | 77.108 | 72.1479 | 163.3485 | 286.4445 | 86.5634 | 47.4034 | 29.6784 | 47.3882 | 0.0093706 | 0.0010228 | 0.26565 | 37.5072 | 2.241 | 11.0668 | 2.5349 | 237.7618 | 10.6318 | 3.9684 | 0.61484 | 6218.5944 | 952.1029 | 1261.3885 | 1143.434 | 33.9157 | 0.95303 | 21.2637 | 2.8519 | 5864.1333 | 1378.5081 | 608.0503 | 95.3167 | 129.437 | 9.2406 | 157.4616 | 0.0016119 | 26.7849 | 0.15581 | 14.4795 | 47.7029 | 3.4112 | 67.5689 | 189.2329 | 0.10889 | 0.20207 | 0.90779 | 0.12723 | 30.4945 | 30.697 | 31.7781 | 31.9006 | 280.66 | 267.1753 | 278.4424 | 295.1084 | 4.7381 | 4.0544 | 4.9025 | 5.2121 | 8.8924 | 6.9532 | 9.893 | 6.1352 | 4.8041 | 5.5992 | 5.5498 | 5.2108 | 0.22853 | 0.21308 | 0.24106 | 0.19951 | 0.26391 | 0.25529 | 0.27011 | 0.20415 | 0.95739 | 1.3206 | 0.95252 | 1.2602 | 0.72239 | 0.8147 | 0.8856 | 0.53032 | 0.54281 | 0.26598 | 1.0466 | 330.2434 | 0.016025 | 1.9305 | 0.011705 | 4.6116 | 4.1242 | 2.6875 | 192.159 | 0.21866 | 10.2792 | 8.2752 | 14.171 | 120571.2473 | 8.791 | 326.1263 | 9.5464 | 4.2004 | 2.1437 | 1.902 | 2.5936 | 1.6803 | 1.8278 | 13.1032 | 3.8017 | 0.73838 | 8.7177 | 2.8179 | 258.8878 | 8.9042 | 0.48358 | 19.9499 | 27.9944 | 635.8287 | 59.2252 | 4.7485 | 2.8025 | 8.4523 | 7.4448 | 0.27324 | 1.2585 | 5.4164 | 6.8773 | 6.533 | 0.53141 | 0.19012 | 0.80593 | 0.15288 | 1.7726 | 0.049352 | 1.7604 | 0.23738 | 1.947 | 0.66829 | 1.9757 | 0.85513 | 1.8864 | 0.42918 | 0.17832 | 1.2302 | 0.053856 | 0.18405 | 1.1991 | 1.3204 | 1.6653 | 1.1179 | 1.8603 | 1.0597 | 0.70071 | 1.6826 | 1.1413 | 0.66682 | 1.5301 | 1.4786 | 0.86518 | 0.68007 | 0.37804 | 0.45465 | 0.7784 | 0.77823 | 0.37932 | 0.49646 | 1.0104 | 1.66 | 0.63664 | 0.97313 | 1.8872 | 1.5832 | 0.38532 | 0.23192 | 0.66386 | 0.12537 | 1.4948 | 1.9772 | 0.63074 | 1.4754 | 0.90355 | 0.62011 | 0.89636 | 1.1041 | 1.375 | 0.70611 | 0.55616 | 0.81986 | 0.181 | 1.7473 | 0.39885 | 0.49267 | 0.19674 | 0.67959 | 1.158 | 1.1248 | 0.94297 | 0.81545 | 1.4018 | 1.0309 | 1.2929 | 1.2223 | 1.8953 | 0.54373 | 1.9294 | 0.9585 | 0.56244 | 1.0591 | 0.51669 | 0.60945 | 1.7001 | 1.2955 | 1.9546 | 1.5548 | 1.7731 | 1.4269 | 0.72585 | 0.35846 | 1.4564 | 0.91587 | 0.92507 | 0.25094 | 1.0681 | 0.43189 | 0.33779 | 0.067028 | 0.38061 | 0.72296 | 0.86275 | 1.7058 | 1.6152 | 0.37439 | 1.3346 | 0.79702 | 0.94373 | 0.91207 | 1.3711 | 0.86912 | 1.2159 | 1.6616 | 0.24313 | 0.597 | 0.75815 | 1.0191 | 1.3167 | 0.6917 | 0.40331 | 0.51356 | 0.96505 | 0.070352 | 1.3326 | 1.5419 | 1.6827 | 1.7998 | 1.9698 | 1.0785 | 0.94635 | 1.2446 | 1.1937 | 1.1123 | 0.91355 | 1.63 | 0.38651 | 1.6383 | 1.5488 | 1.6201 | 0.88784 | 0.10627 | 1.6774 | 0.50052 | 0.042372 | 0.045565 | 1.2214 | 0.75037
16 | 0.16372 | 0.03729 | 0.014005 | 1.2372 | 0.99926 | 0.99572 | 0.94462 | 0.025836 | 0.7792 | 0.55794 | 0.69413 | 0.72479 | 0.79301 | 0.21333 | 1403.9277 | 391.4891 | 0.95261 | 0.86594 | 0.17584 | 0.21942 | 0.11258 | 2.3357 | 3.3417 | 5.768 | 503.4071 | 0.00096509 | 173.9667 | 114.2067 | 15.7561 | 165.8413 | 14.883 | 2.0169 | 61.0036 | 13.0891 | 11.8106 | 0.25068 | 1.0196 | 3.4256 | 2941.8066 | 82.1129 | 100.2686 | 1480.549 | 110.1874 | 79.9142 | 262.2757 | 225.9914 | 218.7584 | 35.9347 | 57.4111 | 0.82117 | 0.074209 | 0.17309 | 0.017517 | 0.0020624 | 9.0667e-05 | 38.6147 | 9.6658 | 3.0472 | 0.98845 | 0.50034 | 0.085417 | 2.1323 | 45.4446 | 11.0476 | 0.32834 | 0.77713 | 22.1108 | 96.3373 | 29.6827 | 17.8231 | 128.8934 | 9.3487 | 41.3693 | 19.513 | 690.3514 | 94.4007 | 3.8905 | 0.096401 | 0.71356 | 0.11576 | 301.1754 | 156.308 | 96.9004 | 65.7861 | 18.2948 | 1030.724 | 231.3509 | 66.3404 | 73.1686 | 244.1798 | 167.7792 | 88.0265 | 71.8851 | 8.081 | 0.3992 | 0.62554 | 0.45629 | 52.4348 | 5.3718 | 2.0775 | 2.8608 | 0.18149 | 8.4373e-05 | 28.8185 | 1.1862 | 0.24424 | 0.19989 | 0.14411 | 3.0278 | 0.96212 | 0.94932 | 0.51141 | 91.462 | 16.7814 | 34.8445 | 8.5226 | 141.8749 | 108.8634 | 2253.9764 | 223.9989 | 326.2583 | 200.5536 | 835.3313 | 408.8072 | 93.2791 | 386.7138 | 0.1827 | 0.28117 | 0.078155 | 0.085801 | 0.0082215 | 0.0050707 | 2.6125e-05 | 0.0026192 | 37.7423 | 11.9561 | 1.0539 | 0.18773 | 2.6236 | 6.3992 | 304.8374 | 74.7199 | 3.8292 | 5.0557 | 121.3818 | 8.6353 | 642.3593 | 277.8282 | 202.8776 | 210.5008 | 58.4176 | 91.5082 | 35.9602 | 3267.9339 | 300.7677 | 89.4911 | 17.8784 | 134.7784 | 10.4 | 202.462 | 94.2068 | 12.0318 | 52.1081 | 0.43074 | 2723.5733 | 1.9642 | 6.8732 | 2.3925 | 2.6864 | 10.8716 | 0.43035 | 0.70765 | 3.6502 | 0.27357 | 127.5752 | 48.4216 | 37.5128 | 96.2697 | 721.199 | 59.0196 | 665.9886 | 8.5267 | 126.8007 | 750.1476 | 165.9962 | 90.2271 | 56.363 | 74.4689 | 217.8457 | 53.3389 | 9.4073 | 178.8323 | 89.782 | 12.3695 | 52.5629 | 676.2404 | 6.6532 | 82.4191 | 60.6337 | 176.8319 | 297.4361 | 97.4099 | 45.2116 | 30.3556 | 50.9761 | 0.011841 | 0.00098331 | 0.24221 | 38.6795 | 2.77 | 9.7544 | 3.3108 | 233.9859 | 10.2503 | 5.6387 | 0.39085 | 6000.8004 | 798.2275 | 1279.8671 | 1506.8061 | 31.6728 | 1.2912 | 25.0118 | 2.4508 | 4941.4499 | 1140.1401 | 615.9663 | 90.5387 | 155.391 | 7.8002 | 152.295 | 0.001478 | 28.1519 | 0.18381 | 13.023 | 68.1892 | 3.4619 | 70.6375 | 209.7079 | 0.12037 | 0.22194 | 0.92857 | 0.18876 | 29.7289 | 29.4809 | 30.0494 | 29.0511 | 276.6755 | 286.6369 | 282.3596 | 266.8516 | 3.3579 | 5.3206 | 4.2076 | 4.7551 | 5.9771 | 10.1496 | 6.9551 | 9.7692 | 6.1201 | 5.9764 | 4.615 | 4.46 | 0.20445 | 0.22244 | 0.3049 | 0.21632 | 0.30633 | 0.31349 | 0.30474 | 0.28 | 1.4818 | 1.4598 | 0.98077 | 1.3027 | 0.51473 | 0.5751 | 0.80205 | 0.65423 | 0.51811 | 0.26008 | 1.1595 | 375.8621 | 0.014421 | 1.9574 | 0.011637 | 3.6143 | 3.9648 | 2.3855 | 206.0633 | 0.40237 | 10.5709 | 9.4111 | 12.5634 | 119570.679 | 8.9831 | 313.4012 | 9.3474 | 4.5196 | 2.1796 | 1.9803 | 2.5259 | 1.5079 | 1.8189 | 14.6378 | 4.2056 | 0.66247 | 8.2329 | 2.5807 | 284.6942 | 8.7563 | 0.44282 | 17.3291 | 24.5304 | 662.63 | 66.2123 | 4.7928 | 2.8667 | 7.5886 | 7.2338 | 0.26276 | 1.339 | 5.3531 | 6.3563 | 6.1368 | 1.7785 | 1.8246 | 1.2352 | 0.77349 | 1.8486 | 0.54204 | 0.29065 | 1.0285 | 1.1729 | 0.50325 | 0.72668 | 1.3264 | 0.022981 | 1.6963 | 0.82356 | 0.076441 | 0.63182 | 0.62352 | 0.85381 | 1.5425 | 0.43114 | 0.39128 | 1.4109 | 1.8318 | 1.1589 | 0.27166 | 0.34489 | 0.17046 | 1.8095 | 1.0758 | 0.046514 | 0.29157 | 1.204 | 1.3631 | 1.0713 | 1.1488 | 1.5153 | 1.3925 | 0.82839 | 1.7067 | 0.16579 | 1.9129 | 1.7572 | 1.2749 | 1.645 | 1.3581 | 1.3993 | 1.5498 | 1.6511 | 0.72767 | 1.7744 | 1.0964 | 0.1276 | 0.85212 | 0.36296 | 0.55482 | 0.35867 | 1.5553 | 1.8431 | 0.096572 | 0.602 | 1.02 | 1.5866 | 0.50671 | 0.44997 | 1.4803 | 0.32821 | 1.8134 | 0.40977 | 1.4008 | 1.6676 | 1.948 | 1.9199 | 1.8166 | 1.6099 | 1.9625 | 1.4932 | 0.47739 | 1.9241 | 0.056718 | 1.2859 | 0.8712 | 1.2808 | 0.10584 | 0.5821 | 1.6982 | 0.60663 | 1.7841 | 1.1026 | 0.75626 | 0.59189 | 1.0089 | 0.21626 | 1.3534 | 1.33 | 0.13988 | 0.40368 | 0.50746 | 1.9348 | 0.32532 | 1.6825 | 1.5787 | 0.73413 | 0.60264 | 0.013726 | 0.35767 | 1.2115 | 1.995 | 0.0862 | 0.17325 | 0.14091 | 0.17606 | 0.54696 | 0.71008 | 1.6912 | 1.888 | 1.7625 | 1.6815 | 1.0821 | 0.70799 | 1.6302 | 1.9887 | 0.55014 | 1.866 | 0.21326 | 0.24707 | 1.669 | 1.5439 | 1.5524 | 1.1305 | 0.081402 | 1.9958 | 1.6422 | 1.5631 | 1.5112 | 1.283 | 1.06 | 1.0844 | 1.01 | 0.40105 | 1.5444 | 0.34027 | 0.040201 | 0.050527 | 1.8964 | 1.0328
17 | 0.17501 | 0.038351 | 0.028402 | 1.3061 | 0.99705 | 0.99794 | 0.82736 | 0.055329 | 0.84865 | 0.34408 | 0.75087 | 0.78384 | 0.76438 | 0.16725 | 2032.2863 | 307.8101 | 0.95595 | 0.85586 | 0.16348 | 0.33312 | 0.1908 | 2.5703 | 3.8888 | 8.2325 | 260.3541 | 0.0011951 | 168.43 | 105.1841 | 16.7439 | 158.6829 | 13.1503 | 2.0535 | 52.1791 | 15.7783 | 13.8566 | 0.20318 | 2.9096 | 2.399 | 2379.8381 | 85.1566 | 88.8518 | 1852.0821 | 125.2464 | 98.0138 | 251.6594 | 251.0239 | 208.0735 | 33.0615 | 54.1724 | 0.92888 | 0.23506 | 0.069303 | 0.014412 | 0.0016194 | 7.8995e-05 | 35.2698 | 12.4306 | 2.8956 | 0.73165 | 0.70829 | 0.11118 | 2.2553 | 43.8816 | 9.0583 | 0.315 | 0.81351 | 23.1211 | 124.2782 | 35.8357 | 16.3136 | 145.7648 | 8.3941 | 42.5143 | 20.8956 | 734.3644 | 135.4617 | 3.3368 | 0.088839 | 0.52967 | 0.081026 | 224.0736 | 158.7203 | 81.8195 | 59.1931 | 13.8762 | 1143.6991 | 270.3613 | 77.2653 | 69.9475 | 293.4515 | 155.2812 | 77.6862 | 69.4515 | 8.713 | 0.60043 | 0.72693 | 0.56259 | 68.8837 | 6.6234 | 2.3816 | 2.207 | 0.18313 | 8.6455e-05 | 35.0519 | 0.95513 | 0.25472 | 0.19516 | 0.13211 | 2.6396 | 0.96016 | 1.4019 | 0.37694 | 75.1996 | 14.1244 | 31.0765 | 8.1721 | 151.2447 | 210.6265 | 1995.5944 | 230.4716 | 420.6207 | 171.1819 | 774.9407 | 377.0432 | 77.0795 | 420.1613 | 0.23689 | 0.058873 | 0.060334 | 0.064268 | 0.0084254 | 0.007188 | 2.1045e-05 | 0.002433 | 33.2965 | 12.0026 | 0.90939 | 0.15728 | 2.0775 | 6.1815 | 405.9808 | 60.6906 | 2.8231 | 3.884 | 126.6582 | 9.1194 | 654.0629 | 304.3721 | 198.8374 | 186.3772 | 61.9782 | 109.4269 | 45.3316 | 3734.8806 | 273.6861 | 102.146 | 22.0455 | 120.8052 | 9.4458 | 228.898 | 106.4564 | 11.4929 | 61.642 | 0.34861 | 3399.4688 | 2.5269 | 6.4872 | 2.2519 | 2.3319 | 11.7061 | 0.66241 | 0.7364 | 2.9488 | 0.24534 | 106.3021 | 51.0294 | 30.6557 | 91.7346 | 625.0391 | 66.3538 | 716.3031 | 8.3971 | 122.3278 | 756.9438 | 160.2246 | 84.8837 | 49.9604 | 61.9747 | 228.8521 | 47.6339 | 9.9186 | 200.8197 | 87.4621 | 11.0379 | 54.6546 | 650.227 | 6.6995 | 86.4331 | 61.3371 | 182.8448 | 319.0102 | 76.1009 | 56.9503 | 27.2556 | 39.2791 | 0.011735 | 0.0014152 | 0.22169 | 32.5205 | 2.4323 | 12.1398 | 2.0713 | 278.8737 | 8.5721 | 4.9038 | 0.58086 | 7261.5837 | 810.0363 | 1477.0852 | 1111.5843 | 27.8662 | 1.2605 | 20.5949 | 2.4825 | 5507.3918 | 1479.8774 | 601.9322 | 85.0732 | 148.2119 | 8.9978 | 177.9818 | 0.0014349 | 37.6467 | 0.18757 | 14.6873 | 63.1887 | 5.1824 | 75.8179 | 156.6063 | 0.12204 | 0.2462 | 1.2916 | 0.12941 | 32.9858 | 33.1422 | 32.9174 | 33.5658 | 291.4637 | 275.5363 | 294.1932 | 276.1199 | 4.1448 | 4.5726 | 5.6361 | 5.2634 | 8.2724 | 8.1647 | 9.4739 | 6.4248 | 5.0587 | 4.3353 | 3.7027 | 6.2123 | 0.31508 | 0.2439 | 0.19961 | 0.34603 | 0.32485 | 0.2351 | 0.23589 | 0.20002 | 1.4128 | 1.3529 | 1.2414 | 1.0768 | 0.86088 | 0.79697 | 0.58367 | 0.88656 | 0.51642 | 0.29061 | 1.1017 | 247.2856 | 0.014792 | 1.997 | 0.011154 | 5.3532 | 3.845 | 2.7256 | 190.1888 | 0.42172 | 10.7952 | 8.7022 | 13.8393 | 118491.8001 | 8.1692 | 352.768 | 8.2782 | 3.9893 | 2.1248 | 2.0803 | 2.9664 | 1.615 | 1.6917 | 12.6025 | 3.7571 | 0.78371 | 8.4099 | 2.8658 | 267.4947 | 9.1096 | 0.44864 | 19.3064 | 26.807 | 659.7757 | 62.9529 | 4.8449 | 3.0914 | 7.1727 | 7.1255 | 0.28978 | 1.2964 | 5.5755 | 6.5606 | 5.7012 | 0.42021 | 0.61681 | 1.9613 | 0.26136 | 0.18747 | 1.1756 | 1.4834 | 1.3449 | 0.61076 | 1.5168 | 0.64816 | 0.70793 | 0.33935 | 0.33156 | 1.3441 | 1.6322 | 1.0007 | 1.7366 | 1.7837 | 0.8076 | 1.2631 | 1.3998 | 1.7194 | 0.70847 | 1.8899 | 0.8071 | 0.096721 | 0.089871 | 0.85606 | 0.24301 | 1.2342 | 1.046 | 0.98076 | 1.2244 | 1.928 | 1.4434 | 1.7683 | 0.14675 | 1.959 | 0.69085 | 0.078848 | 1.4218 | 1.9691 | 0.10053 | 0.83883 | 1.4364 | 1.7211 | 1.393 | 0.89185 | 0.30578 | 0.18837 | 0.93754 | 1.5026 | 0.030074 | 1.9552 | 0.85851 | 0.67624 | 1.6986 | 1.7408 | 1.2751 | 0.083944 | 1.5102 | 0.60401 | 1.2925 | 1.4094 | 0.35306 | 1.7354 | 0.96344 | 1.3274 | 1.1123 | 1.5625 | 0.46278 | 1.7031 | 0.81368 | 1.4596 | 0.84051 | 0.46819 | 0.01871 | 0.15633 | 0.62891 | 0.14644 | 1.7294 | 1.5658 | 0.93284 | 0.13446 | 1.0341 | 0.067517 | 1.9393 | 1.7033 | 1.4139 | 0.84971 | 0.15588 | 1.0805 | 0.019057 | 1.5033 | 1.2856 | 1.1184 | 0.43693 | 0.59664 | 1.6632 | 1.3347 | 0.20665 | 0.21183 | 1.598 | 0.35398 | 1.4772 | 0.71567 | 0.80207 | 0.75463 | 0.68352 | 1.4356 | 1.1863 | 0.72602 | 1.4553 | 0.010136 | 1.7037 | 0.47665 | 0.25034 | 0.95994 | 1.717 | 0.73162 | 1.0142 | 0.18149 | 0.18329 | 1.2208 | 1.6988 | 1.5901 | 1.433 | 1.9842 | 0.35505 | 0.57444 | 0.38801 | 1.7942 | 1.7509 | 1.6507 | 0.84737 | 1.4463 | 1.5145 | 0.86926 | 1.9545 | 1.3771 | 1.8349 | 0.049154 | 0.043406 | 1.1164 | 0.65784
18 | 0.14179 | 0.034408 | 0.0090968 | 1.4514 | 0.99289 | 0.99522 | 0.87084 | 0.045812 | 0.82594 | 0.38784 | 0.89887 | 0.82474 | 0.80876 | 0.23173 | 2109.2252 | 471.1958 | 0.96692 | 0.85951 | 0.14002 | 0.23039 | 0.05852 | 1.8897 | 3.7764 | 5.1408 | 717.3478 | 0.0053295 | 150.2058 | 107.7111 | 14.5101 | 137.5039 | 15.3432 | 1.7428 | 48.2989 | 15.9805 | 10.0907 | 0.18853 | 2.0835 | 2.4731 | 2982.7298 | 83.5 | 94.2941 | 1678.5569 | 121.3863 | 100.2629 | 239.3246 | 216.5442 | 217.9724 | 28.7575 | 51.1932 | 0.7789 | 0.29837 | 0.19286 | 0.018112 | 0.0018602 | 7.4677e-05 | 37.8814 | 11.2644 | 3.2633 | 0.88833 | 0.70316 | 0.10976 | 2.4921 | 49.6781 | 9.6109 | 0.28293 | 0.75961 | 19.4532 | 103.9054 | 35.0138 | 22.4527 | 137.4065 | 10.0785 | 25.1637 | 20.0616 | 791.8075 | 104.2538 | 2.3714 | 0.11831 | 0.54587 | 0.097601 | 275.0783 | 148.669 | 101.4291 | 60.5969 | 16.1833 | 1253.7338 | 270.5852 | 102.9212 | 80.7519 | 221.6652 | 176.2147 | 78.6663 | 88.9483 | 6.7114 | 0.62709 | 0.69677 | 0.47739 | 62.512 | 5.7951 | 1.8938 | 2.5596 | 0.15191 | 7.6136e-05 | 30.0555 | 0.98917 | 0.25779 | 0.21107 | 0.18769 | 3.0702 | 0.95346 | 1.0336 | 0.45279 | 100.7223 | 18.3349 | 26.0793 | 9.2935 | 146.5703 | 187.9141 | 1925.7488 | 213.2292 | 381.4528 | 160.0845 | 865.2532 | 351.3984 | 96.2063 | 377.9702 | 0.27424 | 0.13564 | 0.0094528 | 0.069975 | 0.0077664 | 0.0061112 | 2.5816e-05 | 0.0024476 | 32.6477 | 13.7417 | 1.0333 | 0.16712 | 2.3565 | 4.7851 | 417.4809 | 80.6927 | 3.9093 | 6.2095 | 124.621 | 10.3431 | 797.8785 | 344.3013 | 238.2199 | 228.1421 | 67.347 | 113.1651 | 46.607 | 3422.1755 | 317.55 | 83.2815 | 19.6302 | 125.8854 | 8.5247 | 210.0989 | 107.0847 | 11.1668 | 65.7115 | 0.37895 | 3109.7685 | 2.4832 | 5.7673 | 1.9932 | 2.7498 | 11.3905 | 0.45277 | 0.6515 | 3.2425 | 0.23402 | 109.3677 | 46.6544 | 29.6727 | 93.8415 | 652.5402 | 66.9495 | 675.092 | 10.2212 | 111.9584 | 801.948 | 137.0009 | 99.8048 | 55.136 | 69.4432 | 231.9142 | 54.3006 | 9.7395 | 184.5243 | 95.9138 | 10.675 | 43.8249 | 681.8313 | 7.242 | 73.1379 | 57.7988 | 190.5211 | 277.0587 | 83.5562 | 43.0977 | 32.4298 | 46.1176 | 0.011206 | 0.001275 | 0.2793 | 30.9123 | 2.0649 | 11.6465 | 2.3145 | 337.2247 | 11.2808 | 5.268 | 0.4628 | 6704.415 | 817.3357 | 1559.6997 | 1134.3781 | 29.3308 | 1.1344 | 23.5213 | 2.6932 | 5393.2154 | 1256.6572 | 540.0631 | 93.4761 | 141.9907 | 8.6711 | 174.7613 | 0.0013456 | 30.5638 | 0.1794 | 13.5442 | 83.0704 | 5.3634 | 94.0566 | 170.4556 | 0.11427 | 0.23134 | 0.96632 | 0.15184 | 32.413 | 31.3857 | 33.4167 | 33.7487 | 290.2057 | 286.3339 | 265.7227 | 272.1457 | 4.3297 | 3.3894 | 3.1978 | 4.9984 | 6.8836 | 10.4503 | 8.2019 | 5.9507 | 5.9075 | 6.3446 | 6.6707 | 3.9253 | 0.27306 | 0.30239 | 0.18776 | 0.27051 | 0.20909 | 0.29911 | 0.3288 | 0.28554 | 1.0122 | 1.0887 | 1.2033 | 1.3969 | 0.83247 | 0.86921 | 0.66706 | 0.75824 | 0.52802 | 0.25088 | 1.1417 | 312.6866 | 0.017371 | 1.9677 | 0.011321 | 4.7898 | 4.9689 | 2.3251 | 193.1531 | 0.25862 | 9.9621 | 8.187 | 13.9895 | 121877.2992 | 7.9233 | 329.148 | 9.6248 | 4.0984 | 2.0315 | 1.9396 | 2.9229 | 1.7052 | 1.9098 | 15.0571 | 4.0358 | 0.67212 | 7.4556 | 2.9638 | 254.8734 | 7.8601 | 0.48004 | 17.2149 | 26.4711 | 704.0542 | 63.3574 | 4.8836 | 3.0146 | 8.1868 | 6.987 | 0.24738 | 1.2334 | 5.4433 | 6.6633 | 6.4625 | 1.2726 | 0.23583 | 0.40211 | 1.959 | 1.1704 | 1.2855 | 1.6973 | 0.1085 | 1.5177 | 1.38 | 1.7336 | 0.37504 | 1.3866 | 1.1902 | 1.6401 | 0.32513 | 1.2442 | 0.56919 | 1.2593 | 0.44349 | 1.7342 | 1.6337 | 1.1388 | 1.1941 | 0.27841 | 1.7519 | 1.8851 | 1.5582 | 0.7118 | 0.3342 | 1.9444 | 1.1929 | 0.16943 | 0.79254 | 1.6088 | 1.0937 | 1.9058 | 0.92832 | 0.9033 | 0.97824 | 0.20412 | 0.61744 | 0.25718 | 0.017596 | 1.2962 | 1.6467 | 1.0883 | 1.8285 | 0.95652 | 0.6049 | 1.8978 | 0.48441 | 1.2323 | 1.1405 | 0.56814 | 0.66622 | 1.5133 | 0.63065 | 1.1383 | 1.4832 | 0.84563 | 0.96672 | 1.9976 | 0.27953 | 1.5043 | 0.55814 | 1.9512 | 0.87437 | 1.5193 | 0.96785 | 1.3902 | 0.52481 | 0.5547 | 1.9277 | 0.76875 | 1.1018 | 0.13314 | 1.0564 | 0.89679 | 1.5329 | 0.29634 | 0.057158 | 0.36936 | 0.55336 | 0.080452 | 0.10334 | 1.6827 | 1.6409 | 0.60395 | 0.53524 | 1.1418 | 1.3746 | 1.6681 | 0.15925 | 1.2621 | 0.54232 | 1.513 | 1.3372 | 0.72121 | 0.28928 | 0.61671 | 1.2668 | 0.87969 | 1.7618 | 0.48216 | 1.82 | 0.8682 | 1.1017 | 0.83191 | 1.9722 | 1.5782 | 1.7056 | 1.083 | 1.6959 | 1.3218 | 0.35962 | 0.21892 | 1.2884 | 0.15398 | 0.25632 | 0.3914 | 0.85715 | 1.9066 | 1.1582 | 0.8733 | 0.86273 | 0.060094 | 0.44357 | 0.46288 | 1.8352 | 1.6196 | 0.25724 | 1.0175 | 0.3008 | 1.1477 | 1.1788 | 0.024915 | 0.090976 | 0.85722 | 0.040919 | 1.9264 | 1.3666 | 0.043215 | 0.041834 | 1.5865 | 1.5679
19 | 0.18348 | 0.024272 | 0.010618 | 1.4151 | 0.99012 | 0.99061 | 0.85516 | 0.064982 | 0.85229 | 0.47693 | 0.73368 | 0.81254 | 0.82646 | 0.2328 | 1704.1108 | 418.5222 | 0.95746 | 0.84085 | 0.18596 | 0.21419 | 0.34544 | 1.5334 | 3.1548 | 6.097 | 518.3701 | 0.0078852 | 132.8855 | 113.2242 | 11.5502 | 153.7157 | 16.1036 | 2.1888 | 58.2729 | 14.5417 | 9.5131 | 0.29285 | 2.6733 | 2.1945 | 2699.8975 | 97.9602 | 84.9367 | 1815.3444 | 132.9906 | 77.4858 | 286.2668 | 244.9757 | 249.4896 | 32.865 | 55.7585 | 0.81933 | 0.093742 | 0.15101 | 0.018263 | 0.001991 | 6.6611e-05 | 27.0875 | 12.7852 | 2.647 | 0.72103 | 0.48463 | 0.10542 | 2.2763 | 54.2759 | 8.736 | 0.35253 | 0.7903 | 24.7941 | 82.1812 | 32.661 | 21.1113 | 158.5946 | 9.1844 | 34.1178 | 21.7973 | 556.1323 | 125.6921 | 3.2487 | 0.078208 | 0.39665 | 0.1208 | 342.9425 | 162.4637 | 78.8113 | 55.324 | 15.4744 | 1301.3495 | 222.2715 | 80.3029 | 78.764 | 280.9088 | 145.2791 | 80.9442 | 81.0959 | 8.8146 | 0.78081 | 0.9155 | 0.2011 | 65.7318 | 6.1776 | 1.9802 | 1.9441 | 0.18808 | 9.0491e-05 | 33.4971 | 1.3652 | 0.21443 | 0.17961 | 0.13693 | 2.9303 | 0.96968 | 1.0165 | 0.40889 | 98.7378 | 19.6261 | 37.745 | 9.8645 | 120.3672 | 193.6526 | 1749.0606 | 256.3949 | 378.2261 | 194.5938 | 711.8443 | 348.4794 | 81.6869 | 490.3256 | 0.35779 | 0.36937 | 0.19582 | 0.059177 | 0.0076431 | 0.0049433 | 2.5116e-05 | 0.0019315 | 38.7138 | 11.7162 | 0.93942 | 0.2001 | 2.32 | 4.8581 | 397.7291 | 71.3303 | 2.994 | 4.0235 | 157.6846 | 9.7821 | 703.8719 | 286.3429 | 247.2907 | 174.7973 | 63.0343 | 107.3172 | 46.0914 | 3044.7126 | 313.8419 | 93.334 | 19.5323 | 111.3143 | 8.4375 | 193.1677 | 93.2829 | 10.3893 | 56.4335 | 0.38616 | 2870.0016 | 2.6966 | 7.6423 | 1.5383 | 3.3692 | 8.7227 | 0.59711 | 0.74959 | 3.6177 | 0.22593 | 105.1752 | 40.9139 | 36.428 | 102.7446 | 772.7168 | 58.2272 | 597.8782 | 9.7228 | 115.0215 | 648.0133 | 145.654 | 102.2363 | 58.3633 | 67.2145 | 228.3695 | 47.1332 | 10.0261 | 159.9769 | 75.1097 | 11.7855 | 44.5036 | 538.0186 | 6.9463 | 70.9618 | 68.3807 | 196.6981 | 310.3005 | 79.4699 | 51.6149 | 32.7695 | 41.4557 | 0.011352 | 0.0012379 | 0.22737 | 35.3255 | 2.2002 | 9.458 | 2.18 | 209.5655 | 9.221 | 5.624 | 0.53667 | 7104.5243 | 781.1273 | 1517.9212 | 1273.8913 | 32.7383 | 0.91138 | 26.7043 | 2.3845 | 4746.8453 | 1447.0647 | 527.7061 | 109.4418 | 149.0078 | 8.3766 | 181.6446 | 0.0011237 | 32.4158 | 0.17268 | 12.8114 | 60.28 | 4.1001 | 91.0764 | 163.2665 | 0.12122 | 0.24184 | 0.99973 | 0.13512 | 31.2671 | 31.8008 | 33.747 | 30.1052 | 297.9484 | 279.5012 | 291.2828 | 285.8307 | 4.8724 | 5.2175 | 4.7649 | 3.7576 | 10.3582 | 9.8551 | 6.4402 | 6.7567 | 5.5306 | 4.6132 | 5.9596 | 5.7653 | 0.31429 | 0.25299 | 0.27838 | 0.21896 | 0.31532 | 0.27334 | 0.34339 | 0.26979 | 0.87045 | 0.87685 | 1.3765 | 1.1999 | 0.86887 | 0.64489 | 0.73241 | 0.6764 | 0.53991 | 0.27056 | 1.1041 | 359.764 | 0.016768 | 1.9648 | 0.012232 | 3.975 | 5.3417 | 2.6381 | 187.1349 | 0.52532 | 10.2258 | 8.8189 | 13.1872 | 102717.0133 | 7.8751 | 302.4199 | 8.882 | 4.4849 | 1.8934 | 1.9274 | 2.5711 | 1.7443 | 1.9622 | 13.2569 | 3.9598 | 0.68962 | 8.575 | 3.07 | 275.8327 | 8.5603 | 0.4258 | 18.9672 | 28.3121 | 679.3965 | 61.7163 | 4.4747 | 2.6812 | 8.3006 | 7.8314 | 0.28053 | 1.2674 | 5.169 | 7.647 | 6.306 | 0.22689 | 1.3577 | 0.52167 | 0.40395 | 1.5315 | 1.7195 | 0.073472 | 1.5754 | 0.059575 | 1.7285 | 1.6174 | 1.6041 | 1.1409 | 1.7504 | 1.1424 | 1.4857 | 1.1102 | 0.84739 | 0.79271 | 0.11554 | 0.060383 | 0.17494 | 0.048717 | 1.6508 | 0.68359 | 0.76377 | 1.6359 | 1.3676 | 0.96418 | 1.2005 | 0.93401 | 0.97224 | 0.43344 | 0.59322 | 0.90403 | 0.83409 | 1.305 | 0.076121 | 1.1034 | 0.46734 | 0.59668 | 1.0691 | 1.6427 | 1.6023 | 0.79555 | 0.95867 | 0.90354 | 0.74696 | 1.1149 | 0.83454 | 1.0934 | 1.3913 | 0.31336 | 0.12758 | 1.8149 | 0.47562 | 1.6452 | 1.8745 | 0.92623 | 0.6442 | 0.5753 | 1.1771 | 0.47157 | 1.4188 | 0.022139 | 0.47483 | 0.58622 | 1.6815 | 0.82688 | 1.665 | 0.37508 | 1.5243 | 0.12201 | 0.44054 | 0.95635 | 1.691 | 1.6203 | 1.2359 | 0.42187 | 0.13262 | 0.99707 | 0.22428 | 0.056279 | 0.42955 | 0.66869 | 1.4984 | 0.24692 | 1.3855 | 1.3427 | 0.27963 | 0.77943 | 1.6508 | 0.41827 | 0.82743 | 0.28465 | 0.38933 | 0.68037 | 0.64265 | 1.5869 | 1.5084 | 1.4063 | 0.39442 | 1.2516 | 0.23287 | 1.9877 | 1.5644 | 1.4669 | 0.51444 | 0.33003 | 0.27303 | 0.93855 | 0.53899 | 1.8796 | 1.5702 | 1.1779 | 0.62757 | 0.67219 | 1.1559 | 1.9774 | 1.2777 | 0.57131 | 1.15 | 0.80357 | 1.2503 | 0.472 | 0.08612 | 1.8446 | 1.2457 | 1.6428 | 0.49392 | 0.81831 | 0.48091 | 0.49908 | 1.9443 | 1.2748 | 0.72203 | 0.65724 | 0.68019 | 0.92591 | 0.79543 | 0.95126 | 0.63811 | 0.060046 | 0.055988 | 1.3355 | 0.9128

## sysA-results
Element | N recovery | P recovery | K recovery | COD recovery | LCA results |  |  | TEA results
Variable | Total N | Total P | Total K | Gas COD | H_Ecosystems [points] | H_Health [points] | H_Resources [points] | Annual net cost [USD/cap/yr]
0 | 0 | 0 | 0 | 0 | 2.8387 | 11.6699 | 7.6325 | 18.692
1 | 0 | 0 | 0 | 0 | 6.3494 | 9.2377 | 8.4016 | 19.4244
2 | 0 | 0 | 0 | 0 | 6.0055 | 9.166 | 6.3587 | 19.6707
3 | 0 | 0 | 0 | 0 | 8.5378 | 1.6934 | 9.5845 | 19.4214
4 | 0 | 0 | 0 | 0 | 6.0831 | 6.5549 | 9.0019 | 19.1353
5 | 0 | 0 | 0 | 0 | 4.3301 | 7.2333 | 4.5191 | 18.345
6 | 0 | 0 | 0 | 0 | 11.9004 | 14.0413 | 14.5341 | 19.9114
7 | 0 | 0 | 0 | 0 | 14.4388 | 12.4161 | 13.869 | 19.1033
8 | 0 | 0 | 0 | 0 | 14.1931 | 5.2471 | 13.318 | 19.1433
9 | 0 | 0 | 0 | 0 | 10.6408 | 4.3311 | 5.4495 | 19.9727
10 | 0 | 0 | 0 | 0 | 10.5519 | 13.8245 | 6.8554 | 19.1473
11 | 0 | 0 | 0 | 0 | 5.5901 | 10.9989 | 12.6559 | 20.1903
12 | 0 | 0 | 0 | 0 | 3.4068 | 2.199 | 12.9618 | 19.0773
13 | 0 | 0 | 0 | 0 | 10.0609 | 9.2891 | 7.1074 | 18.4005
14 | 0 | 0 | 0 | 0 | 6.0529 | 13.8632 | 11.9981 | 19.023
15 | 0 | 0 | 0 | 0 | 6.9475 | 9.9834 | 3.0925 | 18.4071
16 | 0 | 0 | 0 | 0 | 10.8395 | 7.5535 | 11.0229 | 18.7218
17 | 0 | 0 | 0 | 0 | 8.6378 | 7.4585 | 5.1863 | 20.692
18 | 0 | 0 | 0 | 0 | 16.1609 | 12.5654 | 3.8881 | 19.7414
19 | 0 | 0 | 0 | 0 | 6.8826 | 3.1347 | 6.0532 | 18.0249

## sysB-param
Element | Excretion-B1 | [22 empty] | MURTToilet-B2 | [14 empty] | An mbrnewgenerator-B3 | [33 empty] | Sludge pasteurization newgenerator-B4 | [8 empty] | Ion exchange newgenerator-B5 | [39 empty] | Chlorination newgenerator-B6 | [24 empty] | Gridtied newgenerator-B7 | [7 empty] | Controls newgenerator-B8 | [41 empty] | Housing newgenerator-B9 | [9 empty] | Pretreatment newgenerator-B10 | [11 empty] | Foundation newgenerator-B11 |  | TEA |  |  | LCA | [223 empty] | TEA
Variable | N prot [fraction] | P prot v [fraction] | P prot a [fraction] | K cal [g K/1000 kcal] | N exc [fraction of intake] | P exc [fraction of intake] | K exc [fraction of intake] | E exc [fraction of intake] | N ur [fraction of total] | P ur [fraction of total] | K ur [fraction of total] | E fec [fraction of total] | N ur NH3 [fraction of total N in urine] | N fec NH3 [fraction of total N in feces] | Ur exc [g/cap/d] | Fec exc [g/cap/d] | Ur moi [fraction] | Fec moi [fraction] | Mg ur [g Mg/cap/d] | Mg fec [g Mg/cap/d] | Ca ur [g Ca/cap/d] | Ca fec [g Ca/cap/d] | Labor wages [USD/h] | Collection period [days] | Sludge accum rate [L/cap/yr] | N volatilization [fraction of N input] | Squatting pan cost [USD] | Urinal cost [USD] | Led cost [USD] | Anticor floor cost [USD] | Fan cost [USD] | Circuit change cost [USD] | Pipe cost [USD] | Squatting pan weight [kg] | Urinal weight [kg] | Max ch4 emission [g CH4/g COD] | Full degradation time [yr] | Log degradation [-] | Anmbr reactor tank [USD] | Anmbr reactor media [USD] | Anmbr reactor fittings [USD] | Anmbr membrane module [USD] | Anmbr permeate pump [USD] | Anmbr backwash pump [USD] | Anmbr water pump [USD] | Anmbr membrane fittings [USD] | Anmbr biogas gas bag [USD] | Anmbr biogas fittings [USD] | Anmbr biogas ventilation [USD] | Anmbr COD removal [%] | Anmbr TN removal [%] | Anmbr TP removal [%] | Anmbr water pump energy percycle [kWh] | Anmbr permeate pump energy percycle [kWh] | Anmbr backwash pump energy percycle [kWh] | Anmbr batch cycle perday [# batches day-1] | Anmbr labor maintenance membrane chem cleaning [hrs/yr] | Anmbr labor maintenance sludge removal [hrs/yr] | Anmbr labor replacement membrane pump [hrs/yr] | Anmbr labor replacement permeate pump [hrs/yr] | Anmbr labor replacement membrane module [hrs/yr] | Anmbr labor replacement misc repairs [hr/y] | Anmbr reactor weight [kg] | Anmbr tau [d] | Anmbr soluble methane fraction [nan] | Anmbr VSS TSS ratio [nan] | Anmbr membrane weight [kg] | Anmbr PE weight [kg] | Anmbr PVC weight [kg] | Anmbr plastic weight [kg] | Anmbr piping [USD] | Anmbr piping PVC weight [kg] | Sludge dryer weight [kg] | Sludge barrel weight [kg] | Sludge dryer [USD] | Sludge barrel [USD] | Sludge labor maintenance [h] | Fraction biogas lost [fraction] | Biogas efficiency [fraction] | Heat loss [fraction] | Sludge temperature [fraction] | Ion eq2 tank [USD] | Ion eq2 pump [USD] | Ion eq2 powered valve [USD] | Ion eq2 fittings [USD] | Ion zeolite tanks [USD] | Ion filtration media [USD] | Ion gac [USD] | Ion zeolite [USD] | Ion zeolite fittings [USD] | Ion eq3 tank [USD] | Ion eq3 pump [USD] | Ion eq3 filter [USD] | Ion eq3 fittings [USD] | Ion COD removal [nan] | Ion TN removal [nan] | Ion TP removal [nan] | Ion labor maintenance zeolite regeneration [hr/y] | Ion labor maintenance GAC replacement [hr/y] | Ion labor replacement zeolite [hr/y] | Ion labor replacement misc repairs [hr/y] | Ion labor replacement other pump [hrs/yr] | Ion backwash pump energy percycle [kWh] | Ion batch cycle perday [# batches day-1] | Ion gac unit cost [USD/kg] | Ion zeolite unit cost [USD/kg] | Ion na cl unit cost [USD/kg] | Ion na OH unit cost [USD/kg] | Ion regen freq per yr [events/yr] | Ion regen efficiency [nan] | Ion polycarbonate weight [kg] | Ion steel weight [kg] | Ion PE weight [kg] | Ion PVC weight [kg] | Ion plastic weight [kg] | Ion piping PVC weight [kg] | Ion piping [USD] | Ion replacement scenario drums [USD] | Ion largerncs scenario zeolite tanks [USD] | Ion largerncs scenario zeolite [USD] | Ion zeolite fittings largerncs [USD] | Chlorination recycle pump [USD] | Chlorination electochlorinator [USD] | Chlorination powered valve [USD] | Chlorination fittings [USD] | Chlorination tanks [USD] | Chlorination COD removal [%] | Chlorination TN removal [%] | Chlorination TP removal [%] | Chlorination chlorinator energy percycle [kWh] | Chlorination pump energy percycle [kWh] | Chlorination ventilation energy percycle [kWh] | Chlorination valve energy percycle [kWh] | Chlorination product water pump energy percycle [kWh] | Chlorination batch cycle per day [# batches day-1] | Chlorination labor maintenance chlorinator recharging [hr/y] | Chlorination labor replacement chlorinator replacement [hr/y] | Chlorination labor replacement other pump [hr/y] | Chlorination labor replacement misc repairs [hr/y] | Chlorination na cl dosage [mg/L] | Chlorination throughput flow [L/d] | Chlorination PE weight [kg] | Chlorination PVC weight [kg] | Chlorination electronics active weight [kg] | Chlorination piping [USD] | Chlorination piping PVC weight [kg] | Grid power ac conversion [USD] | Grid power dc distribution [USD] | Grid power misc [USD] | Grid labor replacement misc repairs [hr/y] | Grid polycarbonate weight [kg] | Grid aluminium weight [kg] | Grid electronics passive weight [kg] | Grid electronics active weight [kg] | Control box enclosure panel [USD] | Control box arduino microcontroller [USD] | Control box microcontroller din rails [USD] | Control box wifi [USD] | Control box solid state relays [USD] | Control box other relays [USD] | Control box conductors [USD] | Control box din rails [USD] | Control sensors enclosure panel [USD] | Control sensors signal conditioners [USD] | Control sensors din rails [USD] | Control sensors voltage converter [USD] | Control orp enclosure panel [USD] | Control orp voltage converter [USD] | Control orp controller [USD] | Control orp probe [USD] | Control orp cables [USD] | Control pump enclosure panel [USD] | Control pump voltage converter [USD] | Control pump voltage rectifier [USD] | Control pump box relay [USD] | Control sensors level sensor [USD] | Control sensors level switch [USD] | Control sensors flow switches [USD] | Control sensors proximity sensor [USD] | Control stranded cables [USD] | Control sensor cables [USD] | Control cable glands [USD] | Control gauge ferrules [USD] | Control zip ties [USD] | Control terminal block jumper [USD] | Control system energy percycle [kW] | Control system ORP energy percycle [kW] | Control background runtime energy perday [kWh] | Control batch cycle perday [# batches day-1] | Control labor replacement misc repairs [hr/y] | Control polycarbonate weight [kg] | Control aluminum weight [kg] | Control cable length [m] | Control electronics passive weight [kg] | Control electronics active weight [kg] | Control control units weight [kg] | Housing framework [USD] | Housing framework shipping [USD] | Housing fittings [USD] | Housing steel weight [kg] | Housing zinc coated steel weight [kg] | Housing zinc coat [m2] | Housing aluminum weight [kg] | Housing PE weight [kg] | Housing largerncs framework [USD] | Cheaper housing framework [USD] | Pretreatment eq tank [USD] | Pretreatment tank PE weight [kg] | Pretreatment piping [USD] | Pretreatment piping PVC weight [kg] | Pretreatment feed pump [USD] | Pretreatment feed pump energy percycle [kWh] | Pretreatment batch cycle perday [# batches day-1] | Pretreatment labor replacement other pump [hrs/yr] | Pretreatment labor screen pit cleaning [hrs/yr] | Pretreatment barscreen cost [USD] | Pretreatment barscreen weight [kg] | Pretreatment barscreen [USD] | Foundation concrete unit cost [USD m-3] | Foundation concrete thickness [m] | Zeolite price [USD/kg] | GAC price [USD/kg] | Na OH price [USD/kg] | CH4 CF [kg CO2-eq/kg CH4] | CH4 ecosystems CF [points/kg CH4] | CH4 health CF [points/kg CH4] | CH4 resources CF [points/kg CH4] | N2O CF [kg CO2-eq/kg N2O] | N2O ecosystems CF [points/kg N2O] | N2O health CF [points/kg N2O] | N2O resources CF [points/kg N2O] | Conc nh3 CF [kg CO2-eq/kg] | Conc nh3 ecosystems CF [points/kg] | Conc nh3 health CF [points/kg] | Conc nh3 resources CF [points/kg] | GAC CF [kg CO2-eq/kg] | GAC ecosystems CF [points/kg] | GAC health CF [points/kg] | GAC resources CF [points/kg] | Zeolite CF [kg CO2-eq/kg] | Zeolite ecosystems CF [points/kg] | Zeolite health CF [points/kg] | Zeolite resources CF [points/kg] | Na cl CF [kg CO2-eq/kg] | Na cl ecosystems CF [points/kg] | Na cl health CF [points/kg] | Na cl resources CF [points/kg] | Na cl1 CF [kg CO2-eq/kg] | Na cl1 ecosystems CF [points/kg] | Na cl1 health CF [points/kg] | Na cl1 resources CF [points/kg] | Na OH CF [kg CO2-eq/kg] | Na OH ecosystems CF [points/kg] | Na OH health CF [points/kg] | Na OH resources CF [points/kg] | LPG CF [kg CO2-eq/kg] | LPG ecosystems CF [points/kg] | LPG health CF [points/kg] | LPG resources CF [points/kg] | Excavation-Global warming [kg CO2-eq/m3] | Brick-Global warming [kg CO2-eq/kg] | Cement-Global warming [kg CO2-eq/kg] | Concrete-Global warming [kg CO2-eq/m3] | Gravel-Global warming [kg CO2-eq/kg] | Plastic-Global warming [kg CO2-eq/kg] | Sand-Global warming [kg CO2-eq/kg] | Stainless steel-global warming [kg CO2-eq/kg] | Stainless steel sheet-global warming [kg CO2-eq/kg] | Steel-Global warming [kg CO2-eq/kg] | Wood-Global warming [kg CO2-eq/m3] | Trucking-Global warming [kg CO2-eq/tonne*km] | Electric motor-global warming [kg CO2-eq/ea] | Electronics-Global warming [kg CO2-eq/kg] | Catalytic converter-global warming [kg CO2-eq/ea] | Oil heat exchanger-global warming [kg CO2-eq/ea] | Pump-Global warming [kg CO2-eq/ea] | Hydronic heat exchanger-global warming [kg CO2-eq/ea] | Electric connectors-global warming [kg CO2-eq/kg] | Electric cables-global warming [kg CO2-eq/m] | PVC-Global warming [kg CO2-eq/kg] | PE-Global warming [kg CO2-eq/kg] | Polymer-Global warming [kg CO2-eq/kg] | Cationic resin-global warming [kg CO2-eq/kg] | Ceramic-Global warming [kg CO2-eq/kg] | Fan-Global warming [kg CO2-eq/kg] | Aluminum-Global warming [kg CO2-eq/kg] | LPG-Global warming [kg CO2-eq/kg] | Zinc coat-global warming [kg CO2-eq/m2] | Polyacrylamide-Global warming [kg CO2-eq/kg] | Photovoltaic panel-global warming [kg CO2-eq/m2] | GACProduction-Global warming [kg CO2-eq/kg] | GACRegeneration-Global warming [kg CO2-eq/kg] | Switches-Global warming [kg CO2-eq/kg] | Control units-global warming [kg CO2-eq/kg] | Electronics active-global warming [kg CO2-eq/kg] | Electronics passive-global warming [kg CO2-eq/kg] | Transformers-Global warming [kg CO2-eq/kg] | Fertilizer offset-global warming [kg CO2-eq/kg] | Polycarbonate-Global warming [kg CO2-eq/kg] | Membrane-Global warming [kg CO2-eq/kg] | Na cl-global warming [kg CO2-eq/kg] | Na oh-global warming [kg CO2-eq/kg] | Zeolite-Global warming [kg CO2-eq/kg] | Battery-Global warming [kg CO2-eq/kg] | Lithium battery-global warming [kg CO2-eq/kg] | Excavation-H ecosystems [points/m3] | Brick-H ecosystems [points/kg] | Cement-H ecosystems [points/kg] | Concrete-H ecosystems [points/m3] | Gravel-H ecosystems [points/kg] | Plastic-H ecosystems [points/kg] | Sand-H ecosystems [points/kg] | Stainless steel-h ecosystems [points/kg] | Stainless steel sheet-h ecosystems [points/kg] | Steel-H ecosystems [points/kg] | Wood-H ecosystems [points/m3] | Trucking-H ecosystems [points/tonne*km] | Electric motor-h ecosystems [points/ea] | Electronics-H ecosystems [points/kg] | Catalytic converter-h ecosystems [points/ea] | Oil heat exchanger-h ecosystems [points/ea] | Pump-H ecosystems [points/ea] | Hydronic heat exchanger-h ecosystems [points/ea] | Electric connectors-h ecosystems [points/kg] | Electric cables-h ecosystems [points/m] | PVC-H ecosystems [points/kg] | PE-H ecosystems [points/kg] | Polymer-H ecosystems [points/kg] | Cationic resin-h ecosystems [points/kg] | Ceramic-H ecosystems [points/kg] | Fan-H ecosystems [points/kg] | Aluminum-H ecosystems [points/kg] | LPG-H ecosystems [points/kg] | Zinc coat-h ecosystems [points/m2] | Polyacrylamide-H ecosystems [points/kg] | Photovoltaic panel-h ecosystems [points/m2] | GACProduction-H ecosystems [points/kg] | GACRegeneration-H ecosystems [points/kg] | Switches-H ecosystems [points/kg] | Control units-h ecosystems [points/kg] | Electronics active-h ecosystems [points/kg] | Electronics passive-h ecosystems [points/kg] | Transformers-H ecosystems [points/kg] | Fertilizer offset-h ecosystems [points/kg] | Polycarbonate-H ecosystems [points/kg] | Membrane-H ecosystems [points/kg] | Na cl-h ecosystems [points/kg] | Na oh-h ecosystems [points/kg] | Zeolite-H ecosystems [points/kg] | Battery-H ecosystems [points/kg] | Lithium battery-h ecosystems [points/kg] | Excavation-H health [points/m3] | Brick-H health [points/kg] | Cement-H health [points/kg] | Concrete-H health [points/m3] | Gravel-H health [points/kg] | Plastic-H health [points/kg] | Sand-H health [points/kg] | Stainless steel-h health [points/kg] | Stainless steel sheet-h health [points/kg] | Steel-H health [points/kg] | Wood-H health [points/m3] | Trucking-H health [points/tonne*km] | Electric motor-h health [points/ea] | Electronics-H health [points/kg] | Catalytic converter-h health [points/ea] | Oil heat exchanger-h health [points/ea] | Pump-H health [points/ea] | Hydronic heat exchanger-h health [points/ea] | Electric connectors-h health [points/kg] | Electric cables-h health [points/m] | PVC-H health [points/kg] | PE-H health [points/kg] | Polymer-H health [points/kg] | Cationic resin-h health [points/kg] | Ceramic-H health [points/kg] | Fan-H health [points/kg] | Aluminum-H health [points/kg] | LPG-H health [points/kg] | Zinc coat-h health [points/m2] | Polyacrylamide-H health [points/kg] | Photovoltaic panel-h health [points/m2] | GACProduction-H health [points/kg] | GACRegeneration-H health [points/kg] | Switches-H health [points/kg] | Control units-h health [points/kg] | Electronics active-h health [points/kg] | Electronics passive-h health [points/kg] | Transformers-H health [points/kg] | Fertilizer offset-h health [points/kg] | Polycarbonate-H health [points/kg] | Membrane-H health [points/kg] | Na cl-h health [points/kg] | Na oh-h health [points/kg] | Zeolite-H health [points/kg] | Battery-H health [points/kg] | Lithium battery-h health [points/kg] | Excavation-H resources [points/m3] | Brick-H resources [points/kg] | Cement-H resources [points/kg] | Concrete-H resources [points/m3] | Gravel-H resources [points/kg] | Plastic-H resources [points/kg] | Sand-H resources [points/kg] | Stainless steel-h resources [points/kg] | Stainless steel sheet-h resources [points/kg] | Steel-H resources [points/kg] | Wood-H resources [points/m3] | Trucking-H resources [points/tonne*km] | Electric motor-h resources [points/ea] | Electronics-H resources [points/kg] | Catalytic converter-h resources [points/ea] | Oil heat exchanger-h resources [points/ea] | Pump-H resources [points/ea] | Hydronic heat exchanger-h resources [points/ea] | Electric connectors-h resources [points/kg] | Electric cables-h resources [points/m] | PVC-H resources [points/kg] | PE-H resources [points/kg] | Polymer-H resources [points/kg] | Cationic resin-h resources [points/kg] | Ceramic-H resources [points/kg] | Fan-H resources [points/kg] | Aluminum-H resources [points/kg] | LPG-H resources [points/kg] | Zinc coat-h resources [points/m2] | Polyacrylamide-H resources [points/kg] | Photovoltaic panel-h resources [points/m2] | GACProduction-H resources [points/kg] | GACRegeneration-H resources [points/kg] | Switches-H resources [points/kg] | Control units-h resources [points/kg] | Electronics active-h resources [points/kg] | Electronics passive-h resources [points/kg] | Transformers-H resources [points/kg] | Fertilizer offset-h resources [points/kg] | Polycarbonate-H resources [points/kg] | Membrane-H resources [points/kg] | Na cl-h resources [points/kg] | Na oh-h resources [points/kg] | Zeolite-H resources [points/kg] | Battery-H resources [points/kg] | Lithium battery-h resources [points/kg] | Electricity CF [kg CO2-eq/kWh] | Electricity ecosystems CF [points/kWh] | Electricity health CF [points/kWh] | Electricity resources CF [points/kWh] | Na cl price [USD/kg] | Na cl1 price [USD/kg] | LPG price [USD/kg] | Conc nh3 price [USD/kg NH3]
0 | 0.13519 | 0.031724 | 0.0058573 | 1.4317 | 0.99167 | 0.99885 | 0.95624 | 0.07067 | 0.86324 | 0.65917 | 0.55245 | 0.70911 | 0.85097 | 0.20206 | 2204.9485 | 352.6354 | 0.93615 | 0.85094 | 0.16032 | 0.17376 | 0.17668 | 2.0765 | 3.281 | 6.949 | 409.3555 | 0.0084303 | 160.0293 | 95.6862 | 18.0898 | 114.4103 | 15.9591 | 2.2244 | 61.9264 | 14.2624 | 13.3127 | 0.24216 | 1.8381 | 3.3628 | 3084.6944 | 99.4605 | 105.1908 | 1626.3504 | 119.5083 | 83.8642 | 305.042 | 276.2913 | 208.8375 | 34.0835 | 54.9374 | 0.76278 | 0.35162 | 0.37704 | 0.01896 | 0.0015707 | 9.5974e-05 | 28.3631 | 9.8858 | 3.1642 | 0.96672 | 0.5969 | 0.10339 | 2.054 | 61.4345 | 4.5224 | 0.27032 | 0.86986 | 22.7511 | 109.2776 | 30.236 | 23.5844 | 142.0609 | 9.544 | 26.8714 | 16.7161 | 629.7924 | 127.8933 | 2.8043 | 0.071968 | 0.43953 | 0.075446 | 296.7354 | 160.2462 | 87.3954 | 63.149 | 17.1925 | 1223.2981 | 278.1754 | 108.6818 | 70.4809 | 288.2721 | 141.2205 | 84.6771 | 78.8198 | 7.215 | 0.83854 | 0.78743 | 0.21867 | 48.8043 | 6.065 | 2.0901 | 2.6881 | 0.14304 | 6.7528e-05 | 31.7073 | 1.2588 | 0.22464 | 0.20394 | 0.14807 | 3.4192 | 0.96527 | 1.2434 | 0.55054 | 77.2676 | 19.3347 | 39.074 | 9.7995 | 125.9134 | 119.6816 | 2285.4684 | 218.7408 | 409.8261 | 168.689 | 877.6135 | 308.3961 | 95.5445 | 402.1172 | 0.083519 | 0.38635 | 0.13039 | 0.067327 | 0.0088483 | 0.0065964 | 2.8148e-05 | 0.0024851 | 39.5138 | 12.4596 | 0.99478 | 0.16369 | 2.4853 | 6.561 | 291.2594 | 69.8309 | 3.1227 | 5.6434 | 150.4224 | 10.0635 | 426.8289 | 516.2233 | 68.2947 | 1.9471 | 3.0223 | 1.0527 | 3.2215 | 3.0788 | 135.2979 | 41.8157 | 35.9663 | 83.6403 | 776.3122 | 61.8989 | 724.5065 | 8.1162 | 130.479 | 612.3333 | 134.4844 | 107.1368 | 48.7172 | 71.9977 | 211.1251 | 62.0499 | 8.8461 | 196.5991 | 95.3474 | 9.7888 | 49.6575 | 567.5296 | 6.3214 | 84.0202 | 67.2009 | 211.397 | 266.4694 | 91.3859 | 56.725 | 35.9495 | 49.6046 | 0.011025 | 0.0011793 | 0.32369 | 26.5103 | 2.314 | 10.1182 | 2.7574 | 258.5887 | 10.0107 | 4.6437 | 0.43488 | 7414.0157 | 927.9379 | 1177.4671 | 1264.4749 | 30.3809 | 1.1528 | 22.8686 | 3.0626 | 5982.6742 | 1751.4779 | 621.866 | 83.0541 | 144.578 | 9.5113 | 187.3903 | 0.0015726 | 32.1387 | 0.16134 | 11.7668 | 48.2874 | 5.4885 | 84.4905 | 200.238 | 0.10353 | 0.21139 | 1.0802 | 0.15489 | 33.9438 | 30.7333 | 28.7558 | 29.7175 | 266.4848 | 277.0492 | 296.1759 | 266.3106 | 3.1162 | 5.761 | 4.4375 | 4.6253 | 9.4658 | 7.4809 | 10.3445 | 8.9042 | 6.4351 | 4.0159 | 5.1633 | 4.0185 | 0.25641 | 0.29328 | 0.27394 | 0.29751 | 0.33115 | 0.20804 | 0.3129 | 0.32213 | 1.2023 | 1.51 | 1.3732 | 1.1015 | 0.92266 | 0.65187 | 0.61967 | 0.91308 | 0.5338 | 0.30373 | 0.98164 | 361.4986 | 0.012322 | 1.9716 | 0.012793 | 4.236 | 5.8124 | 2.9688 | 194.5948 | 0.06509 | 10.3717 | 9.3352 | 13.3718 | 115477.7408 | 9.4307 | 336.5832 | 8.7458 | 4.6787 | 2.074 | 1.755 | 2.8047 | 1.5653 | 1.9875 | 13.6375 | 4.1048 | 0.64342 | 8.5137 | 3.0087 | 272.1305 | 7.6873 | 0.4623 | 19.2653 | 24.2889 | 631.9839 | 63.8952 | 4.0976 | 2.9139 | 7.4613 | 8.208 | 0.2837 | 1.2229 | 5.6599 | 7.1474 | 6.2636 | 0.12097 | 0.89516 | 1.3774 | 0.64595 | 1.9138 | 1.6009 | 1.3937 | 1.6798 | 1.7026 | 0.70531 | 1.8848 | 0.11405 | 0.56175 | 1.8476 | 0.51112 | 0.13381 | 1.5511 | 1.9929 | 1.4068 | 0.74388 | 0.63227 | 1.2573 | 0.66935 | 1.7706 | 1.3027 | 1.9088 | 1.7782 | 1.2187 | 1.1916 | 1.7106 | 0.71339 | 1.3043 | 0.085849 | 1.0617 | 0.14894 | 1.6321 | 0.94671 | 0.67717 | 0.46947 | 1.1731 | 0.3192 | 1.106 | 0.087119 | 0.96777 | 0.024257 | 0.70571 | 0.1223 | 1.6256 | 1.9852 | 0.045644 | 0.21775 | 0.063319 | 1.0837 | 1.4305 | 1.6151 | 1.5989 | 0.16063 | 0.39196 | 1.6528 | 1.3851 | 1.3819 | 0.053205 | 0.097192 | 0.8534 | 0.24643 | 1.1615 | 1.0704 | 0.39931 | 0.33743 | 1.5406 | 1.2701 | 1.7132 | 0.29563 | 0.2884 | 0.32273 | 0.92542 | 1.7905 | 1.3641 | 1.349 | 1.1786 | 0.82877 | 0.42778 | 0.94709 | 1.0195 | 0.93703 | 0.048476 | 0.32677 | 0.58277 | 0.34405 | 1.6674 | 1.7312 | 1.4845 | 0.042497 | 0.97761 | 0.94454 | 0.08091 | 1.438 | 1.8128 | 0.47689 | 1.0798 | 1.8938 | 0.17643 | 0.42722 | 0.81828 | 0.80368 | 1.6783 | 1.0075 | 0.70054 | 1.531 | 1.4223 | 0.8313 | 1.0274 | 0.66678 | 0.62024 | 1.0159 | 0.15484 | 0.09973 | 0.15968 | 1.2887 | 1.9707 | 1.1303 | 0.95557 | 0.98754 | 1.7428 | 1.822 | 1.8649 | 1.1829 | 1.6617 | 1.1359 | 0.9013 | 1.9052 | 0.54333 | 1.8718 | 0.97322 | 1.0444 | 1.9338 | 1.6592 | 1.4479 | 0.9638 | 1.3634 | 1.065 | 0.22193 | 0.045921 | 0.04387 | 1.3715 | 0.22493
1 | 0.16097 | 0.018315 | 0.011487 | 1.2032 | 0.99345 | 0.99723 | 0.97606 | 0.04026 | 0.83432 | 0.44414 | 0.81036 | 0.73501 | 0.83859 | 0.21884 | 1631.6305 | 291.2534 | 0.94178 | 0.80648 | 0.13289 | 0.19988 | 0.16618 | 3.2592 | 3.7439 | 8.04 | 223.9818 | 0.0017832 | 155.622 | 90.6184 | 17.7758 | 152.1166 | 12.5579 | 1.8958 | 57.456 | 15.2806 | 12.5048 | 0.23793 | 2.1541 | 3.9759 | 2631.3577 | 75.477 | 85.8127 | 1889.794 | 118.5211 | 86.1584 | 297.8608 | 262.6667 | 196.4615 | 32.4004 | 59.3163 | 0.89711 | 0.12393 | 0.093774 | 0.013492 | 0.0021321 | 8.902e-05 | 34.1551 | 14.0818 | 3.3716 | 0.77496 | 0.61247 | 0.092813 | 2.8539 | 67.1242 | 12.1455 | 0.25491 | 0.7571 | 27.6605 | 119.8375 | 42.0043 | 22.9152 | 142.9301 | 7.9976 | 36.8158 | 16.0842 | 564.9322 | 110.3355 | 2.1135 | 0.086442 | 0.4637 | 0.087301 | 313.5386 | 144.2124 | 97.6454 | 61.1264 | 16.6853 | 1329.15 | 240.6835 | 71.6377 | 91.0274 | 266.9371 | 181.2042 | 93.8847 | 82.0914 | 7.7365 | 0.6981 | 0.54838 | 0.37065 | 60.828 | 5.2029 | 2.3068 | 2.133 | 0.17829 | 8.2793e-05 | 38.2026 | 1.3142 | 0.26358 | 0.26556 | 0.19041 | 3.2294 | 0.96408 | 1.0814 | 0.47203 | 82.0254 | 16.563 | 29.9047 | 7.6826 | 123.0238 | 203.4652 | 2099.9883 | 252.4672 | 290.7125 | 179.6116 | 782.6931 | 393.9284 | 91.8209 | 478.3129 | 0.34154 | 0.071885 | 0.11044 | 0.078238 | 0.010698 | 0.0055772 | 1.9498e-05 | 0.0023096 | 30.9685 | 10.3419 | 1.1907 | 0.15065 | 2.8086 | 5.9289 | 377.1257 | 77.8872 | 3.19 | 5.7964 | 153.2461 | 8.3741 | 437.331 | 459.3772 | 48.216 | 2.8232 | 4.3316 | 1.3763 | 4.4697 | 3.5308 | 112.4714 | 48.8658 | 37.0161 | 85.7923 | 615.2216 | 63.6837 | 688.8006 | 8.7036 | 135.4518 | 707.3206 | 151.171 | 105.2289 | 53.4759 | 79.2033 | 250.6082 | 58.39 | 9.4937 | 165.0544 | 97.5981 | 9.4196 | 45.9536 | 554.9013 | 5.8116 | 69.2112 | 70.2763 | 199.0781 | 292.5437 | 88.6148 | 46.6685 | 27.7986 | 42.6754 | 0.010609 | 0.0012578 | 0.25907 | 34.329 | 2.5006 | 12.0082 | 2.1712 | 313.835 | 9.7323 | 5.2347 | 0.59319 | 6502.6205 | 870.0278 | 1351.8096 | 1070.6415 | 33.1062 | 0.82048 | 20.7166 | 3.1808 | 5340.1638 | 1503.0749 | 568.4388 | 87.5624 | 130.6752 | 9.761 | 150.1731 | 0.0011581 | 31.4135 | 0.14535 | 12.3887 | 94.9201 | 4.5255 | 87.7204 | 192.0535 | 0.1048 | 0.20715 | 1.0643 | 0.19767 | 32.5829 | 28.0996 | 32.5484 | 31.6903 | 274.5503 | 271.7944 | 271.0734 | 279.8492 | 3.3908 | 4.1932 | 3.9752 | 3.9955 | 6.5935 | 6.2417 | 8.0167 | 7.5095 | 5.9862 | 5.3447 | 4.0005 | 4.0919 | 0.2866 | 0.3094 | 0.21858 | 0.33429 | 0.25061 | 0.29665 | 0.24536 | 0.32339 | 1.0906 | 0.91292 | 0.87282 | 1.1742 | 0.78309 | 0.51021 | 0.91741 | 0.71041 | 0.53796 | 0.25377 | 1.1151 | 285.0592 | 0.013051 | 2.0077 | 0.012014 | 4.7423 | 4.6855 | 3.0189 | 201.5034 | 0.35146 | 9.0943 | 8.9495 | 14.7416 | 106128.7364 | 8.609 | 306.6087 | 8.1358 | 3.9546 | 2.2489 | 1.9958 | 2.6164 | 1.5841 | 1.994 | 12.767 | 4.1169 | 0.73346 | 7.703 | 2.9272 | 279.0055 | 9.209 | 0.46675 | 20.1754 | 26.0695 | 591.4964 | 68.4847 | 4.3343 | 2.7411 | 7.7607 | 7.5839 | 0.26132 | 1.3102 | 5.0872 | 7.3636 | 6.0273 | 0.66963 | 1.4057 | 0.095049 | 1.2306 | 1.3537 | 0.28133 | 1.0325 | 1.7215 | 1.6913 | 0.31878 | 0.394 | 0.46648 | 0.18082 | 1.0806 | 1.4085 | 1.3346 | 0.14409 | 0.90425 | 1.3641 | 0.51745 | 0.7746 | 1.5373 | 1.3734 | 0.4615 | 1.7994 | 1.4048 | 0.25843 | 1.4061 | 1.9522 | 0.1405 | 1.4646 | 0.34659 | 1.3538 | 1.1297 | 0.07615 | 0.21959 | 0.20225 | 1.4987 | 0.66478 | 1.8569 | 1.9069 | 1.2752 | 1.3208 | 1.957 | 1.5343 | 0.66516 | 0.84211 | 0.87994 | 0.42483 | 0.20695 | 1.4752 | 1.6357 | 0.074583 | 1.2878 | 0.043816 | 1.2396 | 0.46386 | 1.4154 | 0.34475 | 0.93343 | 0.97458 | 0.83431 | 0.19286 | 1.8414 | 1.2964 | 1.3934 | 1.4183 | 0.68496 | 0.54802 | 0.4695 | 0.081561 | 0.72622 | 1.5863 | 1.0101 | 0.015813 | 1.0361 | 0.99564 | 1.7901 | 1.8552 | 1.2696 | 1.83 | 1.8623 | 1.8255 | 0.30393 | 0.42042 | 0.58247 | 1.2971 | 0.71205 | 0.15122 | 0.9437 | 0.27699 | 1.5457 | 1.4962 | 1.0803 | 1.7235 | 1.4054 | 1.3492 | 1.5887 | 1.2829 | 1.9618 | 1.1964 | 0.55208 | 0.12334 | 1.6682 | 1.7476 | 0.62671 | 1.504 | 0.10479 | 1.0279 | 1.1794 | 0.53708 | 1.2211 | 1.9513 | 1.9378 | 1.7097 | 1.6057 | 0.85936 | 1.4783 | 1.136 | 0.82675 | 1.3749 | 0.40129 | 1.8603 | 1.9659 | 1.734 | 0.50952 | 1.0097 | 1.8097 | 0.39304 | 1.6992 | 1.5013 | 0.91427 | 1.3528 | 1.3752 | 1.9211 | 0.10032 | 0.21252 | 0.81062 | 0.99666 | 0.69659 | 1.2371 | 1.2721 | 0.056209 | 0.04941 | 1.8669 | 1.7024
2 | 0.13835 | 0.0097315 | 0.017585 | 1.4705 | 0.99602 | 0.99386 | 0.68945 | 0.030349 | 0.88309 | 0.40746 | 0.72046 | 0.84373 | 0.78352 | 0.18157 | 1536.115 | 253.7758 | 0.96021 | 0.82512 | 0.17322 | 0.32194 | 0.22681 | 0.24335 | 3.6743 | 4.1066 | 283.3632 | 0.0092181 | 144.2023 | 101.4037 | 16.3658 | 176.6266 | 16.5566 | 1.8281 | 55.0925 | 12.3499 | 12.1933 | 0.25923 | 1.5228 | 3.631 | 2418.5084 | 92.3617 | 104.8823 | 1598.3332 | 103.5335 | 94.4262 | 266.907 | 271.3463 | 260.6604 | 30.3434 | 52.2848 | 0.74097 | 0.14766 | 0.33911 | 0.014154 | 0.0023393 | 7.7265e-05 | 32.4956 | 11.6479 | 3.3204 | 0.87416 | 0.65307 | 0.10186 | 2.433 | 70.0592 | 3.8105 | 0.35696 | 0.86713 | 23.4574 | 121.7957 | 39.5028 | 15.7514 | 127.4233 | 9.8205 | 38.7398 | 14.3335 | 755.0861 | 139.2155 | 3.6003 | 0.12352 | 0.42589 | 0.11814 | 281.9742 | 139.0445 | 85.1164 | 66.433 | 15.9226 | 1179.3038 | 228.8498 | 72.8626 | 89.0667 | 249.5444 | 173.112 | 92.2285 | 84.6681 | 6.8339 | 0.65048 | 0.84846 | 0.28669 | 71.8709 | 4.8054 | 1.7883 | 2.5128 | 0.19287 | 8.0319e-05 | 26.6701 | 0.88575 | 0.23721 | 0.27572 | 0.17815 | 3.48 | 0.95076 | 1.2121 | 0.45658 | 69.8176 | 17.4285 | 33.7452 | 10.3489 | 124.7747 | 139.6815 | 1791.8882 | 243.666 | 402.4594 | 164.4648 | 750.3069 | 358.535 | 97.2644 | 369.1494 | 0.14727 | 0.16201 | 0.15708 | 0.081143 | 0.010154 | 0.0070797 | 2.4416e-05 | 0.0026043 | 27.5192 | 10.022 | 0.89988 | 0.1966 | 2.6897 | 5.0146 | 329.3696 | 84.6475 | 2.893 | 5.557 | 121.9813 | 9.4794 | 360.508 | 481.815 | 56.3378 | 2.3996 | 2.8645 | 1.3359 | 3.9263 | 4.3379 | 137.24 | 51.8563 | 29.4737 | 87.3134 | 642.7579 | 73.703 | 589.4916 | 8.851 | 108.9282 | 810.3709 | 164.2406 | 83.0344 | 59.0035 | 68.466 | 206.1482 | 60.9612 | 8.5146 | 176.8415 | 77.0302 | 11.4439 | 52.0314 | 622.1849 | 6.0574 | 67.785 | 54.9475 | 202.3867 | 307.1333 | 75.1371 | 45.679 | 35.135 | 52.7152 | 0.010014 | 0.00098943 | 0.31568 | 34.9534 | 2.7883 | 11.3621 | 3.3776 | 225.1454 | 12.3485 | 5.0229 | 0.57061 | 7474.2359 | 941.4108 | 1452.1997 | 1238.0543 | 35.2965 | 0.97729 | 24.3204 | 2.519 | 5822.0656 | 1424.0986 | 633.5364 | 87.1835 | 151.7544 | 10.2861 | 156.4411 | 0.0014497 | 33.1028 | 0.16286 | 13.7818 | 92.4032 | 5.9962 | 61.285 | 208.1981 | 0.12343 | 0.22003 | 0.9812 | 0.19531 | 28.2945 | 28.9857 | 31.3032 | 32.4241 | 296.0143 | 291.6266 | 277.52 | 283.7428 | 5.3576 | 4.8662 | 5.261 | 5.7468 | 10.6628 | 6.8605 | 10.1036 | 9.6249 | 4.9341 | 6.7172 | 6.4872 | 5.0035 | 0.24361 | 0.33447 | 0.28715 | 0.19064 | 0.22728 | 0.31767 | 0.32178 | 0.24679 | 1.0762 | 1.0184 | 1.1058 | 1.3746 | 0.52393 | 0.88281 | 0.53561 | 0.58317 | 0.51088 | 0.26273 | 1.1884 | 378.1979 | 0.016284 | 1.9931 | 0.012658 | 5.2464 | 3.6834 | 2.2074 | 195.6589 | 0.44491 | 9.3828 | 9.6155 | 13.792 | 112502.8404 | 9.0404 | 345.6711 | 9.6622 | 4.7734 | 2.0917 | 1.8577 | 2.8364 | 1.7177 | 1.9364 | 13.7548 | 4.302 | 0.76441 | 8.854 | 3.0335 | 265.167 | 8.4438 | 0.47263 | 16.784 | 27.583 | 584.2916 | 67.4907 | 4.3904 | 2.9502 | 8.1424 | 7.57 | 0.25027 | 1.14 | 5.0016 | 7.7445 | 6.5565 | 1.9117 | 1.917 | 0.675 | 0.068612 | 0.92942 | 1.9356 | 0.65943 | 1.9587 | 0.48945 | 1.1638 | 0.88637 | 1.0093 | 1.5748 | 0.86537 | 0.36193 | 1.1054 | 1.9921 | 1.5988 | 1.6425 | 1.944 | 0.54109 | 0.27729 | 1.5552 | 1.9404 | 0.44538 | 0.022323 | 1.2246 | 1.8508 | 0.28034 | 0.42305 | 0.64375 | 0.43801 | 1.7303 | 0.98977 | 0.28593 | 1.7875 | 1.2769 | 1.671 | 1.6521 | 1.0102 | 1.7283 | 1.5346 | 0.71402 | 1.1289 | 1.4583 | 0.51189 | 0.039685 | 0.39634 | 0.37907 | 0.47221 | 1.9437 | 0.72449 | 0.62379 | 1.6643 | 1.1492 | 0.29175 | 1.8007 | 0.99665 | 0.14196 | 0.75061 | 1.5708 | 0.4499 | 1.8058 | 1.691 | 1.8597 | 0.060631 | 0.65377 | 1.0673 | 0.11889 | 0.35678 | 0.9988 | 0.35026 | 0.74963 | 1.4302 | 1.3241 | 0.14876 | 0.38173 | 0.388 | 0.6031 | 0.53229 | 1.7319 | 0.53785 | 1.3592 | 1.1842 | 1.1393 | 0.84554 | 0.40351 | 0.84198 | 1.2553 | 0.67813 | 1.6612 | 1.1973 | 1.3704 | 1.2173 | 0.58622 | 1.0746 | 0.26833 | 1.6863 | 0.88964 | 0.41774 | 0.78302 | 0.7733 | 0.93456 | 1.9216 | 1.8041 | 0.86128 | 1.3131 | 1.3096 | 1.7087 | 1.2693 | 0.2988 | 0.44618 | 1.2813 | 0.22506 | 0.53239 | 1.9813 | 1.0541 | 0.48412 | 0.60086 | 1.5486 | 0.021567 | 0.51461 | 0.76023 | 0.097735 | 0.17784 | 0.1727 | 0.24516 | 0.95535 | 1.0832 | 1.0833 | 0.73701 | 0.68212 | 1.4543 | 0.14218 | 0.85655 | 1.0154 | 1.9756 | 1.3556 | 0.94461 | 1.1021 | 0.27253 | 0.92892 | 0.052533 | 0.057859 | 1.3865 | 0.43004
3 | 0.18735 | 0.041471 | 0.002826 | 1.1397 | 0.99574 | 0.994 | 0.89941 | 0.077018 | 0.8417 | 0.40108 | 0.68045 | 0.69316 | 0.8877 | 0.19106 | 1941.2429 | 406.8572 | 0.96179 | 0.86159 | 0.12216 | 0.15788 | 0.40378 | 2.5208 | 4.0694 | 8.9829 | 354.3473 | 0.0087561 | 136.2188 | 97.474 | 18.2827 | 132.2877 | 15.5911 | 1.9611 | 55.3039 | 14.1183 | 12.8714 | 0.27144 | 1.7916 | 2.9921 | 2792.4129 | 88.9182 | 97.7548 | 1597.5448 | 105.9994 | 86.8333 | 301.4046 | 229.2435 | 251.3434 | 29.7401 | 53.0311 | 0.78538 | 0.1642 | 0.21284 | 0.016775 | 0.0017442 | 9.3199e-05 | 33.3868 | 13.6284 | 2.4221 | 0.75011 | 0.56764 | 0.10715 | 2.6469 | 62.5487 | 1.5956 | 0.29144 | 0.84667 | 16.7265 | 106.0922 | 25.6496 | 17.0193 | 138.855 | 9.5034 | 32.5692 | 15.3346 | 654.9023 | 115.4122 | 2.8874 | 0.075538 | 0.47108 | 0.07834 | 242.2984 | 136.1511 | 79.7794 | 64.3881 | 14.7079 | 1123.3314 | 235.4124 | 105.266 | 90.1146 | 223.3272 | 138.0785 | 102.2182 | 90.2579 | 8.2878 | 0.76273 | 0.65576 | 0.2667 | 53.4497 | 6.3587 | 2.2414 | 2.6297 | 0.18536 | 9.2206e-05 | 29.3746 | 0.92072 | 0.20035 | 0.223 | 0.18118 | 3.3384 | 0.96691 | 0.87024 | 0.52632 | 108.9387 | 18.814 | 28.7165 | 8.0376 | 157.0307 | 182.9051 | 2068.4769 | 266.2863 | 334.3008 | 188.4272 | 821.0536 | 378.2296 | 101.7951 | 431.782 | 0.29984 | 0.40907 | 0.16832 | 0.072045 | 0.0090161 | 0.0064228 | 2.8387e-05 | 0.0018069 | 26.707 | 9.8018 | 0.94936 | 0.14949 | 1.9629 | 5.6258 | 337.6627 | 83.8271 | 4.1617 | 5.9707 | 156.1876 | 9.5724 | 355.5375 | 402.762 | 51.3594 | 2.8503 | 4.3953 | 1.1208 | 4.1453 | 3.659 | 122.9685 | 43.3019 | 35.0209 | 103.9795 | 679.8898 | 65.174 | 657.6556 | 10.4721 | 104.8704 | 822.8484 | 153.186 | 93.0205 | 57.515 | 70.9831 | 235.4351 | 49.8331 | 8.2535 | 162.9807 | 92.8022 | 12.2242 | 41.3916 | 629.6321 | 7.3845 | 72.0843 | 53.6712 | 193.3783 | 243.0654 | 85.0753 | 54.7577 | 36.6771 | 44.7031 | 0.0096757 | 0.0011119 | 0.24548 | 28.0003 | 2.1427 | 9.2775 | 2.9405 | 327.4141 | 11.5331 | 5.8319 | 0.49382 | 5917.5126 | 908.1788 | 1304.5702 | 1336.4198 | 32.4098 | 0.67114 | 25.6432 | 2.7829 | 5204.125 | 1829.4086 | 478.3272 | 89.2197 | 157.6089 | 8.8127 | 169.3878 | 0.0012731 | 35.5808 | 0.14357 | 12.7739 | 77.6779 | 4.5984 | 68.3798 | 204.3243 | 0.10769 | 0.26379 | 1.1082 | 0.17021 | 33.1313 | 31.969 | 28.5153 | 33.2043 | 267.7778 | 288.7311 | 271.8773 | 269.528 | 5.6198 | 4.3967 | 5.4107 | 3.8207 | 7.1723 | 7.9308 | 6.2928 | 8.6847 | 5.7047 | 6.4996 | 4.9589 | 4.3945 | 0.24034 | 0.23715 | 0.33616 | 0.20428 | 0.27284 | 0.34532 | 0.20914 | 0.3441 | 1.3722 | 1.5744 | 1.0403 | 0.89592 | 0.89812 | 0.52149 | 0.84271 | 0.87195 | 0.53447 | 0.301 | 1.0076 | 238.6289 | 0.014265 | 1.9524 | 0.01251 | 3.2521 | 5.5359 | 2.157 | 197.1499 | 0.16492 | 10.0459 | 9.5078 | 12.9254 | 111018.2824 | 7.7718 | 311.6383 | 8.7859 | 4.7056 | 1.9555 | 1.8204 | 2.7492 | 1.6662 | 1.8506 | 14.1748 | 4.4433 | 0.69981 | 8.6329 | 2.7246 | 281.1247 | 7.9213 | 0.40134 | 18.8373 | 28.8801 | 670.3647 | 69.6504 | 4.563 | 2.6989 | 7.1318 | 7.0473 | 0.25552 | 1.1222 | 4.9149 | 6.5302 | 6.6627 | 1.5538 | 0.52734 | 0.13294 | 1.7854 | 0.74818 | 1.8628 | 0.79474 | 1.2591 | 0.89728 | 1.9778 | 1.0204 | 0.91717 | 1.6259 | 0.082104 | 1.9839 | 0.9059 | 0.43381 | 0.33949 | 0.19355 | 0.38703 | 1.9973 | 1.0134 | 0.25458 | 1.2342 | 1.6431 | 0.94466 | 0.921 | 1.7776 | 0.011544 | 0.085056 | 0.26945 | 1.6991 | 0.24384 | 1.434 | 1.2629 | 1.8321 | 0.84276 | 0.87755 | 1.876 | 0.022945 | 1.6157 | 0.86209 | 0.63277 | 1.3069 | 0.21796 | 1.5788 | 0.73687 | 1.2845 | 0.56822 | 1.2239 | 1.319 | 0.12052 | 1.7377 | 1.0494 | 0.10729 | 0.76251 | 0.5532 | 0.27684 | 1.9526 | 0.57327 | 1.2049 | 1.8062 | 1.3095 | 1.5567 | 1.7458 | 0.28939 | 0.40049 | 1.4267 | 1.7101 | 0.56949 | 1.9087 | 1.3124 | 1.6053 | 0.6339 | 0.19052 | 1.4163 | 1.3939 | 0.86908 | 0.33376 | 1.8331 | 1.3048 | 1.9756 | 1.9324 | 1.7058 | 1.8821 | 0.72877 | 1.9983 | 0.038704 | 0.5686 | 0.47644 | 1.96 | 1.7645 | 0.70715 | 1.8135 | 0.040776 | 1.7346 | 1.2017 | 1.4828 | 1.0083 | 1.2811 | 0.39168 | 1.4416 | 1.7155 | 1.8263 | 1.4841 | 0.28236 | 0.4619 | 1.7263 | 1.8841 | 0.34755 | 1.9903 | 1.9373 | 1.7696 | 0.84499 | 0.9663 | 1.1305 | 1.5657 | 1.0673 | 0.017201 | 0.39552 | 0.43781 | 0.75767 | 0.23902 | 1.3536 | 1.3577 | 0.43698 | 1.3038 | 1.9003 | 0.2397 | 0.10041 | 1.8354 | 1.3946 | 0.68921 | 0.25389 | 1.3881 | 0.93108 | 0.44574 | 1.9336 | 0.87896 | 0.57657 | 0.41214 | 1.6973 | 0.051067 | 0.05704 | 1.7941 | 1.1784
4 | 0.14748 | 0.042207 | 0.025333 | 1.1713 | 0.99689 | 0.99114 | 0.73012 | 0.081493 | 0.86071 | 0.70242 | 0.65457 | 0.79844 | 0.77995 | 0.17005 | 1932.6043 | 270.5036 | 0.96546 | 0.81662 | 0.1972 | 0.29264 | 0.13235 | 3.1603 | 4.1563 | 7.903 | 540.1164 | 0.0028948 | 138.922 | 125.8109 | 17.9332 | 142.4943 | 14.085 | 1.8568 | 46.8653 | 15.4166 | 14.3403 | 0.24636 | 1.1452 | 2.7344 | 2719.3071 | 95.6164 | 106.9278 | 1653.9177 | 116.0642 | 92.9677 | 282.3565 | 246.2652 | 245.9472 | 33.6681 | 58.1623 | 0.91767 | 0.27681 | 0.051406 | 0.016572 | 0.0022588 | 6.4672e-05 | 35.9562 | 13.4261 | 3.0746 | 0.85497 | 0.5109 | 0.089118 | 2.5138 | 64.775 | 3.0004 | 0.30181 | 0.80215 | 26.8505 | 91.282 | 36.2765 | 20.0157 | 124.6852 | 8.7699 | 26.3997 | 17.8812 | 533.0251 | 80.7814 | 3.01 | 0.11687 | 0.58309 | 0.11249 | 329.0805 | 168.8893 | 101.0563 | 58.1733 | 16.4429 | 1377.5527 | 253.1097 | 75.3791 | 72.3422 | 261.9725 | 155.9617 | 89.2739 | 75.0818 | 7.5589 | 0.47659 | 0.95875 | 0.23481 | 58.7222 | 6.7399 | 1.6476 | 2.4371 | 0.16143 | 6.6207e-05 | 39.036 | 1.0938 | 0.26268 | 0.2499 | 0.17412 | 3.167 | 0.95487 | 1.1098 | 0.4315 | 103.5776 | 14.3616 | 31.9681 | 8.2485 | 139.9618 | 153.3912 | 2128.3118 | 275.1879 | 386.0777 | 204.2262 | 887.6737 | 306.9626 | 85.5833 | 457.5244 | 0.061156 | 0.33187 | 0.036051 | 0.074801 | 0.008189 | 0.0056543 | 2.3169e-05 | 0.0026878 | 28.7466 | 11.1361 | 0.84088 | 0.20131 | 2.0143 | 6.3148 | 352.4719 | 67.5291 | 3.9888 | 6.0299 | 142.086 | 8.0266 | 393.1428 | 498.3132 | 63.7064 | 2.0368 | 3.1184 | 1.5008 | 4.9371 | 2.8464 | 121.915 | 50.2254 | 36.5354 | 90.8965 | 693.6474 | 72.996 | 735.7492 | 9.3262 | 139.3489 | 739.2836 | 141.4914 | 108.4915 | 54.3244 | 61.1884 | 192.7525 | 51.5894 | 8.0138 | 167.9786 | 90.9013 | 11.2191 | 43.2313 | 520.0176 | 6.2439 | 80.5402 | 64.8015 | 165.0421 | 288.8949 | 78.2202 | 54.484 | 30.7794 | 48.6617 | 0.0082723 | 0.0013058 | 0.33131 | 37.9885 | 2.3798 | 12.5746 | 2.8556 | 319.8617 | 12.1242 | 4.5812 | 0.44065 | 6384.5219 | 836.0909 | 1204.6479 | 1482.7386 | 35.3838 | 1.2257 | 26.3179 | 2.5579 | 5558.0059 | 1684.842 | 515.8803 | 100.1705 | 135.2213 | 8.0775 | 164.4289 | 0.001235 | 29.9512 | 0.1852 | 14.8135 | 90.0456 | 6.3755 | 63.6333 | 184.1545 | 0.11659 | 0.23151 | 1.0351 | 0.14569 | 30.8402 | 28.5926 | 29.0427 | 31.116 | 278.3328 | 281.1995 | 275.6919 | 286.9802 | 4.2022 | 5.6105 | 4.9862 | 4.476 | 6.2559 | 9.2012 | 8.7327 | 8.3555 | 3.9291 | 4.5512 | 3.782 | 6.4971 | 0.33636 | 0.34431 | 0.22429 | 0.29892 | 0.19203 | 0.21547 | 0.23123 | 0.31076 | 1.3238 | 0.98314 | 1.5667 | 0.96425 | 0.73631 | 0.5623 | 0.69718 | 0.82307 | 0.52008 | 0.28851 | 1.0342 | 320.7963 | 0.013547 | 1.9829 | 0.011944 | 4.9861 | 5.5849 | 2.5077 | 203.6791 | 0.47144 | 10.7527 | 9.7077 | 15.3149 | 113953.6439 | 8.021 | 355.9357 | 8.6525 | 4.205 | 1.9374 | 2.055 | 2.6541 | 1.5963 | 1.8067 | 12.9849 | 3.8663 | 0.75742 | 8.3515 | 2.7723 | 282.9771 | 8.5404 | 0.48662 | 19.5047 | 27.6403 | 579.2835 | 65.1496 | 4.587 | 3.1275 | 7.0118 | 7.3499 | 0.26512 | 1.29 | 4.6942 | 6.4401 | 5.8432 | 1.6536 | 1.7999 | 0.99381 | 1.4297 | 1.0506 | 0.62204 | 1.8868 | 0.63551 | 0.93811 | 1.2987 | 0.17775 | 1.5188 | 0.86577 | 1.9273 | 1.2593 | 0.22935 | 0.29986 | 1.2988 | 0.32461 | 1.2364 | 1.0374 | 1.8063 | 0.95015 | 0.096529 | 1.2447 | 1.2342 | 0.83536 | 1.1365 | 1.4535 | 0.92274 | 0.56211 | 0.54154 | 0.6496 | 0.040564 | 1.8734 | 1.2733 | 0.59076 | 1.5752 | 0.28395 | 0.79706 | 0.45625 | 1.698 | 0.31843 | 0.44352 | 0.99223 | 1.1583 | 1.5018 | 1.7216 | 0.63646 | 1.448 | 0.55394 | 0.35931 | 1.1499 | 0.2732 | 0.94775 | 1.6041 | 1.9991 | 0.86255 | 0.049808 | 1.1904 | 1.1363 | 0.6473 | 0.95143 | 0.95243 | 0.61255 | 1.5818 | 1.516 | 1.7313 | 0.7832 | 0.6509 | 1.8561 | 1.8604 | 0.8636 | 0.90788 | 0.59865 | 1.2598 | 0.015608 | 0.13337 | 0.28801 | 1.3277 | 0.089058 | 1.2636 | 0.84638 | 1.6436 | 0.26385 | 0.91621 | 1.507 | 1.0133 | 1.0634 | 0.1508 | 0.37725 | 0.37638 | 0.15788 | 0.32804 | 0.68141 | 1.3552 | 1.7954 | 0.34966 | 0.91596 | 0.67975 | 0.12982 | 1.6118 | 1.4603 | 0.58168 | 1.2872 | 1.1415 | 0.62626 | 1.8364 | 0.9163 | 1.5313 | 0.44258 | 0.86395 | 0.97971 | 0.9496 | 0.64676 | 0.86314 | 0.92886 | 0.53472 | 0.3656 | 1.0225 | 1.704 | 1.7115 | 1.1596 | 0.25491 | 0.073453 | 0.68243 | 1.2972 | 0.37562 | 1.7652 | 0.65981 | 1.3187 | 1.5199 | 1.5868 | 0.67539 | 1.736 | 0.66575 | 1.3042 | 0.56247 | 0.97425 | 1.5755 | 0.71696 | 0.77567 | 0.053967 | 0.053931 | 1.26 | 0.51681
5 | 0.18063 | 0.032611 | 0.0099198 | 1.2737 | 0.99241 | 0.9933 | 0.66513 | 0.050897 | 0.82345 | 0.48875 | 0.72819 | 0.74047 | 0.86775 | 0.20417 | 1442.3985 | 156.0175 | 0.95609 | 0.82261 | 0.13364 | 0.25295 | 0.47646 | 0.45858 | 3.135 | 3.0976 | 466.8459 | 0.0022141 | 131.8197 | 111.299 | 15.8013 | 135.6796 | 15.6356 | 2.0993 | 52.6985 | 15.038 | 12.1534 | 0.21981 | 2.3371 | 2.6338 | 2600.816 | 86.973 | 93.2658 | 1912.5372 | 112.623 | 79.2184 | 291.9345 | 239.4485 | 212.7154 | 34.7239 | 57.029 | 0.7193 | 0.063997 | 0.24855 | 0.013882 | 0.0019262 | 7.0013e-05 | 36.7904 | 13.8841 | 2.8081 | 0.82647 | 0.53571 | 0.083069 | 2.7019 | 59.0637 | 4.7159 | 0.25996 | 0.88097 | 21.6072 | 85.1221 | 37.3643 | 19.3909 | 153.464 | 8.5123 | 31.1552 | 18.7526 | 619.5867 | 97.8231 | 3.7225 | 0.079218 | 0.48628 | 0.10617 | 218.9457 | 128.692 | 88.8567 | 56.0409 | 18.016 | 1168.2548 | 282.4385 | 106.4018 | 75.7284 | 253.7562 | 165.9324 | 86.8274 | 79.5182 | 8.5638 | 0.71882 | 0.93158 | 0.39301 | 56.8149 | 7.1048 | 1.6837 | 2.2639 | 0.14058 | 7.6864e-05 | 27.976 | 1.2335 | 0.26975 | 0.17494 | 0.13093 | 3.5482 | 0.95561 | 1.3526 | 0.47761 | 89.078 | 17.8928 | 37.4528 | 8.6814 | 134.4037 | 163.9001 | 1948.0748 | 214.3577 | 320.6544 | 158.9183 | 718.7118 | 401.0019 | 90.338 | 444.1536 | 0.17018 | 0.29765 | 0.098787 | 0.068265 | 0.0099093 | 0.0059855 | 2.0324e-05 | 0.0019414 | 29.1476 | 12.7387 | 0.86523 | 0.19284 | 2.6706 | 4.4377 | 341.0145 | 78.2561 | 3.6065 | 4.5309 | 134.7544 | 9.8496 | 406.5949 | 413.7815 | 65.5337 | 2.1893 | 3.6203 | 1.0644 | 3.7602 | 4.0746 | 113.4218 | 41.4971 | 32.8735 | 88.2932 | 725.0553 | 69.9805 | 572.4055 | 9.9925 | 113.1337 | 783.0266 | 129.2351 | 95.1841 | 63.427 | 77.2457 | 255.7072 | 49.0904 | 9.2261 | 157.7868 | 79.558 | 9.5566 | 50.7365 | 605.9507 | 7.0437 | 78.9929 | 62.4349 | 170.1717 | 258.9278 | 81.9343 | 53.2699 | 34.0024 | 41.8878 | 0.0090441 | 0.0010427 | 0.29452 | 27.243 | 2.4838 | 9.0304 | 2.6487 | 206.059 | 7.9699 | 3.8486 | 0.51173 | 5560.9583 | 764.6004 | 1230.9758 | 1054.2565 | 34.7128 | 1.1757 | 23.3561 | 2.8884 | 5023.8794 | 1181.205 | 531.0773 | 107.3912 | 119.3143 | 7.747 | 160.1306 | 0.0013707 | 39.622 | 0.16609 | 13.3281 | 71.8185 | 3.6127 | 47.3428 | 226.3987 | 0.12678 | 0.2264 | 0.88035 | 0.18245 | 29.4755 | 32.7617 | 31.2021 | 28.0984 | 273.1032 | 268.7636 | 292.7392 | 280.9762 | 5.6696 | 4.7426 | 3.4327 | 4.301 | 7.6489 | 8.6843 | 6.8367 | 7.8775 | 4.1359 | 4.724 | 6.4 | 3.6256 | 0.29904 | 0.32846 | 0.32803 | 0.24964 | 0.29031 | 0.32872 | 0.22054 | 0.18719 | 1.0049 | 1.1222 | 1.4644 | 0.91319 | 0.55164 | 0.5919 | 0.63307 | 0.85111 | 0.54671 | 0.29355 | 1.058 | 228.7413 | 0.013319 | 1.9421 | 0.012337 | 3.438 | 4.5221 | 3.1237 | 200.5374 | 0.36491 | 10.4993 | 8.1067 | 14.889 | 108567.9291 | 8.9228 | 293.2266 | 8.4171 | 4.7601 | 2.217 | 2.1165 | 2.7345 | 1.5219 | 1.6982 | 13.8925 | 3.937 | 0.71514 | 8.0872 | 2.6897 | 291.4898 | 8.0989 | 0.41899 | 18.2049 | 25.8092 | 604.4481 | 60.8548 | 4.9601 | 2.9192 | 7.6438 | 8.0907 | 0.27763 | 1.1959 | 4.7315 | 7.0857 | 6.6289 | 0.36824 | 0.99427 | 0.74331 | 1.5775 | 0.89322 | 0.88616 | 0.55926 | 0.075497 | 0.14875 | 0.033644 | 1.2656 | 1.7643 | 0.62278 | 1.2239 | 0.79507 | 1.8592 | 0.8423 | 0.4214 | 1.8074 | 0.95747 | 1.1479 | 0.8543 | 0.10821 | 0.59001 | 1.9057 | 0.53228 | 0.7868 | 0.26406 | 1.3933 | 1.9202 | 1.0576 | 1.703 | 1.5757 | 1.8994 | 0.43982 | 0.17001 | 0.17057 | 1.8303 | 1.2024 | 0.23161 | 1.2737 | 0.060485 | 0.56238 | 0.61951 | 1.7245 | 1.7719 | 1.4494 | 0.29797 | 0.018461 | 0.96506 | 0.86836 | 0.24679 | 0.84846 | 0.34378 | 1.7331 | 1.803 | 1.7218 | 1.9782 | 0.42812 | 1.556 | 0.3202 | 1.4325 | 0.85402 | 0.0026871 | 1.6671 | 1.6765 | 1.3924 | 0.11774 | 0.67059 | 1.7955 | 0.82603 | 1.6071 | 1.4873 | 1.1824 | 1.0711 | 0.022783 | 0.84059 | 1.6201 | 1.6446 | 0.44298 | 0.76088 | 1.4054 | 0.71048 | 1.8669 | 1.2888 | 0.46479 | 1.824 | 0.61686 | 0.045959 | 1.3942 | 1.0862 | 0.012656 | 0.54754 | 1.4502 | 1.4281 | 1.8706 | 0.092754 | 1.2951 | 1.8929 | 0.091276 | 0.20162 | 1.9384 | 1.9712 | 0.16856 | 0.15449 | 1.729 | 1.7422 | 0.30488 | 0.52879 | 1.8934 | 0.051387 | 1.4678 | 1.5716 | 1.0103 | 1.8307 | 1.5369 | 1.6232 | 1.8389 | 0.85373 | 1.1422 | 0.11201 | 1.6935 | 1.2189 | 1.4322 | 0.57002 | 0.30661 | 0.96343 | 1.3504 | 0.12026 | 1.4904 | 0.673 | 1.6412 | 1.1406 | 0.74912 | 0.40311 | 0.34791 | 0.72005 | 1.2501 | 0.93891 | 0.38954 | 0.0077157 | 1.1011 | 0.039144 | 0.061673 | 1.6666 | 1.2874
6 | 0.17052 | 0.035823 | 0.01644 | 1.3926 | 0.99432 | 0.99045 | 0.80442 | 0.056395 | 0.80754 | 0.52761 | 0.61072 | 0.85927 | 0.88355 | 0.1767 | 2329.0879 | 363.9023 | 0.9547 | 0.8096 | 0.15543 | 0.18855 | 0.24426 | 2.8852 | 3.9771 | 3.8917 | 311.3295 | 0.0041901 | 148.3507 | 104.2081 | 13.5709 | 134.5606 | 15.1374 | 1.6982 | 67.0982 | 13.7083 | 11.2788 | 0.30318 | 2.2104 | 2.8219 | 2822.1096 | 96.8023 | 86.7613 | 1507.9885 | 115.623 | 99.2096 | 309.7693 | 285.8823 | 200.2105 | 36.5515 | 47.6234 | 0.84518 | 0.25201 | 0.12033 | 0.015009 | 0.0018859 | 9.1772e-05 | 31.896 | 12.5831 | 2.851 | 1.0179 | 0.58761 | 0.11447 | 1.9436 | 68.4572 | 7.4681 | 0.29518 | 0.83184 | 20.5272 | 111.1121 | 30.7978 | 24.7833 | 120.2568 | 8.2287 | 29.5219 | 13.9319 | 877.0642 | 118.6072 | 2.2574 | 0.10951 | 0.57448 | 0.089499 | 231.3096 | 145.5055 | 94.7338 | 57.1421 | 14.4353 | 1263.4764 | 263.1785 | 85.2374 | 87.1633 | 269.1953 | 150.4585 | 82.8 | 85.2774 | 7.0851 | 0.55731 | 0.89303 | 0.3033 | 55.8741 | 5.9825 | 2.2044 | 2.0771 | 0.14613 | 8.547e-05 | 38.9169 | 1.1514 | 0.25126 | 0.24233 | 0.16874 | 2.6759 | 0.96125 | 0.91083 | 0.37128 | 89.9871 | 15.6465 | 25.6046 | 10.1046 | 154.6998 | 100.2857 | 1888.4787 | 270.5923 | 341.0236 | 151.6256 | 793.9163 | 340.2356 | 89.0381 | 486.8635 | 0.19889 | 0.24798 | 0.031815 | 0.071919 | 0.010408 | 0.0061419 | 2.376e-05 | 0.0020501 | 30.211 | 13.3623 | 1.1459 | 0.17163 | 2.5252 | 5.8525 | 357.5121 | 87.9099 | 2.6377 | 4.3796 | 146.9053 | 8.5938 | 459.9189 | 395.9893 | 75.1031 | 2.2618 | 4.2558 | 1.1888 | 4.7787 | 3.7515 | 117.8642 | 44.1339 | 28.573 | 79.8059 | 581.7699 | 68.6307 | 640.2063 | 10.1262 | 134.6875 | 662.7935 | 133.3298 | 88.6579 | 50.9794 | 72.4615 | 202.1634 | 59.9806 | 7.6079 | 153.2499 | 82.2111 | 10.3592 | 48.3661 | 610.3159 | 7.2962 | 78.6012 | 59.2384 | 169.6104 | 302.773 | 92.7388 | 51.4923 | 28.9147 | 40.3847 | 0.012112 | 0.0013356 | 0.28587 | 29.5082 | 1.9556 | 13.8105 | 2.2479 | 265.9851 | 9.2933 | 6.2086 | 0.37977 | 5755.3771 | 855.4426 | 1370.9855 | 1356.9999 | 31.043 | 0.78373 | 25.5925 | 2.9876 | 5074.4815 | 1591.3225 | 501.8066 | 96.4685 | 120.3724 | 10.0429 | 182.998 | 0.001503 | 28.7182 | 0.14122 | 12.126 | 52.1499 | 3.8931 | 51.6776 | 195.4157 | 0.11871 | 0.20632 | 1.2679 | 0.15867 | 29.8115 | 33.4465 | 33.1842 | 30.6218 | 282.2243 | 294.2567 | 288.9446 | 277.1432 | 3.7704 | 3.5798 | 3.2801 | 3.4013 | 7.4371 | 9.4795 | 10.4635 | 10.8902 | 3.7083 | 5.8365 | 4.8076 | 4.6591 | 0.32539 | 0.19819 | 0.23062 | 0.23919 | 0.30989 | 0.33095 | 0.2781 | 0.25586 | 1.4163 | 1.221 | 1.4423 | 1.1283 | 0.67724 | 0.70929 | 0.68453 | 0.72333 | 0.54462 | 0.27933 | 1.0567 | 263.3629 | 0.01796 | 2.0005 | 0.011875 | 5.0662 | 4.1686 | 2.5503 | 198.55 | 0.31615 | 9.6471 | 9.1314 | 14.4693 | 116772.5551 | 9.2258 | 350.753 | 8.0106 | 4.3048 | 2.1544 | 2.039 | 2.6889 | 1.4841 | 2.0233 | 12.924 | 3.7392 | 0.77706 | 7.9102 | 2.6568 | 243.652 | 7.588 | 0.42886 | 18.5065 | 26.6111 | 685.7906 | 66.4346 | 4.1679 | 2.7495 | 7.2856 | 7.9071 | 0.26698 | 1.3174 | 4.9509 | 6.9563 | 5.9568 | 0.96937 | 1.0758 | 1.1862 | 1.8004 | 0.61294 | 1.0234 | 1.5056 | 0.79713 | 1.3588 | 0.134 | 0.078692 | 1.2733 | 1.0621 | 1.4333 | 0.47702 | 1.088 | 1.3321 | 0.22322 | 0.052488 | 1.1965 | 1.3708 | 1.446 | 1.6794 | 0.20735 | 0.96788 | 1.8607 | 0.62832 | 1.9059 | 0.61376 | 1.6661 | 0.19415 | 1.4472 | 1.4699 | 1.6555 | 1.4741 | 0.046052 | 0.6536 | 1.0844 | 0.54297 | 0.56857 | 0.70074 | 0.53964 | 0.83733 | 1.0719 | 0.66856 | 1.9014 | 1.1386 | 0.65498 | 1.294 | 1.5133 | 0.44011 | 0.6024 | 0.46434 | 0.54644 | 1.369 | 1.3956 | 1.4244 | 1.2821 | 1.3308 | 1.7918 | 1.9249 | 1.9487 | 0.58719 | 0.38664 | 1.921 | 0.71496 | 0.946 | 0.081895 | 1.2697 | 1.8232 | 1.7122 | 0.86838 | 1.3446 | 0.010843 | 1.1001 | 0.34236 | 1.8011 | 1.191 | 1.5499 | 0.30923 | 1.628 | 0.96434 | 0.51225 | 0.29834 | 1.5338 | 1.9759 | 1.186 | 1.2715 | 0.4013 | 1.5707 | 1.3446 | 0.4115 | 0.67075 | 1.5476 | 0.42336 | 0.70694 | 1.9526 | 1.9633 | 1.3946 | 0.50433 | 0.47026 | 1.3092 | 0.5664 | 0.44526 | 1.1914 | 0.92129 | 0.38694 | 1.5961 | 1.612 | 1.7483 | 1.3637 | 1.8404 | 0.81316 | 1.1333 | 1.5646 | 1.3206 | 0.58849 | 1.3853 | 1.591 | 0.4816 | 1.2237 | 0.27144 | 0.44462 | 0.30513 | 1.4583 | 0.76438 | 0.51061 | 0.26075 | 0.51016 | 0.0075709 | 0.26663 | 1.8681 | 0.021375 | 1.0091 | 0.58143 | 1.7073 | 1.1255 | 1.7101 | 0.86438 | 0.28523 | 1.7489 | 0.84477 | 0.056654 | 0.052518 | 1.6491 | 0.34056
7 | 0.16751 | 0.020877 | 0.0035167 | 1.1117 | 0.99082 | 0.99695 | 0.71345 | 0.094445 | 0.87762 | 0.43309 | 0.60074 | 0.69954 | 0.81767 | 0.18609 | 1744.7304 | 457.038 | 0.93878 | 0.85477 | 0.20117 | 0.25792 | 0.34188 | 0.2843 | 3.2489 | 8.5622 | 178.2398 | 0.0055663 | 123.43 | 119.8731 | 17.0418 | 159.8859 | 13.8775 | 1.7892 | 50.0245 | 13.9719 | 10.79 | 0.28103 | 2.7322 | 3.7148 | 2298.8506 | 79.9571 | 90.0987 | 1858.9454 | 108.6168 | 76.5701 | 276.515 | 258.4127 | 226.6254 | 29.2414 | 56.1132 | 0.70628 | 0.35989 | 0.10409 | 0.018627 | 0.001695 | 6.7965e-05 | 30.7872 | 14.3289 | 2.7324 | 0.80021 | 0.63567 | 0.099659 | 2.7383 | 71.9419 | 1.8397 | 0.24141 | 0.77196 | 17.6172 | 126.2412 | 39.2792 | 18.7884 | 156.7378 | 8.0944 | 28.369 | 19.1056 | 887.2075 | 77.6812 | 3.6345 | 0.10734 | 0.62346 | 0.095262 | 254.7895 | 133.4294 | 82.9343 | 69.8707 | 17.7588 | 1059.5514 | 256.606 | 95.9319 | 76.3791 | 236.5037 | 164.5338 | 81.3361 | 83.7336 | 8.4595 | 0.49204 | 0.60073 | 0.53315 | 64.367 | 5.7443 | 2.0118 | 2.3427 | 0.16493 | 9.469e-05 | 33.0291 | 0.8798 | 0.213 | 0.2324 | 0.19557 | 3.28 | 0.95983 | 1.3012 | 0.4386 | 106.031 | 14.9828 | 29.2555 | 8.9982 | 149.2494 | 159.7406 | 1823.0237 | 227.5769 | 394.3777 | 183.0235 | 804.6036 | 389.7758 | 80.5824 | 438.68 | 0.40787 | 0.037836 | 0.12467 | 0.05874 | 0.0096031 | 0.0066065 | 2.7359e-05 | 0.0023632 | 31.2491 | 14.0252 | 1.0974 | 0.14536 | 2.2 | 5.1086 | 298.5323 | 95.4935 | 2.5611 | 4.9291 | 137.3282 | 8.1472 | 340.1556 | 415.5248 | 51.9615 | 2.7566 | 3.6976 | 1.4551 | 3.1713 | 3.9103 | 134.9507 | 44.7361 | 32.281 | 85.215 | 748.6738 | 61.059 | 632.0244 | 9.7697 | 106.1177 | 771.3596 | 166.9789 | 97.4179 | 60.1535 | 59.5346 | 254.9643 | 57.9142 | 8.1116 | 173.8007 | 86.2458 | 12.135 | 48.767 | 662.7608 | 7.1314 | 81.7517 | 55.6398 | 203.497 | 320.5511 | 95.8157 | 52.9094 | 29.3055 | 43.51 | 0.0085812 | 0.0013503 | 0.30104 | 31.6891 | 2.6022 | 10.6816 | 2.3984 | 301.0039 | 11.1551 | 5.489 | 0.48014 | 6061.8879 | 846.5133 | 1396.4142 | 1422.1521 | 29.0884 | 1.0402 | 22.7571 | 2.6643 | 5670.2983 | 1549.2812 | 590.361 | 81.9795 | 136.3618 | 8.2146 | 193.4473 | 0.0013006 | 36.3865 | 0.16846 | 11.3082 | 65.8381 | 6.2028 | 78.6263 | 229.0854 | 0.11225 | 0.25255 | 1.3017 | 0.16347 | 32.1846 | 33.9301 | 30.6955 | 32.9347 | 276.4149 | 290.9434 | 286.0582 | 282.3809 | 5.4397 | 3.2415 | 3.5511 | 3.6364 | 8.5508 | 10.7032 | 9.1229 | 10.3593 | 5.3243 | 3.879 | 5.4749 | 5.1615 | 0.22669 | 0.2669 | 0.25579 | 0.23422 | 0.2003 | 0.28637 | 0.25226 | 0.33829 | 1.5652 | 1.5297 | 1.335 | 1.2725 | 0.60576 | 0.73537 | 0.54705 | 0.54672 | 0.52735 | 0.29589 | 1.0699 | 294.0354 | 0.014077 | 1.9581 | 0.012188 | 3.3151 | 6.0417 | 2.4497 | 205.4285 | 0.12699 | 9.3509 | 8.8757 | 12.7991 | 124092.6332 | 8.7212 | 339.77 | 8.404 | 4.5721 | 1.9203 | 1.8824 | 3.0029 | 1.773 | 1.7248 | 13.4333 | 4.1796 | 0.75003 | 8.9143 | 2.8352 | 250.4206 | 7.9905 | 0.41727 | 19.7872 | 27.3128 | 600.6486 | 68.0652 | 4.2676 | 2.6236 | 8.0243 | 8.3653 | 0.24223 | 1.1434 | 4.7709 | 6.7791 | 5.7708 | 1.8703 | 0.06834 | 0.39402 | 0.55097 | 0.036023 | 0.1345 | 1.9709 | 0.59898 | 0.3159 | 1.4715 | 0.25516 | 0.55235 | 0.78067 | 0.67371 | 1.7814 | 0.41042 | 1.4344 | 1.6664 | 0.41339 | 0.027565 | 0.38511 | 0.010362 | 1.2676 | 1.4743 | 0.044698 | 1.5739 | 0.45227 | 0.83898 | 1.2409 | 0.59638 | 1.1441 | 1.9344 | 1.1461 | 1.9056 | 0.61516 | 0.37655 | 1.1219 | 1.2466 | 0.37217 | 1.5958 | 1.8794 | 1.7138 | 1.5882 | 1.8582 | 0.44721 | 0.37878 | 1.9411 | 0.9869 | 0.19014 | 1.6439 | 0.94146 | 0.53685 | 0.73083 | 0.45548 | 1.2515 | 1.0347 | 0.86984 | 0.5788 | 0.76471 | 1.6264 | 1.628 | 0.29645 | 0.248 | 1.9102 | 1.0823 | 1.7309 | 1.6259 | 1.5796 | 1.4782 | 1.9435 | 0.48155 | 0.094626 | 1.1503 | 0.35015 | 1.5247 | 0.61477 | 1.2366 | 1.9202 | 0.012937 | 1.7002 | 0.3948 | 0.38133 | 0.64687 | 1.4147 | 0.7627 | 1.7184 | 0.54563 | 0.95074 | 1.838 | 0.060082 | 0.60749 | 1.9339 | 1.8958 | 1.6777 | 0.82513 | 0.94954 | 0.55627 | 0.71483 | 1.7273 | 1.7687 | 1.5788 | 0.84364 | 0.0024489 | 1.4919 | 1.0494 | 0.16341 | 0.015923 | 0.017976 | 1.1327 | 0.55143 | 0.70759 | 1.3825 | 0.37471 | 1.833 | 0.41135 | 0.48161 | 1.4787 | 1.5609 | 1.7 | 0.90534 | 1.9092 | 0.32136 | 1.7358 | 0.59198 | 1.1774 | 1.3077 | 0.11258 | 0.76829 | 0.84155 | 0.75649 | 1.2803 | 0.10338 | 0.59333 | 1.4879 | 1.8327 | 0.075737 | 1.8201 | 1.8811 | 0.97685 | 1.0296 | 1.1081 | 1.7979 | 0.062232 | 0.040402 | 1.173 | 1.9492
8 | 0.15058 | 0.046725 | 0.0080861 | 1.2812 | 0.99863 | 0.99482 | 0.68132 | 0.032776 | 0.83557 | 0.57078 | 0.78764 | 0.79077 | 0.85771 | 0.21186 | 1220.6389 | 160.2991 | 0.96108 | 0.83705 | 0.2062 | 0.18235 | 0.31881 | 1.152 | 3.5646 | 6.5348 | 386.9455 | 0.00010187 | 122.7702 | 99.8957 | 17.018 | 139.6647 | 13.4916 | 2.0053 | 53.5928 | 16.3877 | 11.0565 | 0.27326 | 1.4485 | 3.8925 | 3032.0112 | 99.9148 | 80.6466 | 1522.3503 | 126.9133 | 102.2425 | 257.055 | 266.9114 | 240.5327 | 30.8892 | 44.6927 | 0.88847 | 0.18139 | 0.28302 | 0.017778 | 0.0022981 | 7.2882e-05 | 35.0098 | 11.5057 | 3.5278 | 0.81177 | 0.67516 | 0.11809 | 2.8084 | 56.218 | 6.7364 | 0.27969 | 0.90125 | 26.4879 | 89.4762 | 37.8283 | 20.3977 | 117.5378 | 9.0757 | 33.3259 | 14.8184 | 917.5903 | 141.7804 | 2.6202 | 0.11431 | 0.60307 | 0.11486 | 285.6358 | 141.2614 | 91.9415 | 58.6189 | 16.9041 | 1086.6406 | 239.5166 | 68.3946 | 86.6665 | 227.5695 | 146.5409 | 96.901 | 87.1427 | 7.9351 | 0.85109 | 0.75688 | 0.42391 | 50.95 | 4.9224 | 1.8264 | 2.4816 | 0.15614 | 7.2007e-05 | 34.323 | 1.2885 | 0.24588 | 0.2282 | 0.15631 | 2.4684 | 0.95776 | 1.1799 | 0.5411 | 94.6026 | 13.1179 | 35.8732 | 9.1891 | 137.2843 | 134.6823 | 2032.5671 | 262.3249 | 311.8643 | 193.3596 | 914.2467 | 330.1908 | 82.8125 | 371.5321 | 0.028103 | 0.3536 | 0.18466 | 0.079329 | 0.009281 | 0.0067979 | 2.1305e-05 | 0.002129 | 32.2783 | 13.1277 | 1.1357 | 0.15417 | 2.1383 | 6.6011 | 400.4651 | 89.8395 | 2.7832 | 5.4983 | 128.8613 | 10.1554 | 394.0211 | 469.6604 | 66.993 | 2.0796 | 3.9076 | 1.5501 | 4.8851 | 2.9872 | 127.9801 | 47.9257 | 34.6713 | 93.085 | 681.2497 | 67.6247 | 612.8174 | 9.3381 | 137.5669 | 628.1323 | 127.7287 | 87.4186 | 56.9702 | 66.0046 | 246.7817 | 50.2324 | 8.9468 | 188.3942 | 93.9021 | 10.6445 | 46.7088 | 584.3612 | 5.5386 | 69.864 | 64.9991 | 207.8003 | 245.9096 | 90.2019 | 49.4941 | 31.2743 | 46.7753 | 0.010186 | 0.0010823 | 0.31477 | 29.8251 | 2.0091 | 13.2764 | 2.4781 | 274.3388 | 10.927 | 4.81 | 0.40372 | 6318.9636 | 726.8876 | 1425.5215 | 1393.8656 | 29.7911 | 0.87081 | 22.3411 | 2.7362 | 5727.3341 | 1635.5197 | 578.7909 | 108.003 | 153.3109 | 9.9047 | 191.0207 | 0.0016011 | 29.7489 | 0.15778 | 13.7104 | 81.4748 | 4.2866 | 73.4174 | 171.6208 | 0.10205 | 0.26141 | 1.3504 | 0.16612 | 31.6411 | 29.9861 | 29.4123 | 28.7859 | 287.2229 | 297.9271 | 266.8019 | 297.4757 | 4.6468 | 3.6711 | 5.7681 | 3.139 | 8.8246 | 10.1586 | 7.185 | 9.3528 | 4.4283 | 5.2753 | 5.8847 | 5.3867 | 0.29587 | 0.22939 | 0.31822 | 0.31404 | 0.34124 | 0.22814 | 0.29239 | 0.22642 | 1.2878 | 1.2425 | 0.92475 | 1.5231 | 0.57372 | 0.84167 | 0.78594 | 0.78633 | 0.53076 | 0.27432 | 0.9961 | 309.5046 | 0.017467 | 2.0028 | 0.012444 | 3.1449 | 4.328 | 2.8017 | 196.9363 | 0.14211 | 9.0666 | 8.5754 | 13.5012 | 125147.8394 | 8.3704 | 324.4542 | 8.5372 | 4.392 | 2.2071 | 1.9511 | 3.0762 | 1.6419 | 1.894 | 14.847 | 4.3997 | 0.66591 | 7.3643 | 2.629 | 293.2827 | 8.2577 | 0.45485 | 18.6363 | 25.5937 | 644.9941 | 60.5023 | 4.5146 | 2.777 | 8.5343 | 8.1313 | 0.28728 | 1.2491 | 5.2806 | 6.7144 | 6.1648 | 0.71786 | 1.2578 | 1.0832 | 1.3237 | 1.2733 | 0.49365 | 1.2246 | 0.47315 | 1.8319 | 0.98765 | 0.94834 | 1.1787 | 0.27821 | 1.5804 | 0.28009 | 0.54737 | 0.79737 | 1.3779 | 1.525 | 1.6503 | 0.95368 | 0.6378 | 0.42712 | 0.86066 | 1.0329 | 1.0897 | 1.5681 | 0.9849 | 0.1408 | 1.8491 | 1.8307 | 0.17099 | 1.0031 | 1.7786 | 0.36535 | 1.9284 | 1.8873 | 1.9834 | 1.5593 | 0.89361 | 1.046 | 0.75617 | 1.2416 | 0.79583 | 0.13644 | 0.14291 | 0.5179 | 1.4344 | 1.8712 | 0.10047 | 0.37413 | 1.8933 | 1.3315 | 1.3729 | 0.20107 | 0.31535 | 0.93234 | 0.16996 | 0.68976 | 0.25514 | 0.75722 | 0.141 | 1.245 | 0.79337 | 0.756 | 1.2919 | 0.26678 | 0.4974 | 0.26378 | 0.047894 | 0.70784 | 1.2036 | 0.46163 | 0.11708 | 1.9876 | 1.8879 | 1.1891 | 0.68751 | 1.4829 | 0.22336 | 0.61976 | 1.3801 | 1.1293 | 0.77265 | 1.6536 | 1.2671 | 1.0128 | 0.46122 | 0.80789 | 0.88466 | 0.020879 | 0.78357 | 1.799 | 0.66436 | 1.8693 | 1.5373 | 0.94382 | 0.23904 | 1.419 | 1.3655 | 1.0001 | 0.031479 | 0.36819 | 1.0948 | 0.29072 | 0.42783 | 1.9473 | 1.6229 | 0.67929 | 0.057026 | 1.8236 | 0.2223 | 0.094372 | 0.34254 | 0.15444 | 0.72772 | 1.1584 | 0.92184 | 1.6768 | 1.331 | 1.8221 | 0.69292 | 1.6338 | 1.6739 | 0.76707 | 1.4378 | 0.37203 | 1.1748 | 0.77939 | 1.7872 | 0.9059 | 0.88182 | 0.35587 | 0.457 | 0.74429 | 0.53847 | 1.7224 | 0.95664 | 0.89905 | 1.6997 | 1.8328 | 1.0597 | 0.05145 | 0.039122 | 1.4718 | 0.18114
9 | 0.17226 | 0.02341 | 0.022355 | 1.256 | 0.99501 | 0.99955 | 0.84183 | 0.099392 | 0.86931 | 0.46086 | 0.7638 | 0.72867 | 0.79791 | 0.16292 | 1803.9432 | 336.0325 | 0.95093 | 0.86924 | 0.19364 | 0.29166 | 0.47969 | 0.63699 | 3.9591 | 5.6418 | 602.4831 | 0.0060275 | 129.5282 | 99.3708 | 17.6678 | 147.0917 | 14.5128 | 2.152 | 56.5596 | 12.9246 | 11.5524 | 0.22402 | 1.2865 | 3.283 | 2553.6262 | 78.3011 | 101.9789 | 1954.1559 | 100.0508 | 88.6621 | 247.8963 | 230.7294 | 255.9465 | 28.0696 | 46.262 | 0.83656 | 0.20641 | 0.035494 | 0.015958 | 0.0019854 | 7.6611e-05 | 31.5844 | 12.023 | 3.5478 | 1.0123 | 0.55355 | 0.11698 | 2.2038 | 58.5364 | 5.934 | 0.31058 | 0.90784 | 21.057 | 115.0595 | 41.3415 | 21.5631 | 133.9395 | 10.0987 | 40.7977 | 17.3632 | 497.8766 | 131.2154 | 2.9242 | 0.091326 | 0.66615 | 0.10337 | 260.1053 | 152.3454 | 77.4989 | 68.0689 | 17.6449 | 1340.7906 | 244.4605 | 92.8236 | 73.8667 | 260.0341 | 151.9262 | 85.5226 | 75.8949 | 8.1868 | 0.81735 | 0.68879 | 0.44359 | 66.455 | 6.4302 | 1.6355 | 2.6403 | 0.15233 | 7.19e-05 | 36.9334 | 1.0451 | 0.24142 | 0.27388 | 0.16102 | 3.5029 | 0.96747 | 1.2966 | 0.50941 | 109.9268 | 13.0786 | 36.1534 | 8.4047 | 131.3243 | 113.9278 | 2177.7461 | 257.9146 | 294.3351 | 154.9841 | 854.2847 | 336.4044 | 100.6552 | 404.5903 | 0.28388 | 0.19079 | 0.17744 | 0.083628 | 0.01032 | 0.0062523 | 2.1666e-05 | 0.0019971 | 36.9972 | 10.234 | 0.97671 | 0.16009 | 2.22 | 5.2326 | 363.2246 | 59.2867 | 4.0954 | 4.7494 | 151.4103 | 7.7798 | 414.3895 | 439.2842 | 72.9481 | 2.4526 | 3.4622 | 1.4221 | 3.6013 | 3.4445 | 138.7585 | 39.6655 | 34.2539 | 82.43 | 595.244 | 71.6952 | 708.7342 | 9.0201 | 132.0429 | 730.5957 | 138.3485 | 82.11 | 51.5868 | 75.4324 | 199.101 | 62.6224 | 9.0481 | 203.6712 | 73.0397 | 10.087 | 47.3841 | 536.8039 | 5.8471 | 65.341 | 58.7908 | 186.2781 | 315.7947 | 94.7011 | 55.5455 | 31.5533 | 41.0498 | 0.0098532 | 0.0012152 | 0.23272 | 32.2648 | 2.2854 | 10.5466 | 2.8669 | 221.8529 | 9.7849 | 4.1178 | 0.42417 | 6909.748 | 890.4827 | 1222.847 | 1312.6315 | 31.1999 | 1.3227 | 24.9116 | 3.1623 | 4891.2779 | 1842.5297 | 507.9039 | 103.0355 | 133.5652 | 10.1614 | 145.3644 | 0.0011838 | 34.7169 | 0.17232 | 11.0586 | 54.5329 | 5.6461 | 55.5425 | 180.9605 | 0.11509 | 0.25142 | 1.2192 | 0.18641 | 33.4977 | 33.0967 | 30.1423 | 29.4609 | 288.8712 | 270.1392 | 284.1685 | 273.7521 | 5.1347 | 3.3779 | 5.2329 | 5.4432 | 10.5453 | 8.4204 | 7.4927 | 7.8966 | 5.4329 | 4.9882 | 4.4722 | 6.3142 | 0.20204 | 0.26658 | 0.24674 | 0.3248 | 0.22001 | 0.24452 | 0.19964 | 0.21804 | 1.5334 | 1.3877 | 1.1263 | 1.0425 | 0.65214 | 0.77238 | 0.87567 | 0.50253 | 0.51375 | 0.25646 | 1.084 | 254.5791 | 0.012674 | 1.9769 | 0.012914 | 5.4516 | 5.1647 | 2.7583 | 188.785 | 0.088248 | 9.7167 | 8.4054 | 15.0307 | 110056.524 | 8.3052 | 301.2258 | 9.1027 | 4.0311 | 2.061 | 2.0111 | 2.667 | 1.6584 | 1.7426 | 14.9307 | 3.6849 | 0.65563 | 7.5461 | 2.7596 | 289.3383 | 8.1635 | 0.46913 | 16.9634 | 29.1113 | 696.7955 | 69.2818 | 4.9413 | 2.5737 | 7.9216 | 8.4563 | 0.29155 | 1.1741 | 5.0361 | 7.2162 | 6.4024 | 0.058707 | 0.30853 | 1.603 | 1.6286 | 1.6656 | 0.35179 | 0.38921 | 0.87932 | 1.0581 | 1.0451 | 0.41353 | 0.091391 | 0.95698 | 0.27397 | 0.90585 | 0.6309 | 0.9932 | 1.0265 | 0.92027 | 1.8273 | 0.21467 | 1.962 | 0.70014 | 1.5758 | 0.52059 | 1.1547 | 1.9501 | 0.42499 | 1.0757 | 1.3417 | 1.6756 | 1.8034 | 1.619 | 1.596 | 0.88631 | 1.5205 | 1.0365 | 0.3443 | 0.10071 | 1.2296 | 1.1193 | 0.44331 | 0.94492 | 0.21627 | 1.8697 | 1.28 | 1.8279 | 0.08287 | 1.0368 | 1.7881 | 1.1533 | 1.2649 | 1.4007 | 1.7127 | 0.40273 | 1.7905 | 0.71593 | 1.1828 | 1.4347 | 1.8696 | 0.45857 | 0.50069 | 1.7412 | 1.342 | 0.95229 | 0.1384 | 0.74184 | 0.2865 | 1.0362 | 1.0945 | 1.0253 | 0.99842 | 1.0629 | 0.5872 | 0.461 | 1.5373 | 1.028 | 1.4117 | 0.74679 | 0.95955 | 0.466 | 1.53 | 1.086 | 1.9673 | 0.38374 | 0.28174 | 0.13513 | 0.17565 | 1.5992 | 1.8308 | 1.2409 | 0.65139 | 0.37132 | 0.51352 | 1.1671 | 1.9103 | 0.14085 | 1.1286 | 1.6682 | 0.90456 | 1.7355 | 1.0245 | 1.0075 | 1.1583 | 0.77399 | 1.9226 | 1.1284 | 1.4504 | 1.2134 | 1.6777 | 0.64058 | 0.70366 | 0.121 | 1.2442 | 0.35074 | 1.2219 | 1.9408 | 1.7921 | 1.3519 | 0.11699 | 0.23097 | 1.4492 | 0.64574 | 0.81973 | 0.9769 | 1.9089 | 0.71539 | 1.7359 | 1.2373 | 1.5042 | 1.4611 | 0.029192 | 0.19085 | 1.838 | 0.95218 | 1.842 | 0.95911 | 0.45014 | 0.91437 | 1.224 | 0.18744 | 1.4549 | 0.059743 | 0.037808 | 1.7081 | 1.4574
10 | 0.13091 | 0.029781 | 0.0042891 | 1.1502 | 0.99793 | 0.9993 | 0.92752 | 0.039126 | 0.75747 | 0.53213 | 0.63848 | 0.75193 | 0.7574 | 0.23765 | 2053.3582 | 436.0926 | 0.96283 | 0.79291 | 0.1514 | 0.24486 | 0.079759 | 1.7978 | 3.4356 | 7.1904 | 758.5645 | 0.003209 | 136.8875 | 93.6254 | 14.0634 | 126.2867 | 17.1765 | 2.111 | 56.6727 | 17.6128 | 13.0881 | 0.22654 | 2.8451 | 2.0383 | 2466.0026 | 91.3773 | 98.6243 | 1449.0394 | 112.2184 | 89.276 | 259.7947 | 282.3416 | 230.8782 | 37.6949 | 49.7391 | 0.72811 | 0.33344 | 0.0031361 | 0.019289 | 0.0020779 | 8.5466e-05 | 28.9308 | 10.9428 | 3.4659 | 0.93471 | 0.60491 | 0.1123 | 2.6058 | 51.2295 | 10.4271 | 0.33312 | 0.91963 | 18.4437 | 92.2055 | 28.4954 | 21.8862 | 152.6093 | 7.9023 | 37.5331 | 12.0131 | 720.9534 | 101.7896 | 3.4704 | 0.098152 | 0.40418 | 0.091482 | 338.8807 | 130.4733 | 99.5968 | 71.3209 | 14.235 | 1357.9409 | 220.412 | 87.91 | 77.6569 | 233.9876 | 139.0495 | 94.8013 | 76.6364 | 7.7842 | 0.43511 | 0.87321 | 0.16317 | 68.2809 | 7.0773 | 2.1528 | 2.7976 | 0.19608 | 7.4078e-05 | 27.6345 | 1.1225 | 0.20751 | 0.25947 | 0.12262 | 2.7707 | 0.96338 | 1.1463 | 0.3523 | 96.4108 | 15.9491 | 24.8667 | 9.651 | 155.4131 | 198.0888 | 2211.8441 | 279.2257 | 360.6244 | 190.8987 | 762.0003 | 328.1218 | 98.48 | 462.1267 | 0.0010292 | 0.22207 | 0.14884 | 0.065794 | 0.0079303 | 0.0068507 | 1.9727e-05 | 0.0020861 | 35.9671 | 11.0363 | 0.81813 | 0.18143 | 2.4028 | 5.4409 | 314.4733 | 65.8547 | 3.4511 | 4.8289 | 131.1574 | 9.3305 | 452.9261 | 489.7597 | 47.2877 | 2.339 | 4.5013 | 1.492 | 4.5327 | 3.3525 | 120.1921 | 39.9114 | 28.2654 | 96.7745 | 634.4237 | 63.4118 | 557.4731 | 10.7276 | 128.815 | 682.2288 | 154.9287 | 90.7283 | 61.8955 | 65.661 | 223.5951 | 53.1307 | 9.6754 | 156.2138 | 85.0217 | 11.855 | 54.0607 | 669.4823 | 5.9364 | 86.9047 | 63.1798 | 212.8277 | 264.3185 | 80.7907 | 49.184 | 33.6802 | 52.175 | 0.012293 | 0.0014247 | 0.30655 | 39.0782 | 2.5787 | 13.6578 | 3.2314 | 251.204 | 7.7185 | 6.0726 | 0.55923 | 6736.2623 | 738.8593 | 1340.3569 | 1210.9641 | 27.0752 | 1.0011 | 23.9924 | 3.02 | 4621.6782 | 1220.7585 | 489.748 | 103.5523 | 143.0393 | 9.0032 | 147.6206 | 0.0010975 | 33.9744 | 0.18144 | 12.4441 | 79.8924 | 4.8418 | 58.5813 | 219.9273 | 0.11031 | 0.26738 | 1.1442 | 0.17294 | 28.818 | 28.8837 | 29.6423 | 31.4319 | 293.9649 | 274.3828 | 269.8211 | 271.5123 | 3.8001 | 3.8593 | 4.5236 | 4.8629 | 6.8291 | 8.9269 | 10.8873 | 7.3407 | 4.6991 | 3.6886 | 5.7039 | 4.7268 | 0.25907 | 0.28909 | 0.313 | 0.29067 | 0.29098 | 0.2619 | 0.19347 | 0.26461 | 1.1315 | 1.05 | 1.4909 | 1.4379 | 0.80347 | 0.83876 | 0.59068 | 0.8015 | 0.51525 | 0.3081 | 0.97496 | 345.8263 | 0.012151 | 1.9389 | 0.011241 | 3.824 | 4.9087 | 2.8475 | 190.6529 | 0.18652 | 9.221 | 7.9742 | 13.5624 | 114017.1149 | 8.5904 | 334.4105 | 9.1153 | 4.6248 | 1.8616 | 1.8124 | 2.8661 | 1.7293 | 1.6603 | 14.4334 | 4.3279 | 0.71417 | 7.7313 | 2.5417 | 268.5637 | 8.8232 | 0.43742 | 17.5369 | 28.5665 | 687.6648 | 70.858 | 4.6781 | 2.6461 | 7.8293 | 7.7066 | 0.27005 | 1.2077 | 5.6302 | 7.3096 | 5.8094 | 1.3705 | 1.1917 | 1.5873 | 0.98333 | 1.4682 | 0.72175 | 0.13976 | 1.8823 | 1.2335 | 0.44984 | 1.3588 | 0.68556 | 1.7023 | 0.19867 | 0.62092 | 1.5206 | 0.50637 | 1.4052 | 0.25923 | 0.22827 | 0.13923 | 0.73353 | 0.52116 | 0.16943 | 1.4834 | 0.3262 | 1.0503 | 1.0213 | 1.6116 | 0.67022 | 1.3469 | 1.5788 | 0.70125 | 0.63673 | 1.3473 | 0.67821 | 0.70761 | 1.157 | 0.75655 | 1.9797 | 1.5016 | 0.27439 | 1.4276 | 0.87069 | 1.9207 | 0.86138 | 0.27911 | 1.0712 | 1.3476 | 1.168 | 1.2887 | 1.9405 | 0.2086 | 0.79146 | 1.0256 | 0.17602 | 1.097 | 0.093095 | 0.26223 | 0.33461 | 1.0927 | 1.6754 | 1.4666 | 0.60045 | 1.3848 | 1.8876 | 0.18408 | 1.3136 | 1.9225 | 1.3706 | 0.19611 | 1.4658 | 1.8056 | 0.78622 | 0.20743 | 0.47305 | 1.5886 | 0.73872 | 1.279 | 1.9369 | 1.0073 | 1.0829 | 1.6323 | 0.096347 | 1.4179 | 1.8915 | 1.4077 | 1.8068 | 1.9399 | 1.2664 | 1.5566 | 0.26757 | 1.5535 | 1.7892 | 1.9332 | 1.1812 | 0.79156 | 0.84878 | 0.0058262 | 1.4035 | 0.096339 | 0.91232 | 1.1679 | 0.025479 | 1.6988 | 1.0042 | 0.26776 | 0.25905 | 0.46907 | 1.3703 | 1.7413 | 0.057757 | 1.1132 | 0.11128 | 1.9984 | 0.51691 | 0.1741 | 0.046221 | 0.54766 | 1.8647 | 0.69286 | 1.863 | 1.0534 | 0.71933 | 1.045 | 1.1139 | 0.47015 | 0.085503 | 1.3004 | 1.9737 | 1.0534 | 1.7478 | 0.79764 | 0.53041 | 0.053387 | 1.5821 | 0.17062 | 0.76398 | 0.91886 | 1.4123 | 0.5693 | 0.15609 | 0.037726 | 0.061044 | 1.8387 | 0.87309
11 | 0.15179 | 0.01657 | 0.0072562 | 1.4873 | 0.9982 | 0.99809 | 0.76801 | 0.020217 | 0.90412 | 0.4994 | 0.85265 | 0.77285 | 0.81409 | 0.19373 | 1813.8769 | 197.8821 | 0.94925 | 0.76903 | 0.18893 | 0.31707 | 0.42317 | 1.3915 | 4.0921 | 2.4034 | 361.9666 | 0.0046932 | 145.9249 | 121.4687 | 13.3125 | 148.6264 | 14.6587 | 2.3488 | 51.2541 | 17.1452 | 11.9202 | 0.23034 | 1.3726 | 3.0461 | 2869.4924 | 80.8582 | 102.1598 | 1779.6371 | 130.0227 | 82.6745 | 231.227 | 235.1976 | 236.0617 | 37.1608 | 46.7294 | 0.8628 | 0.13974 | 0.30561 | 0.016944 | 0.0018291 | 8.1268e-05 | 29.1965 | 13.07 | 2.4698 | 0.78411 | 0.52757 | 0.096682 | 2.3562 | 47.1837 | 2.4218 | 0.3462 | 0.85607 | 23.9892 | 78.7457 | 27.2163 | 18.2064 | 148.2203 | 7.7224 | 30.2696 | 20.3061 | 810.0859 | 87.2909 | 2.5343 | 0.10224 | 0.63408 | 0.12409 | 349.7579 | 165.6477 | 90.1869 | 69.3242 | 13.616 | 1282.0831 | 250.1707 | 100.5934 | 81.2994 | 289.8021 | 181.9914 | 90.4362 | 93.0434 | 7.3055 | 0.51378 | 0.60709 | 0.35576 | 61.7367 | 6.8678 | 1.7596 | 1.9925 | 0.17507 | 6.9278e-05 | 36.2273 | 1.2116 | 0.23046 | 0.25476 | 0.12692 | 2.4417 | 0.95107 | 1.3638 | 0.39119 | 67.2161 | 11.9311 | 32.3775 | 8.8461 | 145.7726 | 128.3572 | 2199.9977 | 237.8984 | 366.4179 | 199.0252 | 738.5206 | 321.3829 | 76.299 | 392.6465 | 0.38392 | 0.083205 | 0.095253 | 0.060589 | 0.0073466 | 0.0058485 | 2.2549e-05 | 0.0022682 | 28.0451 | 14.273 | 1.0713 | 0.17813 | 2.2681 | 6.7569 | 386.4112 | 90.3348 | 3.3455 | 3.7794 | 144.374 | 8.2078 | 422.9992 | 500.62 | 60.0133 | 2.509 | 3.2103 | 1.2143 | 4.2175 | 2.6386 | 125.27 | 46.5427 | 30.055 | 77.9319 | 669.2803 | 56.4394 | 652.8025 | 9.5824 | 125.3451 | 640.8702 | 144.382 | 103.8421 | 49.4504 | 73.3636 | 212.9266 | 52.0398 | 10.1087 | 171.5077 | 81.0912 | 11.5225 | 51.5329 | 560.4075 | 6.5803 | 66.7808 | 71.1843 | 160.7498 | 250.3444 | 72.862 | 50.5895 | 34.7567 | 45.8447 | 0.009141 | 0.0011362 | 0.26198 | 33.678 | 2.6846 | 12.7271 | 3.1842 | 249.0681 | 8.1207 | 4.425 | 0.45182 | 5705.1621 | 755.3135 | 1512.1754 | 1424.8725 | 34.173 | 0.70474 | 21.9307 | 3.1274 | 4491.7905 | 1715.8659 | 556.9073 | 101.4196 | 125.7439 | 9.5806 | 171.0099 | 0.0015274 | 38.7575 | 0.15182 | 12.0192 | 87.4065 | 3.1686 | 81.6817 | 161.4142 | 0.11137 | 0.24489 | 1.363 | 0.12384 | 31.5515 | 29.5726 | 28.245 | 32.6263 | 271.5138 | 295.5782 | 280.7963 | 289.0301 | 3.9272 | 4.6479 | 3.7331 | 5.6073 | 8.0119 | 5.8884 | 7.7185 | 10.6492 | 4.0081 | 5.1101 | 4.3945 | 6.671 | 0.19161 | 0.20506 | 0.20513 | 0.32207 | 0.21808 | 0.20268 | 0.28369 | 0.24034 | 1.2345 | 1.4342 | 1.54 | 0.97149 | 0.70704 | 0.6271 | 0.83646 | 0.64594 | 0.52361 | 0.27135 | 1.0246 | 341.8293 | 0.016928 | 1.9479 | 0.011021 | 4.151 | 5.8575 | 2.8962 | 202.8351 | 0.27516 | 9.8071 | 9.0485 | 14.3501 | 104199.3383 | 9.1662 | 318.5843 | 8.2247 | 4.1478 | 1.9974 | 1.7842 | 2.8985 | 1.5446 | 1.7886 | 14.2752 | 4.2407 | 0.72674 | 7.9918 | 2.6844 | 244.9779 | 9 | 0.43338 | 17.8872 | 25.0595 | 627.2952 | 64.536 | 4.1924 | 2.8422 | 7.9453 | 7.9849 | 0.25667 | 1.3502 | 5.259 | 7.564 | 6.7373 | 0.84208 | 0.76671 | 1.7211 | 0.37385 | 0.48995 | 1.3309 | 0.99604 | 1.1863 | 0.74388 | 0.23045 | 1.5271 | 1.8617 | 1.909 | 0.58094 | 0.011615 | 0.79045 | 1.7611 | 0.0093087 | 0.54951 | 1.4689 | 1.4583 | 0.5387 | 1.001 | 0.98894 | 0.81702 | 1.3404 | 1.3374 | 1.6066 | 0.44867 | 0.81703 | 1.5893 | 0.70501 | 1.8602 | 0.89127 | 1.5157 | 0.52833 | 1.4227 | 0.54829 | 1.3946 | 1.3789 | 0.80735 | 1.3333 | 0.1151 | 1.799 | 1.3906 | 1.0229 | 0.30991 | 1.1901 | 0.20909 | 1.0876 | 0.74355 | 1.7648 | 1.9549 | 0.96452 | 0.75702 | 1.9786 | 1.2492 | 0.4654 | 1.0391 | 1.0294 | 0.25638 | 0.39726 | 1.6735 | 1.7532 | 0.56568 | 0.80796 | 0.846 | 1.9255 | 0.020567 | 1.2459 | 1.1615 | 0.27971 | 0.32976 | 1.5832 | 1.7574 | 0.70124 | 0.71065 | 0.25847 | 1.786 | 0.7373 | 1.1903 | 1.1334 | 0.46035 | 1.5872 | 1.0364 | 0.64689 | 1.3819 | 0.23958 | 0.93653 | 1.0797 | 0.93866 | 1.2606 | 1.1812 | 1.1003 | 0.70218 | 0.23649 | 1.0437 | 0.99205 | 0.68737 | 1.8223 | 1.2137 | 0.63857 | 0.69887 | 1.268 | 1.5175 | 0.52734 | 0.59101 | 0.45969 | 0.11314 | 1.0091 | 1.6194 | 0.33338 | 1.4226 | 0.077909 | 1.2721 | 1.4194 | 0.76509 | 0.8601 | 0.26384 | 0.67392 | 1.4075 | 1.3849 | 0.37187 | 0.61367 | 0.35489 | 1.5206 | 0.63446 | 0.89625 | 0.65419 | 0.86198 | 1.7533 | 1.0814 | 0.81786 | 0.83902 | 1.4558 | 0.43124 | 0.37299 | 0.37162 | 0.95732 | 1.8798 | 0.8528 | 1.9817 | 0.048151 | 0.051676 | 1.4958 | 1.6056
12 | 0.15866 | 0.038618 | 0.015176 | 1.3658 | 0.99951 | 0.99284 | 0.78731 | 0.060168 | 0.79974 | 0.58963 | 0.80066 | 0.76633 | 0.84467 | 0.22308 | 1858.682 | 368.41 | 0.94632 | 0.84151 | 0.16677 | 0.27073 | 0.25952 | 3.4402 | 3.601 | 8.5727 | 337.8516 | 0.0067615 | 161.6136 | 109.0114 | 14.978 | 143.8504 | 16.3935 | 1.5927 | 66.2974 | 16.4978 | 13.4028 | 0.21199 | 1.9748 | 2.5174 | 2500.9819 | 76.7246 | 96.0015 | 1737.1106 | 104.095 | 93.4237 | 235.0767 | 256.7186 | 258.0655 | 34.9678 | 48.0436 | 0.79778 | 0.22378 | 0.31831 | 0.019707 | 0.001779 | 8.1793e-05 | 39.1276 | 11.9663 | 3.2131 | 0.95626 | 0.69572 | 0.087559 | 2.3461 | 65.2038 | 7.0956 | 0.33824 | 0.82056 | 19.3244 | 79.6195 | 33.7751 | 16.5469 | 149.756 | 9.7337 | 39.7609 | 12.8821 | 835.9606 | 91.1294 | 2.7285 | 0.12814 | 0.50491 | 0.10137 | 320.5622 | 126.3641 | 83.8445 | 62.8256 | 15.1375 | 1243.7122 | 217.0208 | 91.417 | 92.7541 | 279.6589 | 177.3987 | 76.2625 | 87.4971 | 7.4047 | 0.42761 | 0.99288 | 0.17884 | 69.8193 | 5.4522 | 1.8721 | 2.2464 | 0.19952 | 9.373e-05 | 32.3982 | 0.83118 | 0.21839 | 0.19143 | 0.14035 | 2.9871 | 0.95839 | 0.89195 | 0.49734 | 86.5604 | 15.2787 | 28.0821 | 10.0492 | 132.411 | 149.5832 | 2006.0734 | 242.3342 | 346.1363 | 166.8692 | 839.5515 | 314.5402 | 78.9616 | 449.6724 | 0.11082 | 0.23371 | 0.21484 | 0.075293 | 0.0086419 | 0.0054637 | 2.7691e-05 | 0.0021869 | 34.9526 | 10.5952 | 1.1736 | 0.14171 | 2.0617 | 4.3963 | 430.5284 | 95.9532 | 3.5341 | 4.3474 | 133.9147 | 9.2134 | 381.6418 | 425.7154 | 76.6861 | 2.6292 | 4.0007 | 1.129 | 3.3664 | 4.1323 | 108.7402 | 43.0054 | 33.1836 | 98.9492 | 603.7185 | 70.8604 | 577.7191 | 8.3187 | 118.0204 | 671.9119 | 158.0467 | 86.1293 | 60.9698 | 59.9485 | 239.1621 | 55.2179 | 7.9176 | 185.5627 | 88.5707 | 10.946 | 42.7879 | 510.0096 | 6.8102 | 74.211 | 69.1327 | 188.7038 | 253.3031 | 89.9313 | 43.4414 | 33.2467 | 49.4041 | 0.010513 | 0.0011599 | 0.27148 | 36.2331 | 2.729 | 14.1889 | 2.6642 | 307.4614 | 8.9276 | 4.3242 | 0.60248 | 6573.6624 | 915.4603 | 1315.157 | 1448.1781 | 26.9151 | 0.83922 | 21.409 | 2.8225 | 4559.7424 | 1327.0759 | 546.4093 | 97.8237 | 122.6457 | 7.949 | 166.0044 | 0.0014117 | 37.9244 | 0.15303 | 14.0524 | 57.5731 | 5.8157 | 57.8885 | 214.5358 | 0.10572 | 0.23567 | 0.84472 | 0.17916 | 29.1104 | 30.1898 | 32.4397 | 29.9958 | 285.8653 | 283.7274 | 273.8719 | 292.2812 | 5.0174 | 5.0716 | 4.6829 | 3.3774 | 10.1395 | 6.4988 | 5.9379 | 9.9164 | 6.64 | 5.7661 | 4.1504 | 5.4943 | 0.21651 | 0.3186 | 0.34174 | 0.27728 | 0.25154 | 0.22248 | 0.2184 | 0.30213 | 1.1652 | 1.157 | 1.0678 | 1.4621 | 0.75619 | 0.91509 | 0.51811 | 0.586 | 0.54981 | 0.28574 | 1.1253 | 277.3891 | 0.01508 | 1.9359 | 0.011524 | 3.7541 | 6.1098 | 2.252 | 186.8614 | 0.47996 | 10.0739 | 8.3251 | 14.5438 | 107873.2089 | 9.3274 | 297.506 | 9.3897 | 4.4454 | 2.0061 | 1.7692 | 3.0347 | 1.4672 | 1.8721 | 14.5714 | 4.3826 | 0.68435 | 8.1678 | 2.8875 | 256.9115 | 8.6465 | 0.40926 | 17.6466 | 29.2576 | 611.9642 | 59.6237 | 4.407 | 3.0478 | 7.4915 | 7.7761 | 0.27681 | 1.1064 | 4.8244 | 7.435 | 6.8658 | 1.0467 | 1.6805 | 1.896 | 1.1433 | 0.34819 | 1.568 | 0.49578 | 0.33175 | 0.26538 | 0.89209 | 1.4967 | 1.9904 | 1.2061 | 1.369 | 1.847 | 1.791 | 1.8438 | 1.8004 | 0.6761 | 1.7187 | 1.5956 | 0.4884 | 0.35647 | 0.60509 | 0.37266 | 0.16684 | 0.11732 | 0.36133 | 0.5292 | 1.5417 | 1.7869 | 1.2421 | 1.9761 | 0.31035 | 1.1428 | 1.3954 | 0.41529 | 0.28438 | 1.4568 | 0.17121 | 0.98999 | 1.8386 | 1.1364 | 0.58228 | 1.1835 | 0.0050739 | 0.45794 | 0.56051 | 0.72734 | 1.3582 | 1.5107 | 1.5476 | 0.56505 | 1.8348 | 1.5251 | 0.96222 | 0.23068 | 1.03 | 1.546 | 0.49148 | 1.8441 | 0.78256 | 1.1973 | 1.1128 | 0.85551 | 1.0762 | 1.8336 | 0.72978 | 1.8077 | 0.15843 | 0.21132 | 1.1261 | 0.66671 | 1.696 | 0.80422 | 1.3142 | 0.61785 | 1.5762 | 1.0229 | 1.4014 | 1.5327 | 0.12614 | 0.14122 | 0.89271 | 1.3192 | 0.3722 | 0.80722 | 1.1076 | 1.4896 | 1.963 | 0.48371 | 0.85428 | 1.2329 | 0.75542 | 0.30663 | 0.63765 | 0.8791 | 1.7798 | 1.1055 | 1.1611 | 0.90513 | 1.1166 | 1.3106 | 0.75725 | 0.69244 | 1.3859 | 0.12166 | 0.65083 | 1.4063 | 0.94843 | 1.1414 | 0.67481 | 1.3405 | 0.46929 | 0.26047 | 0.93678 | 1.2184 | 1.9157 | 1.8965 | 1.6127 | 0.8193 | 1.5797 | 1.4561 | 0.4762 | 0.68484 | 1.0725 | 0.83212 | 0.53299 | 1.4199 | 0.24838 | 0.19055 | 0.71061 | 1.2972 | 1.2984 | 0.66143 | 1.318 | 0.50825 | 1.1379 | 0.98311 | 1.7254 | 0.68026 | 1.5639 | 0.058094 | 0.046305 | 1.5342 | 1.3585
13 | 0.14226 | 0.027782 | 0.0055966 | 1.186 | 0.99493 | 0.99228 | 0.88723 | 0.088318 | 0.81278 | 0.45548 | 0.67484 | 0.75756 | 0.89507 | 0.22777 | 1286.0046 | 223.0808 | 0.94457 | 0.83235 | 0.14561 | 0.28035 | 0.3715 | 2.9711 | 3.4148 | 7.4804 | 677.7207 | 0.0070257 | 152.27 | 142.51 | 15.2534 | 128.1812 | 12.1121 | 1.9548 | 59.8881 | 14.7564 | 12.6179 | 0.26122 | 2.4043 | 3.5667 | 2747.1929 | 89.8685 | 83.7751 | 1547.3414 | 129.1249 | 81.563 | 280.7432 | 212.8549 | 203.9317 | 35.7706 | 49.1777 | 0.90426 | 0.31576 | 0.26502 | 0.014683 | 0.0021983 | 8.3776e-05 | 37.0508 | 10.221 | 2.6202 | 0.90465 | 0.67185 | 0.081388 | 2.0142 | 52.5789 | 5.5807 | 0.25107 | 0.84017 | 17.9808 | 101.3774 | 31.8048 | 19.1882 | 134.5235 | 8.8669 | 35.6505 | 13.7518 | 669.0305 | 84.4958 | 3.3884 | 0.12658 | 0.65847 | 0.092948 | 263.4477 | 154.3238 | 76.2681 | 67.3008 | 15.631 | 1111.8783 | 287.4788 | 81.5923 | 82.9225 | 275.2129 | 158.8108 | 99.4703 | 91.3351 | 8.9823 | 0.54232 | 0.82975 | 0.54919 | 55.0954 | 5.088 | 1.9567 | 2.061 | 0.16992 | 7.9287e-05 | 35.2046 | 0.99951 | 0.20658 | 0.21845 | 0.19829 | 2.7165 | 0.95251 | 1.24 | 0.34413 | 72.0867 | 12.3954 | 26.7269 | 9.4933 | 142.8402 | 173.036 | 1724.4076 | 234.0347 | 354.4271 | 184.5295 | 694.3876 | 383.665 | 87.9819 | 428.8762 | 0.39555 | 0.31228 | 0.017465 | 0.082552 | 0.010795 | 0.0053786 | 2.4675e-05 | 0.0025465 | 34.0381 | 13.5795 | 1.0134 | 0.13607 | 2.8721 | 5.7662 | 373.3369 | 93.6046 | 3.2307 | 5.2452 | 118.458 | 8.9545 | 348.1674 | 442.7975 | 54.8655 | 1.9923 | 2.7708 | 1.5903 | 3.5325 | 2.7503 | 131.6397 | 49.4526 | 31.4142 | 101.6603 | 762.2252 | 55.5336 | 696.0622 | 7.9703 | 110.7168 | 718.846 | 148.4655 | 100.9656 | 62.8626 | 64.5203 | 243.6804 | 57.3669 | 8.4269 | 181.7783 | 83.808 | 12.6009 | 45.3923 | 576.3432 | 5.6443 | 75.4059 | 57.2484 | 180.5063 | 272.5561 | 73.6087 | 44.2583 | 28.2398 | 44.2176 | 0.0088158 | 0.0010622 | 0.25109 | 28.8635 | 2.0411 | 8.6232 | 3.0077 | 284.9262 | 11.921 | 4.2342 | 0.5219 | 6938.3601 | 882.9301 | 1466.2974 | 1028.7849 | 28.5471 | 0.73112 | 27.2293 | 2.5942 | 5279.5915 | 1797.8223 | 573.114 | 105.3472 | 139.0969 | 8.5209 | 175.4537 | 0.0012236 | 36.1746 | 0.17646 | 14.2882 | 61.7017 | 3.9425 | 49.1138 | 176.3272 | 0.11799 | 0.2561 | 1.2056 | 0.14153 | 28.4424 | 31.1066 | 32.1554 | 30.8079 | 283.9331 | 265.7851 | 287.5214 | 290.6533 | 3.5473 | 3.9851 | 4.1391 | 4.3952 | 9.8396 | 7.7996 | 8.4336 | 6.9309 | 4.2486 | 6.2546 | 5.2904 | 6.0923 | 0.34205 | 0.28186 | 0.29818 | 0.26484 | 0.24217 | 0.19452 | 0.33451 | 0.29757 | 1.5191 | 1.292 | 1.2729 | 1.5808 | 0.61574 | 0.67428 | 0.77298 | 0.61014 | 0.52592 | 0.30687 | 1.1785 | 275.6034 | 0.015712 | 1.9792 | 0.011474 | 4.3854 | 4.6561 | 3.0662 | 199.3327 | 0.2436 | 9.5369 | 8.6538 | 15.0734 | 105167.4882 | 8.1581 | 343.6977 | 9.0154 | 4.2602 | 2.2589 | 2.1025 | 2.9442 | 1.4587 | 1.9324 | 13.9856 | 3.8428 | 0.7052 | 7.8539 | 2.5585 | 260.4946 | 8.3323 | 0.45077 | 20.2934 | 25.4004 | 621.4284 | 62.199 | 4.2212 | 2.9863 | 8.373 | 8.342 | 0.24288 | 1.1889 | 5.5181 | 7.5295 | 6.075 | 1.4847 | 1.5469 | 1.4626 | 1.0173 | 0.24058 | 0.9645 | 0.804 | 1.4893 | 0.56884 | 1.8044 | 0.55482 | 0.26654 | 1.4711 | 0.95077 | 1.538 | 0.85813 | 0.35351 | 0.71324 | 1.9013 | 1.0843 | 0.89881 | 1.7563 | 1.9183 | 1.3203 | 1.5078 | 0.4716 | 1.4011 | 0.77687 | 1.7483 | 1.1808 | 0.33036 | 0.86821 | 0.89328 | 0.2629 | 0.58437 | 0.98342 | 0.033724 | 1.7078 | 0.0068588 | 0.30852 | 1.4935 | 0.33465 | 0.49902 | 1.477 | 0.56199 | 1.8889 | 1.6246 | 1.9366 | 1.5417 | 1.87 | 1.6666 | 1.1925 | 1.6648 | 1.5852 | 1.4151 | 0.031815 | 1.1068 | 1.789 | 0.8326 | 0.18135 | 1.4595 | 1.2133 | 0.78433 | 0.15837 | 1.1592 | 0.93038 | 1.2253 | 1.2568 | 1.6071 | 0.29797 | 0.60862 | 0.65609 | 0.94613 | 1.7694 | 0.61901 | 0.25483 | 0.26636 | 0.5311 | 0.94693 | 0.84404 | 1.4705 | 1.6776 | 1.4504 | 1.3621 | 1.7055 | 1.1161 | 0.70903 | 0.31663 | 1.6716 | 1.1347 | 0.19481 | 1.8735 | 1.9875 | 1.9998 | 1.689 | 1.6597 | 1.8442 | 1.0372 | 0.15034 | 0.11911 | 0.51647 | 0.43186 | 1.8744 | 1.3776 | 0.50833 | 1.2942 | 1.8698 | 1.26 | 0.20203 | 0.78011 | 1.0845 | 1.5145 | 1.677 | 1.3025 | 0.82769 | 0.27391 | 1.869 | 0.34485 | 0.71532 | 0.031565 | 1.5677 | 1.2254 | 1.5912 | 1.0551 | 1.9571 | 1.208 | 1.4972 | 0.11094 | 1.8354 | 0.51331 | 0.35473 | 1.4098 | 0.27082 | 1.1155 | 0.15323 | 1.4387 | 0.86388 | 0.17466 | 1.002 | 0.99745 | 0.38497 | 0.097805 | 0.044871 | 0.059139 | 1.0888 | 1.8701
14 | 0.15563 | 0.040608 | 0.012705 | 1.3324 | 0.99146 | 0.99636 | 0.73549 | 0.08738 | 0.89523 | 0.41722 | 0.70875 | 0.70719 | 0.87259 | 0.17456 | 1593.6894 | 383.5541 | 0.94896 | 0.79855 | 0.18204 | 0.30592 | 0.45101 | 1.0836 | 3.5273 | 4.7106 | 598.712 | 0.0039644 | 142.4484 | 127.7504 | 17.2865 | 122.4672 | 17.2593 | 2.3256 | 62.7955 | 13.5071 | 12.7727 | 0.23502 | 2.5331 | 3.122 | 3015.7511 | 94.4577 | 91.9892 | 1703.4402 | 100.7961 | 91.6135 | 245.3831 | 273.4038 | 233.6476 | 31.1378 | 50.4423 | 0.74988 | 0.035599 | 0.2148 | 0.015809 | 0.0016404 | 7.1821e-05 | 27.1535 | 10.6462 | 2.9709 | 0.70379 | 0.54596 | 0.095733 | 2.085 | 55.8211 | 11.5886 | 0.32279 | 0.79991 | 25.4267 | 97.6245 | 27.5755 | 24.0158 | 131.7848 | 10.2406 | 43.5695 | 17.031 | 840.5348 | 107.6056 | 2.3513 | 0.10515 | 0.69305 | 0.082681 | 236.7427 | 150.2408 | 91.3457 | 71.7083 | 17.3682 | 1205.9807 | 260.5498 | 89.7613 | 83.4551 | 251.0818 | 161.9928 | 97.1947 | 72.9505 | 7.0214 | 0.66147 | 0.56167 | 0.32901 | 59.2355 | 6.514 | 2.3304 | 2.3876 | 0.15833 | 6.4912e-05 | 30.5687 | 1.3383 | 0.22189 | 0.18562 | 0.16487 | 2.5283 | 0.96843 | 1.055 | 0.565 | 79.9189 | 17.4824 | 33.5592 | 9.0173 | 118.0608 | 169.4009 | 1855.9734 | 207.0042 | 426.3162 | 175.9165 | 690.649 | 368.3936 | 87.0512 | 411.5225 | 0.10093 | 0.16805 | 0.073373 | 0.0777 | 0.0096675 | 0.0051896 | 2.677e-05 | 0.0022161 | 35.3599 | 12.662 | 0.83365 | 0.17604 | 2.565 | 4.2062 | 424.2011 | 62.671 | 3.7004 | 5.2924 | 138.7795 | 8.8567 | 382.0944 | 456.1269 | 71.5755 | 2.4396 | 3.3591 | 1.2958 | 3.0688 | 4.0102 | 115.2882 | 52.5605 | 33.8982 | 81.005 | 736.0126 | 57.6209 | 617.2484 | 9.159 | 121.5212 | 787.9048 | 126.8483 | 99.244 | 47.8569 | 78.253 | 219.0937 | 59.792 | 8.6161 | 194.2488 | 75.5507 | 9.968 | 53.68 | 637.7819 | 6.4568 | 84.699 | 66.6929 | 174.7622 | 279.2334 | 84.9094 | 47.9637 | 35.4624 | 50.4433 | 0.01082 | 0.0013899 | 0.29195 | 36.6393 | 2.8553 | 12.9126 | 3.1088 | 290.7926 | 8.4683 | 5.875 | 0.53884 | 7204.088 | 970.7515 | 1550.6465 | 1178.9202 | 28.0825 | 1.0951 | 26.4004 | 2.9529 | 4774.7498 | 1308.3661 | 483.718 | 92.4295 | 127.2219 | 9.3866 | 189.3684 | 0.0013215 | 27.2815 | 0.14956 | 11.448 | 75.1961 | 4.9574 | 87.4841 | 224.9961 | 0.12512 | 0.21477 | 1.1743 | 0.13669 | 30.3986 | 32.2728 | 30.8272 | 28.4598 | 268.8231 | 282.1517 | 296.8868 | 293.917 | 4.5216 | 5.4424 | 3.8076 | 4.0995 | 9.3236 | 7.2061 | 9.2852 | 8.4129 | 6.2903 | 4.1583 | 6.1587 | 5.9058 | 0.27954 | 0.1882 | 0.26351 | 0.25455 | 0.28264 | 0.27659 | 0.26531 | 0.23177 | 0.92848 | 0.94469 | 1.1741 | 1.5337 | 0.62742 | 0.72811 | 0.75105 | 0.74201 | 0.54029 | 0.28053 | 1.1467 | 218.452 | 0.015477 | 1.9889 | 0.012873 | 4.4716 | 5.2545 | 2.3634 | 207.6023 | 0.29265 | 10.9521 | 9.2075 | 13.0646 | 122455.1851 | 8.4828 | 317.8919 | 9.2754 | 4.3675 | 1.9727 | 1.8357 | 2.7822 | 1.5617 | 1.7585 | 15.318 | 4.0036 | 0.74642 | 7.6181 | 2.9788 | 249.6081 | 7.7568 | 0.41279 | 18.0502 | 24.9186 | 647.6784 | 58.2689 | 4.6431 | 3.0643 | 7.382 | 7.2624 | 0.25131 | 1.1609 | 5.218 | 7.0235 | 6.8261 | 1.1791 | 0.48822 | 0.21063 | 0.82651 | 0.57477 | 1.4958 | 1.1428 | 0.99397 | 1.4073 | 1.6033 | 1.1185 | 1.4493 | 0.48351 | 0.76937 | 1.0525 | 1.9492 | 1.6245 | 1.1822 | 1.0885 | 0.66816 | 1.8113 | 0.97609 | 0.89319 | 0.34585 | 0.18645 | 0.6665 | 0.55321 | 0.56561 | 0.3305 | 0.77361 | 0.44897 | 0.02309 | 0.5384 | 0.14722 | 1.7904 | 0.43717 | 1.6712 | 0.77438 | 1.7691 | 1.4462 | 1.3313 | 0.17025 | 1.005 | 0.34999 | 1.0831 | 0.4117 | 1.2419 | 0.47728 | 1.7657 | 0.51936 | 0.018022 | 0.8089 | 1.87 | 1.9027 | 0.65513 | 1.4167 | 0.047733 | 1.3007 | 1.2106 | 1.9966 | 1.7339 | 1.3785 | 1.0524 | 1.0735 | 0.39421 | 1.9297 | 0.0040046 | 0.50703 | 1.1262 | 0.79312 | 0.58925 | 0.16305 | 0.078171 | 1.3425 | 1.2295 | 1.7374 | 0.5232 | 1.85 | 1.1392 | 1.6818 | 1.9744 | 0.78291 | 0.21713 | 0.63987 | 0.81307 | 1.3167 | 0.9312 | 1.5828 | 0.22669 | 1.7124 | 1.8936 | 0.51766 | 0.81128 | 0.42977 | 0.13972 | 0.83768 | 1.6465 | 0.132 | 0.26728 | 0.82227 | 1.9124 | 1.8884 | 1.5409 | 0.93249 | 0.9146 | 0.0092565 | 1.6671 | 1.0294 | 1.9278 | 0.49911 | 0.3558 | 0.98868 | 0.46397 | 1.7973 | 1.4273 | 0.087758 | 0.32501 | 0.73171 | 1.4178 | 1.4755 | 1.0066 | 0.18209 | 0.016987 | 0.96288 | 1.5297 | 0.98956 | 1.7592 | 0.6476 | 0.032841 | 1.3094 | 0.49325 | 1.2229 | 1.933 | 0.018557 | 0.29589 | 0.24715 | 1.2183 | 0.25394 | 0.90085 | 0.84176 | 1.4565 | 0.48825 | 0.046929 | 0.048494 | 1.9752 | 0.0073476
15 | 0.18403 | 0.026501 | 0.019001 | 1.3429 | 0.99367 | 0.99169 | 0.76106 | 0.072423 | 0.78779 | 0.62593 | 0.65731 | 0.71872 | 0.76897 | 0.19934 | 1064.7233 | 314.2486 | 0.95898 | 0.84811 | 0.12527 | 0.16143 | 0.28997 | 0.81472 | 3.8536 | 6.7118 | 441.6488 | 0.0095997 | 175.4372 | 117.283 | 16.2183 | 168.6316 | 18.1129 | 1.9112 | 64.4081 | 11.3563 | 13.7212 | 0.20777 | 1.6691 | 2.2512 | 2344.0293 | 86.0109 | 81.8374 | 1767.6299 | 123.021 | 95.7856 | 272.6992 | 220.6246 | 225.5373 | 31.7083 | 45.0239 | 0.87834 | 0.046536 | 0.35267 | 0.01555 | 0.002184 | 8.791e-05 | 29.7927 | 10.4509 | 2.5576 | 0.92379 | 0.63768 | 0.091918 | 2.5824 | 48.9151 | 8.2567 | 0.26773 | 0.89429 | 25.8374 | 114.0292 | 40.5565 | 14.9746 | 121.9498 | 8.6457 | 45.191 | 12.4917 | 590.2956 | 122.4397 | 3.1145 | 0.084141 | 0.55079 | 0.10897 | 311.4324 | 134.5851 | 94.3651 | 72.8591 | 14.9279 | 1063.4475 | 277.685 | 98.8766 | 85.0345 | 241.217 | 171.625 | 100.8475 | 70.4522 | 8.6614 | 0.74903 | 0.80935 | 0.49407 | 49.6962 | 5.5622 | 2.1998 | 2.759 | 0.17111 | 8.8925e-05 | 37.5407 | 1.0601 | 0.23225 | 0.24016 | 0.15598 | 2.8486 | 0.95699 | 0.98722 | 0.41614 | 82.5601 | 13.6535 | 39.8282 | 7.8981 | 128.817 | 127.1908 | 1772.3905 | 248.7892 | 305.6943 | 173.9555 | 906.6284 | 361.7465 | 84.7075 | 473.7908 | 0.22804 | 0.10336 | 0.047279 | 0.063042 | 0.0094042 | 0.0048056 | 2.2978e-05 | 0.0018807 | 37.1005 | 11.4194 | 1.1175 | 0.18697 | 2.7715 | 4.6099 | 320.6743 | 73.7569 | 3.7799 | 4.2196 | 144.8435 | 7.848 | 435.9026 | 527.791 | 43.9346 | 2.2397 | 2.9898 | 1.6732 | 4.0226 | 2.9382 | 129.9908 | 45.5786 | 31.9505 | 100.2184 | 709.3715 | 60.5618 | 549.9965 | 10.3675 | 120.0169 | 693.1755 | 157.3549 | 93.62 | 52.5082 | 63.0498 | 196.0327 | 56.4649 | 7.7307 | 191.4002 | 78.4359 | 10.2644 | 41.9736 | 593.9815 | 6.165 | 77.108 | 72.1479 | 163.3485 | 286.4445 | 86.5634 | 47.4034 | 29.6784 | 47.3882 | 0.0093706 | 0.0010228 | 0.26565 | 37.5072 | 2.241 | 11.0668 | 2.5349 | 237.7618 | 10.6318 | 3.9684 | 0.61484 | 6218.5944 | 952.1029 | 1261.3885 | 1143.434 | 33.9157 | 0.95303 | 21.2637 | 2.8519 | 5864.1333 | 1378.5081 | 608.0503 | 95.3167 | 129.437 | 9.2406 | 157.4616 | 0.0016119 | 26.7849 | 0.15581 | 14.4795 | 47.7029 | 3.4112 | 67.5689 | 189.2329 | 0.10889 | 0.20207 | 0.90779 | 0.12723 | 30.4945 | 30.697 | 31.7781 | 31.9006 | 280.66 | 267.1753 | 278.4424 | 295.1084 | 4.7381 | 4.0544 | 4.9025 | 5.2121 | 8.8924 | 6.9532 | 9.893 | 6.1352 | 4.8041 | 5.5992 | 5.5498 | 5.2108 | 0.22853 | 0.21308 | 0.24106 | 0.19951 | 0.26391 | 0.25529 | 0.27011 | 0.20415 | 0.95739 | 1.3206 | 0.95252 | 1.2602 | 0.72239 | 0.8147 | 0.8856 | 0.53032 | 0.54281 | 0.26598 | 1.0466 | 330.2434 | 0.016025 | 1.9305 | 0.011705 | 4.6116 | 4.1242 | 2.6875 | 192.159 | 0.21866 | 10.2792 | 8.2752 | 14.171 | 120571.2473 | 8.791 | 326.1263 | 9.5464 | 4.2004 | 2.1437 | 1.902 | 2.5936 | 1.6803 | 1.8278 | 13.1032 | 3.8017 | 0.73838 | 8.7177 | 2.8179 | 258.8878 | 8.9042 | 0.48358 | 19.9499 | 27.9944 | 635.8287 | 59.2252 | 4.7485 | 2.8025 | 8.4523 | 7.4448 | 0.27324 | 1.2585 | 5.4164 | 6.8773 | 6.533 | 0.53141 | 0.19012 | 0.80593 | 0.15288 | 1.7726 | 0.049352 | 1.7604 | 0.23738 | 1.947 | 0.66829 | 1.9757 | 0.85513 | 1.8864 | 0.42918 | 0.17832 | 1.2302 | 0.053856 | 0.18405 | 1.1991 | 1.3204 | 1.6653 | 1.1179 | 1.8603 | 1.0597 | 0.70071 | 1.6826 | 1.1413 | 0.66682 | 1.5301 | 1.4786 | 0.86518 | 0.68007 | 0.37804 | 0.45465 | 0.7784 | 0.77823 | 0.37932 | 0.49646 | 1.0104 | 1.66 | 0.63664 | 0.97313 | 1.8872 | 1.5832 | 0.38532 | 0.23192 | 0.66386 | 0.12537 | 1.4948 | 1.9772 | 0.63074 | 1.4754 | 0.90355 | 0.62011 | 0.89636 | 1.1041 | 1.375 | 0.70611 | 0.55616 | 0.81986 | 0.181 | 1.7473 | 0.39885 | 0.49267 | 0.19674 | 0.67959 | 1.158 | 1.1248 | 0.94297 | 0.81545 | 1.4018 | 1.0309 | 1.2929 | 1.2223 | 1.8953 | 0.54373 | 1.9294 | 0.9585 | 0.56244 | 1.0591 | 0.51669 | 0.60945 | 1.7001 | 1.2955 | 1.9546 | 1.5548 | 1.7731 | 1.4269 | 0.72585 | 0.35846 | 1.4564 | 0.91587 | 0.92507 | 0.25094 | 1.0681 | 0.43189 | 0.33779 | 0.067028 | 0.38061 | 0.72296 | 0.86275 | 1.7058 | 1.6152 | 0.37439 | 1.3346 | 0.79702 | 0.94373 | 0.91207 | 1.3711 | 0.86912 | 1.2159 | 1.6616 | 0.24313 | 0.597 | 0.75815 | 1.0191 | 1.3167 | 0.6917 | 0.40331 | 0.51356 | 0.96505 | 0.070352 | 1.3326 | 1.5419 | 1.6827 | 1.7998 | 1.9698 | 1.0785 | 0.94635 | 1.2446 | 1.1937 | 1.1123 | 0.91355 | 1.63 | 0.38651 | 1.6383 | 1.5488 | 1.6201 | 0.88784 | 0.10627 | 1.6774 | 0.50052 | 0.042372 | 0.045565 | 1.2214 | 0.75037
16 | 0.16372 | 0.03729 | 0.014005 | 1.2372 | 0.99926 | 0.99572 | 0.94462 | 0.025836 | 0.7792 | 0.55794 | 0.69413 | 0.72479 | 0.79301 | 0.21333 | 1403.9277 | 391.4891 | 0.95261 | 0.86594 | 0.17584 | 0.21942 | 0.11258 | 2.3357 | 3.3417 | 5.768 | 503.4071 | 0.00096509 | 173.9667 | 114.2067 | 15.7561 | 165.8413 | 14.883 | 2.0169 | 61.0036 | 13.0891 | 11.8106 | 0.25068 | 1.0196 | 3.4256 | 2941.8066 | 82.1129 | 100.2686 | 1480.549 | 110.1874 | 79.9142 | 262.2757 | 225.9914 | 218.7584 | 35.9347 | 57.4111 | 0.82117 | 0.074209 | 0.17309 | 0.017517 | 0.0020624 | 9.0667e-05 | 38.6147 | 9.6658 | 3.0472 | 0.98845 | 0.50034 | 0.085417 | 2.1323 | 45.4446 | 11.0476 | 0.32834 | 0.77713 | 22.1108 | 96.3373 | 29.6827 | 17.8231 | 128.8934 | 9.3487 | 41.3693 | 19.513 | 690.3514 | 94.4007 | 3.8905 | 0.096401 | 0.71356 | 0.11576 | 301.1754 | 156.308 | 96.9004 | 65.7861 | 18.2948 | 1030.724 | 231.3509 | 66.3404 | 73.1686 | 244.1798 | 167.7792 | 88.0265 | 71.8851 | 8.081 | 0.3992 | 0.62554 | 0.45629 | 52.4348 | 5.3718 | 2.0775 | 2.8608 | 0.18149 | 8.4373e-05 | 28.8185 | 1.1862 | 0.24424 | 0.19989 | 0.14411 | 3.0278 | 0.96212 | 0.94932 | 0.51141 | 91.462 | 16.7814 | 34.8445 | 8.5226 | 141.8749 | 108.8634 | 2253.9764 | 223.9989 | 326.2583 | 200.5536 | 835.3313 | 408.8072 | 93.2791 | 386.7138 | 0.1827 | 0.28117 | 0.078155 | 0.085801 | 0.0082215 | 0.0050707 | 2.6125e-05 | 0.0026192 | 37.7423 | 11.9561 | 1.0539 | 0.18773 | 2.6236 | 6.3992 | 304.8374 | 74.7199 | 3.8292 | 5.0557 | 121.3818 | 8.6353 | 400.9756 | 477.3529 | 58.2202 | 2.5771 | 3.8089 | 1.6014 | 4.6419 | 3.2879 | 127.5752 | 48.4216 | 37.5128 | 96.2697 | 721.199 | 59.0196 | 665.9886 | 8.5267 | 126.8007 | 750.1476 | 165.9962 | 90.2271 | 56.363 | 74.4689 | 217.8457 | 53.3389 | 9.4073 | 178.8323 | 89.782 | 12.3695 | 52.5629 | 676.2404 | 6.6532 | 82.4191 | 60.6337 | 176.8319 | 297.4361 | 97.4099 | 45.2116 | 30.3556 | 50.9761 | 0.011841 | 0.00098331 | 0.24221 | 38.6795 | 2.77 | 9.7544 | 3.3108 | 233.9859 | 10.2503 | 5.6387 | 0.39085 | 6000.8004 | 798.2275 | 1279.8671 | 1506.8061 | 31.6728 | 1.2912 | 25.0118 | 2.4508 | 4941.4499 | 1140.1401 | 615.9663 | 90.5387 | 155.391 | 7.8002 | 152.295 | 0.001478 | 28.1519 | 0.18381 | 13.023 | 68.1892 | 3.4619 | 70.6375 | 209.7079 | 0.12037 | 0.22194 | 0.92857 | 0.18876 | 29.7289 | 29.4809 | 30.0494 | 29.0511 | 276.6755 | 286.6369 | 282.3596 | 266.8516 | 3.3579 | 5.3206 | 4.2076 | 4.7551 | 5.9771 | 10.1496 | 6.9551 | 9.7692 | 6.1201 | 5.9764 | 4.615 | 4.46 | 0.20445 | 0.22244 | 0.3049 | 0.21632 | 0.30633 | 0.31349 | 0.30474 | 0.28 | 1.4818 | 1.4598 | 0.98077 | 1.3027 | 0.51473 | 0.5751 | 0.80205 | 0.65423 | 0.51811 | 0.26008 | 1.1595 | 375.8621 | 0.014421 | 1.9574 | 0.011637 | 3.6143 | 3.9648 | 2.3855 | 206.0633 | 0.40237 | 10.5709 | 9.4111 | 12.5634 | 119570.679 | 8.9831 | 313.4012 | 9.3474 | 4.5196 | 2.1796 | 1.9803 | 2.5259 | 1.5079 | 1.8189 | 14.6378 | 4.2056 | 0.66247 | 8.2329 | 2.5807 | 284.6942 | 8.7563 | 0.44282 | 17.3291 | 24.5304 | 662.63 | 66.2123 | 4.7928 | 2.8667 | 7.5886 | 7.2338 | 0.26276 | 1.339 | 5.3531 | 6.3563 | 6.1368 | 1.7785 | 1.8246 | 1.2352 | 0.77349 | 1.8486 | 0.54204 | 0.29065 | 1.0285 | 1.1729 | 0.50325 | 0.72668 | 1.3264 | 0.022981 | 1.6963 | 0.82356 | 0.076441 | 0.63182 | 0.62352 | 0.85381 | 1.5425 | 0.43114 | 0.39128 | 1.4109 | 1.8318 | 1.1589 | 0.27166 | 0.34489 | 0.17046 | 1.8095 | 1.0758 | 0.046514 | 0.29157 | 1.204 | 1.3631 | 1.0713 | 1.1488 | 1.5153 | 1.3925 | 0.82839 | 1.7067 | 0.16579 | 1.9129 | 1.7572 | 1.2749 | 1.645 | 1.3581 | 1.3993 | 1.5498 | 1.6511 | 0.72767 | 1.7744 | 1.0964 | 0.1276 | 0.85212 | 0.36296 | 0.55482 | 0.35867 | 1.5553 | 1.8431 | 0.096572 | 0.602 | 1.02 | 1.5866 | 0.50671 | 0.44997 | 1.4803 | 0.32821 | 1.8134 | 0.40977 | 1.4008 | 1.6676 | 1.948 | 1.9199 | 1.8166 | 1.6099 | 1.9625 | 1.4932 | 0.47739 | 1.9241 | 0.056718 | 1.2859 | 0.8712 | 1.2808 | 0.10584 | 0.5821 | 1.6982 | 0.60663 | 1.7841 | 1.1026 | 0.75626 | 0.59189 | 1.0089 | 0.21626 | 1.3534 | 1.33 | 0.13988 | 0.40368 | 0.50746 | 1.9348 | 0.32532 | 1.6825 | 1.5787 | 0.73413 | 0.60264 | 0.013726 | 0.35767 | 1.2115 | 1.995 | 0.0862 | 0.17325 | 0.14091 | 0.17606 | 0.54696 | 0.71008 | 1.6912 | 1.888 | 1.7625 | 1.6815 | 1.0821 | 0.70799 | 1.6302 | 1.9887 | 0.55014 | 1.866 | 0.21326 | 0.24707 | 1.669 | 1.5439 | 1.5524 | 1.1305 | 0.081402 | 1.9958 | 1.6422 | 1.5631 | 1.5112 | 1.283 | 1.06 | 1.0844 | 1.01 | 0.40105 | 1.5444 | 0.34027 | 0.040201 | 0.050527 | 1.8964 | 1.0328
17 | 0.17501 | 0.038351 | 0.028402 | 1.3061 | 0.99705 | 0.99794 | 0.82736 | 0.055329 | 0.84865 | 0.34408 | 0.75087 | 0.78384 | 0.76438 | 0.16725 | 2032.2863 | 307.8101 | 0.95595 | 0.85586 | 0.16348 | 0.33312 | 0.1908 | 2.5703 | 3.8888 | 8.2325 | 260.3541 | 0.0011951 | 168.43 | 105.1841 | 16.7439 | 158.6829 | 13.1503 | 2.0535 | 52.1791 | 15.7783 | 13.8566 | 0.20318 | 2.9096 | 2.399 | 2379.8381 | 85.1566 | 88.8518 | 1852.0821 | 125.2464 | 98.0138 | 251.6594 | 251.0239 | 208.0735 | 33.0615 | 54.1724 | 0.92888 | 0.23506 | 0.069303 | 0.014412 | 0.0016194 | 7.8995e-05 | 35.2698 | 12.4306 | 2.8956 | 0.73165 | 0.70829 | 0.11118 | 2.2553 | 43.8816 | 9.0583 | 0.315 | 0.81351 | 23.1211 | 124.2782 | 35.8357 | 16.3136 | 145.7648 | 8.3941 | 42.5143 | 20.8956 | 734.3644 | 135.4617 | 3.3368 | 0.088839 | 0.52967 | 0.081026 | 224.0736 | 158.7203 | 81.8195 | 59.1931 | 13.8762 | 1143.6991 | 270.3613 | 77.2653 | 69.9475 | 293.4515 | 155.2812 | 77.6862 | 69.4515 | 8.713 | 0.60043 | 0.72693 | 0.56259 | 68.8837 | 6.6234 | 2.3816 | 2.207 | 0.18313 | 8.6455e-05 | 35.0519 | 0.95513 | 0.25472 | 0.19516 | 0.13211 | 2.6396 | 0.96016 | 1.4019 | 0.37694 | 75.1996 | 14.1244 | 31.0765 | 8.1721 | 151.2447 | 210.6265 | 1995.5944 | 230.4716 | 420.6207 | 171.1819 | 774.9407 | 377.0432 | 77.0795 | 420.1613 | 0.23689 | 0.058873 | 0.060334 | 0.064268 | 0.0084254 | 0.007188 | 2.1045e-05 | 0.002433 | 33.2965 | 12.0026 | 0.90939 | 0.15728 | 2.0775 | 6.1815 | 405.9808 | 60.6906 | 2.8231 | 3.884 | 126.6582 | 9.1194 | 369.4709 | 435.4436 | 37.9237 | 2.7356 | 4.0838 | 1.2409 | 4.3016 | 4.2073 | 106.3021 | 51.0294 | 30.6557 | 91.7346 | 625.0391 | 66.3538 | 716.3031 | 8.3971 | 122.3278 | 756.9438 | 160.2246 | 84.8837 | 49.9604 | 61.9747 | 228.8521 | 47.6339 | 9.9186 | 200.8197 | 87.4621 | 11.0379 | 54.6546 | 650.227 | 6.6995 | 86.4331 | 61.3371 | 182.8448 | 319.0102 | 76.1009 | 56.9503 | 27.2556 | 39.2791 | 0.011735 | 0.0014152 | 0.22169 | 32.5205 | 2.4323 | 12.1398 | 2.0713 | 278.8737 | 8.5721 | 4.9038 | 0.58086 | 7261.5837 | 810.0363 | 1477.0852 | 1111.5843 | 27.8662 | 1.2605 | 20.5949 | 2.4825 | 5507.3918 | 1479.8774 | 601.9322 | 85.0732 | 148.2119 | 8.9978 | 177.9818 | 0.0014349 | 37.6467 | 0.18757 | 14.6873 | 63.1887 | 5.1824 | 75.8179 | 156.6063 | 0.12204 | 0.2462 | 1.2916 | 0.12941 | 32.9858 | 33.1422 | 32.9174 | 33.5658 | 291.4637 | 275.5363 | 294.1932 | 276.1199 | 4.1448 | 4.5726 | 5.6361 | 5.2634 | 8.2724 | 8.1647 | 9.4739 | 6.4248 | 5.0587 | 4.3353 | 3.7027 | 6.2123 | 0.31508 | 0.2439 | 0.19961 | 0.34603 | 0.32485 | 0.2351 | 0.23589 | 0.20002 | 1.4128 | 1.3529 | 1.2414 | 1.0768 | 0.86088 | 0.79697 | 0.58367 | 0.88656 | 0.51642 | 0.29061 | 1.1017 | 247.2856 | 0.014792 | 1.997 | 0.011154 | 5.3532 | 3.845 | 2.7256 | 190.1888 | 0.42172 | 10.7952 | 8.7022 | 13.8393 | 118491.8001 | 8.1692 | 352.768 | 8.2782 | 3.9893 | 2.1248 | 2.0803 | 2.9664 | 1.615 | 1.6917 | 12.6025 | 3.7571 | 0.78371 | 8.4099 | 2.8658 | 267.4947 | 9.1096 | 0.44864 | 19.3064 | 26.807 | 659.7757 | 62.9529 | 4.8449 | 3.0914 | 7.1727 | 7.1255 | 0.28978 | 1.2964 | 5.5755 | 6.5606 | 5.7012 | 0.42021 | 0.61681 | 1.9613 | 0.26136 | 0.18747 | 1.1756 | 1.4834 | 1.3449 | 0.61076 | 1.5168 | 0.64816 | 0.70793 | 0.33935 | 0.33156 | 1.3441 | 1.6322 | 1.0007 | 1.7366 | 1.7837 | 0.8076 | 1.2631 | 1.3998 | 1.7194 | 0.70847 | 1.8899 | 0.8071 | 0.096721 | 0.089871 | 0.85606 | 0.24301 | 1.2342 | 1.046 | 0.98076 | 1.2244 | 1.928 | 1.4434 | 1.7683 | 0.14675 | 1.959 | 0.69085 | 0.078848 | 1.4218 | 1.9691 | 0.10053 | 0.83883 | 1.4364 | 1.7211 | 1.393 | 0.89185 | 0.30578 | 0.18837 | 0.93754 | 1.5026 | 0.030074 | 1.9552 | 0.85851 | 0.67624 | 1.6986 | 1.7408 | 1.2751 | 0.083944 | 1.5102 | 0.60401 | 1.2925 | 1.4094 | 0.35306 | 1.7354 | 0.96344 | 1.3274 | 1.1123 | 1.5625 | 0.46278 | 1.7031 | 0.81368 | 1.4596 | 0.84051 | 0.46819 | 0.01871 | 0.15633 | 0.62891 | 0.14644 | 1.7294 | 1.5658 | 0.93284 | 0.13446 | 1.0341 | 0.067517 | 1.9393 | 1.7033 | 1.4139 | 0.84971 | 0.15588 | 1.0805 | 0.019057 | 1.5033 | 1.2856 | 1.1184 | 0.43693 | 0.59664 | 1.6632 | 1.3347 | 0.20665 | 0.21183 | 1.598 | 0.35398 | 1.4772 | 0.71567 | 0.80207 | 0.75463 | 0.68352 | 1.4356 | 1.1863 | 0.72602 | 1.4553 | 0.010136 | 1.7037 | 0.47665 | 0.25034 | 0.95994 | 1.717 | 0.73162 | 1.0142 | 0.18149 | 0.18329 | 1.2208 | 1.6988 | 1.5901 | 1.433 | 1.9842 | 0.35505 | 0.57444 | 0.38801 | 1.7942 | 1.7509 | 1.6507 | 0.84737 | 1.4463 | 1.5145 | 0.86926 | 1.9545 | 1.3771 | 1.8349 | 0.049154 | 0.043406 | 1.1164 | 0.65784
18 | 0.14179 | 0.034408 | 0.0090968 | 1.4514 | 0.99289 | 0.99522 | 0.87084 | 0.045812 | 0.82594 | 0.38784 | 0.89887 | 0.82474 | 0.80876 | 0.23173 | 2109.2252 | 471.1958 | 0.96692 | 0.85951 | 0.14002 | 0.23039 | 0.05852 | 1.8897 | 3.7764 | 5.1408 | 717.3478 | 0.0053295 | 150.2058 | 107.7111 | 14.5101 | 137.5039 | 15.3432 | 1.7428 | 48.2989 | 15.9805 | 10.0907 | 0.18853 | 2.0835 | 2.4731 | 2982.7298 | 83.5 | 94.2941 | 1678.5569 | 121.3863 | 100.2629 | 239.3246 | 216.5442 | 217.9724 | 28.7575 | 51.1932 | 0.7789 | 0.29837 | 0.19286 | 0.018112 | 0.0018602 | 7.4677e-05 | 37.8814 | 11.2644 | 3.2633 | 0.88833 | 0.70316 | 0.10976 | 2.4921 | 49.6781 | 9.6109 | 0.28293 | 0.75961 | 19.4532 | 103.9054 | 35.0138 | 22.4527 | 137.4065 | 10.0785 | 25.1637 | 20.0616 | 791.8075 | 104.2538 | 2.3714 | 0.11831 | 0.54587 | 0.097601 | 275.0783 | 148.669 | 101.4291 | 60.5969 | 16.1833 | 1253.7338 | 270.5852 | 102.9212 | 80.7519 | 221.6652 | 176.2147 | 78.6663 | 88.9483 | 6.7114 | 0.62709 | 0.69677 | 0.47739 | 62.512 | 5.7951 | 1.8938 | 2.5596 | 0.15191 | 7.6136e-05 | 30.0555 | 0.98917 | 0.25779 | 0.21107 | 0.18769 | 3.0702 | 0.95346 | 1.0336 | 0.45279 | 100.7223 | 18.3349 | 26.0793 | 9.2935 | 146.5703 | 187.9141 | 1925.7488 | 213.2292 | 381.4528 | 160.0845 | 865.2532 | 351.3984 | 96.2063 | 377.9702 | 0.27424 | 0.13564 | 0.0094528 | 0.069975 | 0.0077664 | 0.0061112 | 2.5816e-05 | 0.0024476 | 32.6477 | 13.7417 | 1.0333 | 0.16712 | 2.3565 | 4.7851 | 417.4809 | 80.6927 | 3.9093 | 6.2095 | 124.621 | 10.3431 | 373.0827 | 520.8102 | 41.2067 | 2.1578 | 3.4446 | 1.6641 | 3.4307 | 3.1718 | 109.3677 | 46.6544 | 29.6727 | 93.8415 | 652.5402 | 66.9495 | 675.092 | 10.2212 | 111.9584 | 801.948 | 137.0009 | 99.8048 | 55.136 | 69.4432 | 231.9142 | 54.3006 | 9.7395 | 184.5243 | 95.9138 | 10.675 | 43.8249 | 681.8313 | 7.242 | 73.1379 | 57.7988 | 190.5211 | 277.0587 | 83.5562 | 43.0977 | 32.4298 | 46.1176 | 0.011206 | 0.001275 | 0.2793 | 30.9123 | 2.0649 | 11.6465 | 2.3145 | 337.2247 | 11.2808 | 5.268 | 0.4628 | 6704.415 | 817.3357 | 1559.6997 | 1134.3781 | 29.3308 | 1.1344 | 23.5213 | 2.6932 | 5393.2154 | 1256.6572 | 540.0631 | 93.4761 | 141.9907 | 8.6711 | 174.7613 | 0.0013456 | 30.5638 | 0.1794 | 13.5442 | 83.0704 | 5.3634 | 94.0566 | 170.4556 | 0.11427 | 0.23134 | 0.96632 | 0.15184 | 32.413 | 31.3857 | 33.4167 | 33.7487 | 290.2057 | 286.3339 | 265.7227 | 272.1457 | 4.3297 | 3.3894 | 3.1978 | 4.9984 | 6.8836 | 10.4503 | 8.2019 | 5.9507 | 5.9075 | 6.3446 | 6.6707 | 3.9253 | 0.27306 | 0.30239 | 0.18776 | 0.27051 | 0.20909 | 0.29911 | 0.3288 | 0.28554 | 1.0122 | 1.0887 | 1.2033 | 1.3969 | 0.83247 | 0.86921 | 0.66706 | 0.75824 | 0.52802 | 0.25088 | 1.1417 | 312.6866 | 0.017371 | 1.9677 | 0.011321 | 4.7898 | 4.9689 | 2.3251 | 193.1531 | 0.25862 | 9.9621 | 8.187 | 13.9895 | 121877.2992 | 7.9233 | 329.148 | 9.6248 | 4.0984 | 2.0315 | 1.9396 | 2.9229 | 1.7052 | 1.9098 | 15.0571 | 4.0358 | 0.67212 | 7.4556 | 2.9638 | 254.8734 | 7.8601 | 0.48004 | 17.2149 | 26.4711 | 704.0542 | 63.3574 | 4.8836 | 3.0146 | 8.1868 | 6.987 | 0.24738 | 1.2334 | 5.4433 | 6.6633 | 6.4625 | 1.2726 | 0.23583 | 0.40211 | 1.959 | 1.1704 | 1.2855 | 1.6973 | 0.1085 | 1.5177 | 1.38 | 1.7336 | 0.37504 | 1.3866 | 1.1902 | 1.6401 | 0.32513 | 1.2442 | 0.56919 | 1.2593 | 0.44349 | 1.7342 | 1.6337 | 1.1388 | 1.1941 | 0.27841 | 1.7519 | 1.8851 | 1.5582 | 0.7118 | 0.3342 | 1.9444 | 1.1929 | 0.16943 | 0.79254 | 1.6088 | 1.0937 | 1.9058 | 0.92832 | 0.9033 | 0.97824 | 0.20412 | 0.61744 | 0.25718 | 0.017596 | 1.2962 | 1.6467 | 1.0883 | 1.8285 | 0.95652 | 0.6049 | 1.8978 | 0.48441 | 1.2323 | 1.1405 | 0.56814 | 0.66622 | 1.5133 | 0.63065 | 1.1383 | 1.4832 | 0.84563 | 0.96672 | 1.9976 | 0.27953 | 1.5043 | 0.55814 | 1.9512 | 0.87437 | 1.5193 | 0.96785 | 1.3902 | 0.52481 | 0.5547 | 1.9277 | 0.76875 | 1.1018 | 0.13314 | 1.0564 | 0.89679 | 1.5329 | 0.29634 | 0.057158 | 0.36936 | 0.55336 | 0.080452 | 0.10334 | 1.6827 | 1.6409 | 0.60395 | 0.53524 | 1.1418 | 1.3746 | 1.6681 | 0.15925 | 1.2621 | 0.54232 | 1.513 | 1.3372 | 0.72121 | 0.28928 | 0.61671 | 1.2668 | 0.87969 | 1.7618 | 0.48216 | 1.82 | 0.8682 | 1.1017 | 0.83191 | 1.9722 | 1.5782 | 1.7056 | 1.083 | 1.6959 | 1.3218 | 0.35962 | 0.21892 | 1.2884 | 0.15398 | 0.25632 | 0.3914 | 0.85715 | 1.9066 | 1.1582 | 0.8733 | 0.86273 | 0.060094 | 0.44357 | 0.46288 | 1.8352 | 1.6196 | 0.25724 | 1.0175 | 0.3008 | 1.1477 | 1.1788 | 0.024915 | 0.090976 | 0.85722 | 0.040919 | 1.9264 | 1.3666 | 0.043215 | 0.041834 | 1.5865 | 1.5679
19 | 0.18348 | 0.024272 | 0.010618 | 1.4151 | 0.99012 | 0.99061 | 0.85516 | 0.064982 | 0.85229 | 0.47693 | 0.73368 | 0.81254 | 0.82646 | 0.2328 | 1704.1108 | 418.5222 | 0.95746 | 0.84085 | 0.18596 | 0.21419 | 0.34544 | 1.5334 | 3.1548 | 6.097 | 518.3701 | 0.0078852 | 132.8855 | 113.2242 | 11.5502 | 153.7157 | 16.1036 | 2.1888 | 58.2729 | 14.5417 | 9.5131 | 0.29285 | 2.6733 | 2.1945 | 2699.8975 | 97.9602 | 84.9367 | 1815.3444 | 132.9906 | 77.4858 | 286.2668 | 244.9757 | 249.4896 | 32.865 | 55.7585 | 0.81933 | 0.093742 | 0.15101 | 0.018263 | 0.001991 | 6.6611e-05 | 27.0875 | 12.7852 | 2.647 | 0.72103 | 0.48463 | 0.10542 | 2.2763 | 54.2759 | 8.736 | 0.35253 | 0.7903 | 24.7941 | 82.1812 | 32.661 | 21.1113 | 158.5946 | 9.1844 | 34.1178 | 21.7973 | 556.1323 | 125.6921 | 3.2487 | 0.078208 | 0.39665 | 0.1208 | 342.9425 | 162.4637 | 78.8113 | 55.324 | 15.4744 | 1301.3495 | 222.2715 | 80.3029 | 78.764 | 280.9088 | 145.2791 | 80.9442 | 81.0959 | 8.8146 | 0.78081 | 0.9155 | 0.2011 | 65.7318 | 6.1776 | 1.9802 | 1.9441 | 0.18808 | 9.0491e-05 | 33.4971 | 1.3652 | 0.21443 | 0.17961 | 0.13693 | 2.9303 | 0.96968 | 1.0165 | 0.40889 | 98.7378 | 19.6261 | 37.745 | 9.8645 | 120.3672 | 193.6526 | 1749.0606 | 256.3949 | 378.2261 | 194.5938 | 711.8443 | 348.4794 | 81.6869 | 490.3256 | 0.35779 | 0.36937 | 0.19582 | 0.059177 | 0.0076431 | 0.0049433 | 2.5116e-05 | 0.0019315 | 38.7138 | 11.7162 | 0.93942 | 0.2001 | 2.32 | 4.8581 | 397.7291 | 71.3303 | 2.994 | 4.0235 | 157.6846 | 9.7821 | 444.5374 | 509.6546 | 42.782 | 2.6652 | 4.1558 | 1.268 | 3.8196 | 3.7999 | 105.1752 | 40.9139 | 36.428 | 102.7446 | 772.7168 | 58.2272 | 597.8782 | 9.7228 | 115.0215 | 648.0133 | 145.654 | 102.2363 | 58.3633 | 67.2145 | 228.3695 | 47.1332 | 10.0261 | 159.9769 | 75.1097 | 11.7855 | 44.5036 | 538.0186 | 6.9463 | 70.9618 | 68.3807 | 196.6981 | 310.3005 | 79.4699 | 51.6149 | 32.7695 | 41.4557 | 0.011352 | 0.0012379 | 0.22737 | 35.3255 | 2.2002 | 9.458 | 2.18 | 209.5655 | 9.221 | 5.624 | 0.53667 | 7104.5243 | 781.1273 | 1517.9212 | 1273.8913 | 32.7383 | 0.91138 | 26.7043 | 2.3845 | 4746.8453 | 1447.0647 | 527.7061 | 109.4418 | 149.0078 | 8.3766 | 181.6446 | 0.0011237 | 32.4158 | 0.17268 | 12.8114 | 60.28 | 4.1001 | 91.0764 | 163.2665 | 0.12122 | 0.24184 | 0.99973 | 0.13512 | 31.2671 | 31.8008 | 33.747 | 30.1052 | 297.9484 | 279.5012 | 291.2828 | 285.8307 | 4.8724 | 5.2175 | 4.7649 | 3.7576 | 10.3582 | 9.8551 | 6.4402 | 6.7567 | 5.5306 | 4.6132 | 5.9596 | 5.7653 | 0.31429 | 0.25299 | 0.27838 | 0.21896 | 0.31532 | 0.27334 | 0.34339 | 0.26979 | 0.87045 | 0.87685 | 1.3765 | 1.1999 | 0.86887 | 0.64489 | 0.73241 | 0.6764 | 0.53991 | 0.27056 | 1.1041 | 359.764 | 0.016768 | 1.9648 | 0.012232 | 3.975 | 5.3417 | 2.6381 | 187.1349 | 0.52532 | 10.2258 | 8.8189 | 13.1872 | 102717.0133 | 7.8751 | 302.4199 | 8.882 | 4.4849 | 1.8934 | 1.9274 | 2.5711 | 1.7443 | 1.9622 | 13.2569 | 3.9598 | 0.68962 | 8.575 | 3.07 | 275.8327 | 8.5603 | 0.4258 | 18.9672 | 28.3121 | 679.3965 | 61.7163 | 4.4747 | 2.6812 | 8.3006 | 7.8314 | 0.28053 | 1.2674 | 5.169 | 7.647 | 6.306 | 0.22689 | 1.3577 | 0.52167 | 0.40395 | 1.5315 | 1.7195 | 0.073472 | 1.5754 | 0.059575 | 1.7285 | 1.6174 | 1.6041 | 1.1409 | 1.7504 | 1.1424 | 1.4857 | 1.1102 | 0.84739 | 0.79271 | 0.11554 | 0.060383 | 0.17494 | 0.048717 | 1.6508 | 0.68359 | 0.76377 | 1.6359 | 1.3676 | 0.96418 | 1.2005 | 0.93401 | 0.97224 | 0.43344 | 0.59322 | 0.90403 | 0.83409 | 1.305 | 0.076121 | 1.1034 | 0.46734 | 0.59668 | 1.0691 | 1.6427 | 1.6023 | 0.79555 | 0.95867 | 0.90354 | 0.74696 | 1.1149 | 0.83454 | 1.0934 | 1.3913 | 0.31336 | 0.12758 | 1.8149 | 0.47562 | 1.6452 | 1.8745 | 0.92623 | 0.6442 | 0.5753 | 1.1771 | 0.47157 | 1.4188 | 0.022139 | 0.47483 | 0.58622 | 1.6815 | 0.82688 | 1.665 | 0.37508 | 1.5243 | 0.12201 | 0.44054 | 0.95635 | 1.691 | 1.6203 | 1.2359 | 0.42187 | 0.13262 | 0.99707 | 0.22428 | 0.056279 | 0.42955 | 0.66869 | 1.4984 | 0.24692 | 1.3855 | 1.3427 | 0.27963 | 0.77943 | 1.6508 | 0.41827 | 0.82743 | 0.28465 | 0.38933 | 0.68037 | 0.64265 | 1.5869 | 1.5084 | 1.4063 | 0.39442 | 1.2516 | 0.23287 | 1.9877 | 1.5644 | 1.4669 | 0.51444 | 0.33003 | 0.27303 | 0.93855 | 0.53899 | 1.8796 | 1.5702 | 1.1779 | 0.62757 | 0.67219 | 1.1559 | 1.9774 | 1.2777 | 0.57131 | 1.15 | 0.80357 | 1.2503 | 0.472 | 0.08612 | 1.8446 | 1.2457 | 1.6428 | 0.49392 | 0.81831 | 0.48091 | 0.49908 | 1.9443 | 1.2748 | 0.72203 | 0.65724 | 0.68019 | 0.92591 | 0.79543 | 0.95126 | 0.63811 | 0.060046 | 0.055988 | 1.3355 | 0.9128

## sysB-results
Element | N recovery | P recovery | K recovery | COD recovery | LCA results |  |  | TEA results
Variable | Total N | Total P | Total K | Gas COD | H_Ecosystems [points] | H_Health [points] | H_Resources [points] | Annual net cost [USD/cap/yr]
0 | 0 | 0 | 0 | 0 | 24.1606 | 28.3239 | 11.134 | 19.654
1 | 0 | 0 | 0 | 0 | 17.203 | 28.5176 | 28.2338 | 20.4853
2 | 0 | 0 | 0 | 0 | 23.1002 | 13.3516 | 20.7913 | 20.1193
3 | 0 | 0 | 0 | 0 | 17.6359 | 8.2787 | 36.2442 | 20.0453
4 | 0 | 0 | 0 | 0 | 30.6693 | 17.7282 | 21.0886 | 20.0204
5 | 0 | 0 | 0 | 0 | 10.4023 | 7.3403 | 21.7037 | 18.6027
6 | 0 | 0 | 0 | 0 | 16.3046 | 41.3079 | 27.6764 | 20.5375
7 | 0 | 0 | 0 | 0 | 30.5416 | 29.7317 | 41.961 | 19.7676
8 | 0 | 0 | 0 | 0 | 40.7223 | 33.8585 | 29.8538 | 20.1778
9 | 0 | 0 | 0 | 0 | 29.7161 | 7.2222 | 28.1514 | 21.1879
10 | 0 | 0 | 0 | 0 | 32.6306 | 22.7234 | 9.3118 | 20.2499
11 | 0 | 0 | 0 | 0 | 34.9512 | 24.3259 | 43.6181 | 20.3477
12 | 0 | 0 | 0 | 0 | 30.3883 | 12.8396 | 37.4103 | 20.1806
13 | 0 | 0 | 0 | 0 | 25.6591 | 15.3258 | 8.6445 | 19.4993
14 | 0 | 0 | 0 | 0 | 19.1403 | 36.544 | 19.5604 | 20.1884
15 | 0 | 0 | 0 | 0 | 8.6235 | 36.2054 | 10.916 | 19.3752
16 | 0 | 0 | 0 | 0 | 17.0645 | 31.6188 | 16.2983 | 20.3499
17 | 0 | 0 | 0 | 0 | 39.1748 | 28.9793 | 33.857 | 21.2478
18 | 0 | 0 | 0 | 0 | 16.8022 | 42.6586 | 25.2305 | 20.5976
19 | 0 | 0 | 0 | 0 | 19.3279 | 18.0116 | 16.041 | 19.0514