## brA_general
| Element | N recovery | P recovery | K recovery | TEA results | LCA results
| Metric | Total N [% N] | Total P [% P] | Total K [% K] | Annual net cost [USD/cap/yr] | GlobalWarming [kg CO2-eq/cap/yr] | H_Ecosystems [points/cap/yr] | H_Health [points/cap/yr] | H_Resources [points/cap/yr]
Element | Parameter
Excretion-A1 | Household size [cap/household] |  |  |  | -0.86005 | -0.43348 | -0.82986 | -0.15014 | -0.67183
TEA | Operator daily wages [USD/d] |  |  |  | 0.38634 | 0.13445 | 0.18375 | 0.04336 | 0.16329
| Construction daily wages [USD/d] |  |  |  | -0.1348 | -0.093093 | -0.13201 | -0.068983 | -0.084812
| N fertilizer price [USD/kg N] |  |  |  | 0.11452 | -0.13969 | -0.05619 | -0.076604 | -0.030051
| P fertilizer price [USD/kg P] |  |  |  | 0.10579 | 0.038704 | 0.17141 | -0.0352 | 0.13126
| K fertilizer price [USD/kg K] |  |  |  | -0.046601 | 0.075176 | -0.14675 | 0.065467 | -0.11812
| NH3 fertilizer price [USD/kg N] |  |  |  | -0.076244 | 0.19984 | -0.059586 | 0.15598 | -0.058938
| Struvite fertilizer price [USD/kg P] |  |  |  | 0.10235 | 0.071671 | 0.054881 | 0.056922 | 0.010345
| Electricity price [$/kWh] |  |  |  | 0.24656 | 0.031779 | 0.28656 | -0.061674 | 0.25141
LCA | Electricity CF [kg CO2-eq/kWh] |  |  |  | -0.18163 | 0.025239 | -0.070591 | 0.054029 | -0.088641
| Electricity ecosystems CF [points/kWh] |  |  |  | 0.075284 | 0.09553 | 0.059538 | 0.11306 | -0.0087609
| Electricity health CF [points/kWh] |  |  |  | 0.057534 | -0.10321 | 0.068827 | -0.16161 | 0.13895
| Electricity resources CF [points/kWh] |  |  |  | -0.030771 | -0.10923 | -0.05967 | -0.074767 | 0.049277
Excretion-A1 | Excretion e cal [kcal/cap/d] |  |  |  | 0.13804 | 0.2002 | -0.041596 | 0.25171 | -0.11561
| Excretion p veg [g/cap/d] |  |  |  | -0.12442 | 0.010009 | -0.19831 | 0.041212 | -0.1386
| Excretion p anim [g/cap/d] |  |  |  | -0.10226 | 0.12389 | -0.069307 | 0.23351 | -0.082376
| Excretion N prot [fraction] |  |  |  | -0.16024 | -0.01697 | -0.12564 | 0.010129 | -0.12205
| Excretion P prot v [fraction] |  |  |  | -0.050633 | 0.040084 | -0.22467 | 0.066979 | -0.50197
| Excretion P prot a [fraction] |  |  |  | 0.21669 | 0.26556 | 0.22703 | 0.17653 | 0.11525
| Excretion K cal [g K/1000 kcal] |  |  |  | 0.021266 | -0.11096 | 0.0012601 | -0.11585 | -0.026643
| Excretion N exc [fraction of intake] |  |  |  | 0.048125 | -0.16493 | -0.0084488 | -0.16446 | 0.020198
| Excretion P exc [fraction of intake] |  |  |  | -0.0059646 | 0.099202 | 0.035056 | 0.13287 | 0.070231
| Excretion K exc [fraction of intake] |  |  |  | 0.26797 | 0.24508 | 0.29615 | 0.17597 | 0.29324
| Excretion e exc [fraction of intake] |  |  |  | 0.05559 | 0.70863 | 0.072871 | 0.84958 | -0.036592
| Excretion N ur [fraction of total] |  |  |  | -0.029343 | -0.063918 | -0.11902 | 0.030015 | -0.14044
| Excretion P ur [fraction of total] |  |  |  | 0.060402 | 0.17774 | 0.15012 | 0.16112 | 0.10467
| Excretion K ur [fraction of total] |  |  |  | -0.0031203 | -0.037492 | 0.081332 | -0.036064 | 0.11676
| Excretion e fec [fraction of total] |  |  |  | -0.094257 | -0.074251 | -0.069331 | 0.0077528 | -0.065311
| Excretion N ur NH3 [fraction of total N in urine] |  |  |  | 0.040576 | -0.060978 | -0.038956 | -0.074575 | 0.024542
| Excretion N fec NH3 [fraction of total N in feces] |  |  |  | -0.024326 | 0.091269 | 0.058662 | 0.079628 | 0.026223
| Excretion ur exc [g/cap/d] |  |  |  | 0.14417 | 0.065419 | 0.090081 | -0.024878 | 0.088497
| Excretion fec exc [g/cap/d] |  |  |  | 0.058698 | -0.101 | -0.027519 | -0.086877 | -0.00046805
| Excretion ur moi [fraction] |  |  |  | -0.056598 | -0.1025 | -0.18344 | 0.031035 | -0.21576
| Excretion fec moi [fraction] |  |  |  | -0.17536 | -0.10109 | -0.11473 | -0.082484 | -0.10655
| Excretion mg ur [g Mg/cap/d] |  |  |  | -0.21575 | -0.16706 | -0.12011 | -0.14123 | -0.023126
| Excretion mg fec [g Mg/cap/d] |  |  |  | 0.00056406 | 0.069979 | -0.012493 | 0.08474 | -0.011857
| Excretion ca ur [g Ca/cap/d] |  |  |  | -0.035956 | -0.15602 | -0.031887 | -0.20148 | 0.0057366
| Excretion ca fec [g Ca/cap/d] |  |  |  | 0.034539 | 0.069643 | -0.012901 | 0.10967 | -0.065515
Pit latrine-A2 | Toilet density [household/toilet] |  |  |  | -0.41119 | -0.17488 | -0.35786 | -0.021026 | -0.31783
Biogenic refinery controls-A4 | Biogenic refinery controls icp controller board [USD] |  |  |  | 0.0056886 | -0.011761 | -0.041932 | 0.029511 | -0.066943
| Biogenic refinery controls icp variable frequence drives [USD] |  |  |  | -0.0361 | -0.018962 | -0.061698 | -0.042016 | -0.096022
| Biogenic refinery controls icp power meter [USD] |  |  |  | -0.1677 | -0.076928 | -0.10959 | -0.067483 | -0.011605
| Biogenic refinery controls icp line filter [USD] |  |  |  | 0.079436 | -0.037768 | 0.1228 | -0.04102 | 0.12773
| Biogenic refinery controls icp power meter transformer [USD] |  |  |  | 0.020462 | 0.14029 | 0.099742 | 0.11678 | 0.12686
| Biogenic refinery controls icp touch screen [USD] |  |  |  | 0.090753 | 0.058398 | 0.15063 | 0.039724 | 0.13192
| Biogenic refinery controls electrician replacecables icp [nan] |  |  |  | -0.030327 | 0.029775 | 0.0067927 | 0.065791 | -0.057666
| Biogenic refinery controls electrician replacewires icp [nan] |  |  |  | -0.046949 | -0.15248 | -0.10833 | -0.12984 | -0.10179
| Biogenic refinery controls service team replacetouchscreen icp [nan] |  |  |  | 0.022934 | 0.088881 | -0.093945 | 0.15396 | -0.18819
| Biogenic refinery controls facility manager configurevariable icp [nan] |  |  |  | -0.11683 | -0.18715 | -0.11642 | -0.18215 | -0.16803
| Biogenic refinery controls biomass controls replaceboard icp [nan] |  |  |  | 0.10981 | -0.019622 | 0.039016 | -0.075152 | 0.031983
| Biogenic refinery controls biomass controls codemalfunctioning icp [nan] |  |  |  | 0.065563 | -0.042616 | -0.00040804 | -0.050741 | 0.012889
| Biogenic refinery controls frequency corrective maintenance [y / occurance] |  |  |  | 0.0076688 | 0.081704 | 0.095314 | 0.051317 | 0.129
| Biogenic refinery controls service team wages [usd per cap per hr] |  |  |  | 0.19788 | 0.048917 | 0.18869 | -0.0027243 | 0.10863
| Biogenic refinery controls certified electrician wages [usd per cap per hr] |  |  |  | 0.046349 | -0.085773 | 0.12946 | -0.13069 | 0.17792
| Biogenic refinery controls facility manager wages [usd per cap per hr] |  |  |  | -0.078776 | 0.072475 | -0.031851 | 0.10295 | -0.059262
| Biogenic refinery controls biomass controls wages [usd per cap per hr] |  |  |  | 0.084548 | 0.014221 | -0.019358 | -0.01709 | 0.022286
Biogenic refinery housing-A5 | Biogenic refinery housing container20ft cost [USD] |  |  |  | -0.17696 | -0.016742 | -0.17908 | 0.0412 | -0.23891
| Biogenic refinery housing container40ft cost [USD] |  |  |  | 0.10005 | -0.060114 | 0.0069967 | -0.033987 | 0.0019322
| Biogenic refinery housing stainless steel housing [USD per m2] |  |  |  | -0.13879 | 0.0017282 | -0.14005 | 0.0043564 | -0.082736
| Biogenic refinery housing concrete cost [USD per m3] |  |  |  | -0.10524 | -0.083444 | -0.064926 | -0.04378 | -0.075332
| Biogenic refinery housing concrete thickness [m] |  |  |  | 0.098482 | 0.083132 | 0.0042004 | 0.056322 | -0.021926
| Biogenic refinery housing footprint [m2] |  |  |  | 0.15155 | 0.18602 | 0.2035 | 0.16796 | 0.13187
Biogenic refinery screw press-A6 | Biogenic refinery screw press dewatering screw press cost [usd] |  |  |  | -0.061638 | -0.11251 | -0.023906 | -0.12521 | -0.032223
| Biogenic refinery screw press dewatering screw press steel [kg] |  |  |  | 0.062934 | 0.18776 | 0.053225 | 0.19192 | 0.077168
| Biogenic refinery screw press dewatering energy demand [kwh/kg solids] |  |  |  | 0.092745 | -0.15002 | -0.0037564 | -0.14893 | 0.068047
| Biogenic refinery screw press dewatering polymer dose [g/kg dry TS] |  |  |  | -0.028491 | -0.10326 | 0.05973 | -0.11392 | 0.11225
| Biogenic refinery screw press cake solids TS [fraction] |  |  |  | 0.059358 | -0.20085 | -0.074395 | -0.25861 | -0.076736
| Biogenic refinery screw press settled frac [fraction] |  |  |  | 0.099418 | 0.11441 | 0.014881 | 0.10835 | 0.0037204
| Biogenic refinery screw press wwt cost [usd per m3] |  |  |  | -0.0012121 | -0.15674 | -0.037732 | -0.14872 | -0.08252
| Biogenic refinery screw press polymer cost [usd per kg] |  |  |  | 0.18184 | -0.043336 | 0.084992 | -0.0758 | 0.10475
Liquid treatment bed-A7 | Liquid treatment bed tau [d] |  |  |  | 0.00084008 | 0.074371 | 0.078644 | 0.01745 | 0.08168
| Liquid treatment bed COD max decay [% of total COD] |  |  |  | 0.18208 | 0.26087 | 0.23837 | 0.1753 | 0.25597
| Liquid treatment bed MCF decay [% anaerobic conversion of degraded COD] |  |  |  | -0.062106 | -0.042328 | -0.022118 | -0.068023 | 0.023714
| Liquid treatment bed N max decay [% N removal] |  |  |  | 0.0092889 | 0.021962 | -0.0055446 | 0.029247 | -0.032439
| Liquid treatment bed n2o EF decay [% of degraded N emitted as N2O] |  |  |  | 0.19442 | 0.094785 | 0.2124 | 0.049289 | 0.28866
| Liquid treatment bed bed H [m] |  |  |  | -0.099418 | 0.031479 | -0.078944 | 0.040552 | -0.068071
| Liquid treatment bed concrete thickness [m] |  |  |  | -0.00058806 | -0.081776 | 3.6004e-05 | -0.063414 | -0.02387
Biogenic refinery carbonizer base-A8 | Biogenic refinery carbonizer base energy required to dry sludge [MJ/kg water] |  |  |  | 0.25396 | 0.05751 | 0.21097 | -0.0056646 | 0.23353
| Biogenic refinery carbonizer base dry feces heat of combustion [MJ/kg dry] |  |  |  | 0.0079448 | 0.02105 | 0.045293 | -0.041956 | 0.13482
| Biogenic refinery carbonizer base pyrolysis pot cost cb [USD] |  |  |  | -0.09859 | 0.034851 | -0.096778 | 0.051665 | -0.019754
| Biogenic refinery carbonizer base char auger motor cost cb [USD] |  |  |  | 0.18524 | -0.0047765 | 0.053021 | -0.020906 | -0.028851
| Biogenic refinery carbonizer base fuel auger motor cost cb [USD] |  |  |  | 0.072823 | 0.092277 | 0.056346 | 0.10487 | 0.037852
| Biogenic refinery carbonizer base primary air blower cost cb [USD] |  |  |  | -0.030939 | -0.062382 | -0.093177 | -0.062082 | -0.14583
| Biogenic refinery carbonizer base thermocouple cost cb pcd [USD] |  |  |  | -0.037984 | -0.020978 | -0.034143 | 0.025671 | -0.032079
| Biogenic refinery carbonizer base thermistor cost cb pcd [USD] |  |  |  | -0.11408 | 0.025995 | -0.11789 | 0.062142 | -0.057438
| Biogenic refinery carbonizer base forced air fan cost cb [USD] |  |  |  | 0.009673 | -0.069787 | -0.0051245 | -0.067027 | 0.0089769
| Biogenic refinery carbonizer base airlock motor cost cb [USD] |  |  |  | 0.14262 | 0.039256 | 0.14659 | -0.016562 | 0.16716
| Biogenic refinery carbonizer base inducer fan cost cb [USD] |  |  |  | 0.029595 | -0.0027003 | -0.0037084 | -0.034743 | -0.067291
| Biogenic refinery carbonizer base biochar collection box cost cb [USD] |  |  |  | -0.053357 | 0.18205 | 0.0058446 | 0.16668 | 0.02153
| Biogenic refinery carbonizer base chain guards cost cb [USD] |  |  |  | 0.070207 | -0.13317 | 0.090909 | -0.16529 | 0.03604
| Biogenic refinery carbonizer base door cost cb [USD] |  |  |  | 0.10986 | -0.0065647 | 0.16078 | -0.025635 | 0.17405
| Biogenic refinery carbonizer base agitator cost cb [USD] |  |  |  | 0.0083288 | 0.043096 | -0.099934 | 0.10917 | -0.062658
| Biogenic refinery carbonizer base combusion chamber cost cb [USD] |  |  |  | 0.089529 | 0.17221 | 0.16725 | 0.13701 | 0.15684
| Biogenic refinery carbonizer base sprayer cost cb [USD] |  |  |  | -0.071347 | -0.078692 | -0.013933 | -0.096706 | 0.009565
| Biogenic refinery carbonizer base vent cost cb [USD] |  |  |  | -0.074335 | -0.081272 | -0.043444 | -0.087357 | -0.035476
| Biogenic refinery carbonizer base so2 emissions [mg/Nm3] |  |  |  | -0.094533 | -0.078632 | -0.092133 | -0.049409 | 0.024386
| Biogenic refinery carbonizer base CO emissions [mg/Nm3] |  |  |  | 0.036136 | 0.053177 | -0.065515 | 0.018878 | -0.052253
| Biogenic refinery carbonizer base hg emissions [mg/Nm3] |  |  |  | -0.093441 | -0.091329 | -0.073207 | -0.058482 | -0.10788
| Biogenic refinery carbonizer base cd emissions [mg/Nm3] |  |  |  | -0.10889 | -0.10471 | -0.16374 | -0.082556 | -0.14169
| Biogenic refinery carbonizer base as emissions [mg/Nm3] |  |  |  | 0.17455 | 0.22471 | 0.16358 | 0.16647 | 0.10381
| Biogenic refinery carbonizer base dioxin furans emissions [ng/Nm3] |  |  |  | -0.11713 | 0.0081608 | -0.10431 | 0.08408 | -0.085053
| Biogenic refinery carbonizer base cb n2o emissions [% of total N] |  |  |  | -0.060606 | 0.026199 | -0.020942 | 0.0051845 | -0.01697
| Biogenic refinery carbonizer base steel cost [USD/kg] |  |  |  | 0.14464 | 0.073507 | 0.16728 | -0.013441 | 0.18307
| Biogenic refinery carbonizer base stainless steel cost [USD/kg] |  |  |  | -0.011737 | 0.057522 | -0.055254 | 0.079976 | -0.09889
| Biogenic refinery carbonizer base primary air blower lifetime cb [y] |  |  |  | -0.0412 | -0.030987 | -0.17779 | 0.009709 | -0.15618
| Biogenic refinery carbonizer base thermocouple lifetime cb 2pcd [y] |  |  |  | 0.055038 | -0.010849 | 0.053093 | -0.037852 | 0.049169
| Biogenic refinery carbonizer base forced air fan lifetime cb [y] |  |  |  | -0.078956 | 0.10958 | -0.027795 | 0.15932 | -0.022082
| Biogenic refinery carbonizer base airlock motor lifetime cb [y] |  |  |  | 0.082592 | -0.033087 | 0.031503 | -0.076856 | 0.05511
| Biogenic refinery carbonizer base inducer fan lifetime cb [y] |  |  |  | 0.052841 | -0.010225 | 0.038272 | -0.086733 | 0.054089
| Biogenic refinery carbonizer base service team replacegasket cb [min / corrective maintenance] |  |  |  | 0.00092409 | 0.15136 | -0.024698 | 0.14698 | -0.10226
| Biogenic refinery carbonizer base service team replacedoor cb [min / corrective maintenance] |  |  |  | -0.019154 | -0.0009961 | -0.073291 | 0.014593 | -0.14041
| Biogenic refinery carbonizer base service team replacechain cb [min / corrective maintenance] |  |  |  | 0.085641 | -0.0030723 | 0.052745 | -0.025347 | 0.037636
| Biogenic refinery carbonizer base service team changefirepot cb [min / corrective maintenance] |  |  |  | 0.07784 | -0.055506 | 0.043972 | -0.10273 | 0.058878
| Biogenic refinery carbonizer base service team replacecharaugers cb [min / corrective maintenance] |  |  |  | 0.089937 | 0.055014 | 0.01643 | -0.0081848 | 0.033027
| Biogenic refinery carbonizer base service team replacecatalyst pcd [min / corrective maintenance] |  |  |  | -0.029391 | -0.09715 | 0.032475 | -0.11926 | 0.019022
| Biogenic refinery carbonizer base service team replacebrick pcd [min / corrective maintenance] |  |  |  | -0.0014641 | -0.039184 | -0.0022682 | -0.016346 | -0.054653
| Biogenic refinery carbonizer base service team replacefuelauger pcd [min / corrective maintenance] |  |  |  | 0.094641 | 0.064122 | 0.081188 | 0.037384 | 0.086637
| Biogenic refinery carbonizer base service team replacewaterpump hhx [min / corrective maintenance] |  |  |  | 0.088869 | -0.074503 | 0.068791 | -0.086157 | 0.045329
| Biogenic refinery carbonizer base service team purgewaterloop hhx [min / corrective maintenance] |  |  |  | -0.084644 | -0.013189 | 0.023162 | -0.042052 | 0.049961
| Biogenic refinery carbonizer base service team replacecharmotor cb [min / corrective maintenance] |  |  |  | 0.009565 | -0.11238 | 0.019106 | -0.097606 | 0.0077408
| Biogenic refinery carbonizer base service team replacefuelmotor cb [min / corrective maintenance] |  |  |  | 0.045905 | -0.091857 | -0.0035164 | -0.10778 | 0.02357
| Biogenic refinery carbonizer base service team replaceblower cb [min / corrective maintenance] |  |  |  | 0.11458 | 0.12226 | 0.049685 | 0.10261 | 0.02141
| Biogenic refinery carbonizer base service team replacefan cb [min / corrective maintenance] |  |  |  | 0.022874 | -0.054473 | -0.17107 | -0.03628 | -0.16197
| Biogenic refinery carbonizer base service team replaceo2sensor pcd [min / corrective maintenance] |  |  |  | 0.16372 | 0.31954 | 0.16151 | 0.28097 | 0.035224
| Biogenic refinery carbonizer base service team replacepaddleswitch cb [min / corrective maintenance] |  |  |  | -0.081632 | 0.021602 | -0.014317 | 0.045713 | -0.041128
| Biogenic refinery carbonizer base service team replaceairlock cb [min / corrective maintenance] |  |  |  | -0.010297 | -0.12424 | -0.12175 | -0.12532 | -0.14083
| Biogenic refinery carbonizer base service team greasebearing cb [min / month] |  |  |  | 0.13732 | 0.08318 | 0.05655 | 0.090681 | 0.048149
| Biogenic refinery carbonizer base service team tighten cb [min / month] |  |  |  | -0.10758 | -0.072019 | -0.1843 | -0.075644 | -0.13788
| Biogenic refinery carbonizer base service team adjustdoor cb [min / month] |  |  |  | 0.045641 | -0.027063 | 0.037468 | 0.039136 | 0.016226
| Biogenic refinery carbonizer base service team adjustdoor pcd [min / month] |  |  |  | -0.034443 | 0.069223 | -0.056574 | 0.01565 | -0.026043
| Biogenic refinery carbonizer base service team adjustdoor hhx [min / month] |  |  |  | -0.034899 | -0.11785 | 0.010633 | -0.18135 | 0.14067
| Biogenic refinery carbonizer base frequency corrective maintenance [y / occurance] |  |  |  | 0.072283 | 0.1986 | 0.051833 | 0.20968 | 0.10173
| Biogenic refinery carbonizer base service team wages [usd per cap per hr] |  |  |  | 0.010201 | -0.1591 | 0.049577 | -0.14718 | 0.074011
| Biogenic refinery carbonizer base biochar calorific value [MJ/kg dry] |  |  |  | 0.014389 | -0.12966 | -0.049745 | -0.13581 | -0.071275
| Biogenic refinery carbonizer base pyrolysis temp [C] |  |  |  | -0.12745 | 0.089913 | -0.10297 | 0.12714 | -0.13009
| Biogenic refinery carbonizer base pyrolysis C loss [fraction of total C] |  |  |  | 0.037876 | -0.013993 | 0.036664 | -0.048305 | 0.050789
| Biogenic refinery carbonizer base pyrolysis N loss [fraction of total N] |  |  |  | 0.039364 | 0.042112 | 0.14427 | 0.035692 | 0.15395
| Biogenic refinery carbonizer base pyrolysis K loss [fraction of total K] |  |  |  | -0.0045965 | -0.14109 | -0.027303 | -0.18961 | 0.0090129
| Biogenic refinery carbonizer base pyrolysis P loss [fraction of total P] |  |  |  | 0.071911 | 0.10817 | 0.13211 | 0.015938 | 0.12318
| Biogenic Refinery Carbonizer Base N to NH3 [fraction of N] |  |  |  | 0.034191 | -0.026631 | 0.10758 | 0.0067447 | 0.083492
| Biogenic refinery carbonizer base N to HCNO [fraction of N] |  |  |  | 0.13271 | 0.10188 | 0.19312 | 0.086649 | 0.151
| Biogenic Refinery Carbonizer Base HCNO to NH3 [fraction of HCNO] |  |  |  | -0.085125 | -0.18743 | -0.076256 | -0.18467 | -0.0064206
| Biogenic refinery carbonizer base nh3 to n2o [fraction of NH3] |  |  |  | 0.041812 | -0.042724 | -0.05877 | -0.078212 | -0.060114
| Biogenic refinery carbonizer base carbon COD ratio [g C*g COD-1] |  |  |  | -0.12019 | -0.095038 | -0.087501 | -0.024626 | -0.073375
Biogenic refinery pollution control-A9 | Biogenic refinery pollution control o2 sensor cost pcd [USD] |  |  |  | -0.0052085 | 0.017042 | 0.085905 | -0.048977 | 0.19356
| Biogenic refinery pollution control thermocouple cost cb pcd [USD] |  |  |  | 0.044944 | 0.022742 | 0.017534 | -0.067135 | 0.0079808
| Biogenic refinery pollution control thermistor cost cb pcd [USD] |  |  |  | -0.024446 | -0.023438 | -0.052685 | 0.011449 | -0.13909
| Biogenic refinery pollution control input auger pcd [USD] |  |  |  | 0.086421 | -0.0079568 | 0.077012 | -0.080504 | 0.066751
| Biogenic refinery pollution control input auger motor pcd [USD] |  |  |  | -0.041824 | -0.085713 | -0.042232 | -0.01631 | -0.060006
| Biogenic refinery pollution control catylist pcd [USD] |  |  |  | -0.090237 | -0.07556 | -0.10046 | -0.039388 | -0.052385
| Biogenic refinery pollution control catalyst access door pcd [USD] |  |  |  | -0.22037 | 0.040432 | -0.19624 | 0.093501 | -0.17573
| Biogenic refinery pollution control feedstock staging bin pcd [USD] |  |  |  | 0.10775 | -0.027399 | 0.099634 | -0.021998 | 0.10751
| Biogenic refinery pollution control temperature limit switch pcd [USD] |  |  |  | 0.1551 | -0.061686 | 0.071359 | -0.088677 | 0.074347
| Biogenic refinery pollution control airlock pcd [USD] |  |  |  | -0.080084 | -0.017258 | -0.040024 | -0.044104 | 0.044464
| Biogenic refinery pollution control steel cost [USD/kg] |  |  |  | 0.088533 | -0.036244 | 0.0071767 | 0.0024842 | -0.016202
| Biogenic refinery pollution control stainless steel cost [USD/kg] |  |  |  | 0.016922 | -0.072727 | 0.017162 | -0.072811 | 0.079436
| Biogenic refinery pollution control service team replacecatalyst pcd [min / corrective maintenance] |  |  |  | -0.032667 | 0.069007 | -0.036784 | 0.036328 | -0.0055686
| Biogenic refinery pollution control service team replacebrick pcd [min / corrective maintenance] |  |  |  | 0.10398 | 0.13524 | 0.10693 | 0.14934 | 0.094617
| Biogenic refinery pollution control service team replaceo2sensor pcd [min / corrective maintenance] |  |  |  | -0.06009 | -0.028791 | -0.073807 | -0.014377 | -0.031731
| Biogenic refinery pollution control service team adjustdoor pcd [min / month] |  |  |  | -0.15472 | -0.16767 | -0.20866 | -0.082844 | -0.13599
| Biogenic refinery pollution control thermocouple lifetime cb 2pcd [y] |  |  |  | 0.071587 | 0.026175 | 0.061542 | -0.0069367 | 0.10677
| Biogenic refinery pollution control frequency corrective maintenance [y / occurance] |  |  |  | 0.069943 | 0.085713 | 0.036436 | 0.11165 | 0.054233
| Biogenic refinery pollution control service team wages [usd per cap per hr] |  |  |  | -0.055962 | 0.012133 | -0.12326 | 0.1102 | -0.079556
| Biogenic refinery pollution control catalyst temp [C] |  |  |  | 0.25285 | 0.20682 | 0.26877 | 0.12924 | 0.24797
Biogenic refinery OHX-A10 | Biogenic refinery OHX orc cost [USD] |  |  |  | 0.066967 | 0.055842 | 0.058926 | 0.050897 | 0.041764
| Biogenic refinery OHX oil pump power [kW] |  |  |  | 0.41162 | 0.16451 | 0.28625 | 0.044212 | 0.20173
| Biogenic refinery OHX oil electrical energy generated [kW] |  |  |  | 0.19993 | 0.17265 | 0.25643 | 0.10195 | 0.22699
| Biogenic refinery OHX oil flowrate [L/min] |  |  |  | 0.054629 | 0.20341 | 0.065467 | 0.18443 | 0.10595
| Biogenic refinery OHX ohx temp [C] |  |  |  | 0.047045 | 0.012805 | 0.043192 | 0.0051125 | -0.011185
| Biogenic refinery OHX oil temp in [C] |  |  |  | -0.28035 | -0.1941 | -0.24371 | -0.14177 | -0.21108
| Biogenic refinery OHX oil temp out [C] |  |  |  | -0.069967 | -0.038668 | 0.055482 | -0.0060606 | 0.07598
| Biogenic refinery OHX amb temp [C] |  |  |  | -0.056814 | 0.012433 | -0.045665 | -0.01787 | -0.0035044
Biogenic refinery HHX-A11 | Biogenic refinery HHX heat exchanger hydronic steel [kg] |  |  |  | 0.042088 | 0.099298 | 0.082064 | 0.023858 | 0.081512
| Biogenic refinery HHX heat exchanger hydronic stainless [kg] |  |  |  | -0.019682 | 0.14614 | -0.013057 | 0.16037 | 0.010849
| Biogenic refinery HHX water pump power [kW] |  |  |  | 0.1989 | 0.00024002 | 0.10266 | -0.049457 | 0.092949
| Biogenic refinery HHX hhx inducer fan power [kW] |  |  |  | 0.030603 | 0.093849 | -0.035104 | 0.080444 | -0.019514
| Biogenic refinery HHX hhx stack [USD] |  |  |  | 0.0064446 | -0.066427 | 0.032211 | -0.10748 | 0.092625
| Biogenic refinery HHX hhx stack thermocouple [USD] |  |  |  | 0.021146 | -0.070279 | 0.029919 | -0.072727 | 0.070375
| Biogenic refinery HHX hhx oxygen sensor [USD] |  |  |  | -0.11804 | -0.036256 | -0.045665 | -0.034443 | 0.03748
| Biogenic refinery HHX hhx inducer fan [USD] |  |  |  | 0.10959 | 0.037828 | -0.029847 | 0.087549 | -0.066871
| Biogenic refinery HHX hhx flow meter [USD] |  |  |  | -0.037648 | -0.11992 | -0.11954 | -0.084068 | -0.14484
| Biogenic refinery HHX hhx pump [USD] |  |  |  | 0.18605 | -0.041536 | 0.20587 | -0.058326 | 0.18777
| Biogenic refinery HHX hhx water in thermistor [USD] |  |  |  | -0.19494 | -0.18935 | -0.095794 | -0.098698 | -0.054173
| Biogenic refinery HHX hhx water out thermistor [USD] |  |  |  | 0.11333 | 0.050237 | 0.082532 | -0.011725 | 0.058782
| Biogenic refinery HHX hhx load tank [USD] |  |  |  | -0.051761 | -0.014509 | 0.021926 | -0.081848 | 0.017486
| Biogenic refinery HHX hhx expansion tank [USD] |  |  |  | 0.0082928 | -0.038128 | -0.085749 | -0.0029763 | -0.054545
| Biogenic refinery HHX hhx heat exchanger [USD] |  |  |  | 0.028011 | -0.051137 | 0.016058 | -0.10064 | 0.055698
| Biogenic refinery HHX hhx values [USD] |  |  |  | 0.089061 | -0.0037324 | 0.17408 | -0.040348 | 0.17278
| Biogenic refinery HHX hhx thermal well [USD] |  |  |  | 0.039928 | -0.012301 | 0.074707 | -0.047945 | 0.12293
| Biogenic refinery HHX hhx hot water tank [USD] |  |  |  | 0.10304 | 0.030867 | 0.035332 | 0.057822 | 0.0045005
| Biogenic refinery HHX hhx overflow tank [USD] |  |  |  | 0.12049 | -0.029763 | -0.036484 | -0.086841 | -0.04108
| Biogenic refinery HHX steel cost [USD/kg] |  |  |  | 0.050453 | -0.1581 | 0.045077 | -0.18255 | 0.063606
| Biogenic refinery HHX stainless steel cost [USD/kg] |  |  |  | -0.2012 | -0.04246 | -0.24851 | 0.053153 | -0.28415
| Biogenic refinery HHX frequency corrective maintenance [y / occurance] |  |  |  | -0.0391 | -0.14991 | -0.1223 | -0.049697 | -0.14812
| Biogenic refinery HHX service team wages [usd per cap per hr] |  |  |  | 0.042364 | -0.12026 | 0.033411 | -0.13519 | -0.009589
| Biogenic refinery HHX service team adjustdoor hhx [min / month] |  |  |  | 0.11988 | 0.21745 | 0.13055 | 0.11624 | 0.04372
| Biogenic refinery HHX service team replacewaterpump hhx [min / corrective maintenance] |  |  |  | -0.21722 | -0.17363 | -0.19413 | -0.1275 | -0.17801
| Biogenic refinery HHX service team purgewaterloop hhx [min / corrective maintenance] |  |  |  | 0.053729 | 0.11124 | 0.096478 | 0.11668 | 0.074047
| Biogenic refinery HHX hhx temp [C] |  |  |  | 0.14689 | 0.094905 | 0.20654 | 0.00036004 | 0.19068
| Biogenic refinery HHX water flowrate [L/min] |  |  |  | -0.034203 | 0.031731 | -0.020642 | 0.12065 | 0.070831
| Biogenic refinery HHX water out temp [C] |  |  |  | -0.14951 | 0.15898 | -0.10976 | 0.22754 | -0.097174
| Biogenic refinery HHX water in temp [C] |  |  |  | 0.16456 | 0.12688 | 0.099802 | 0.15002 | 0.060114
| Biogenic refinery HHX ambient temp [C] |  |  |  | -0.042748 | -0.015374 | -0.055902 | -0.012373 | -0.12113
Biogenic refinery hhxdryer-A12 | Biogenic refinery hhxdryer drying energy demand [kW] |  |  |  | 0.081344 | 0.16998 | 0.032955 | 0.14415 | -0.024842
| Biogenic refinery hhxdryer drying co2 emissions [% of total C] |  |  |  | 0.061026 | 0.081044 | 0.011569 | 0.076976 | 0.026583
| Biogenic refinery hhxdryer drying ch4 emissions [% of total C] |  |  |  | 0.0013201 | -0.11173 | -0.040036 | -0.12995 | -0.011845
| Biogenic refinery hhxdryer drying nh3 emissions [% of total N] |  |  |  | -0.0094209 | 0.00028803 | -0.052205 | 0.034395 | -0.10079
| Biogenic refinery hhxdryer nh3 to n2o [% of NH3] |  |  |  | -0.016958 | 0.028899 | -0.0014041 | 0.080768 | -0.030831
| Biogenic refinery hhxdryer energy required to dry sludge [MJ/kg water] |  |  |  | -0.047561 | -0.076208 | -0.11334 | -0.021782 | -0.12403
| Biogenic refinery hhxdryer ambient temp [C] |  |  |  | -0.046061 | -0.029991 | -0.14847 | -0.014761 | -0.079136
| Biogenic refinery hhxdryer dryer heat transfer coeff [MJ / (h m2 K)] |  |  |  | 0.203 | -0.036244 | 0.20558 | -0.15291 | 0.19873
| Biogenic refinery hhxdryer water out temp [C] |  |  |  | 0.024602 | -0.13231 | -0.068755 | -0.15138 | -0.14986
| Biogenic refinery hhxdryer carbon COD ratio [g C*g COD-1] |  |  |  | 0.051341 | -0.014941 | -0.013801 | -0.026919 | -0.014629
Pit latrine-A2 | Max ch4 emission [g CH4/g COD] |  |  |  | 0.088149 | 0.21947 | 0.10418 | 0.14887 | 0.076652
| Full degradation time [yr] |  |  |  | -0.065587 | -0.23386 | -0.22466 | -0.1886 | -0.047681
| Log degradation [-] |  |  |  | -0.051581 | -0.014749 | -0.0029643 | -0.087921 | 0.073807
| Plastic density [kg/m2] |  |  |  | 0.060978 | 0.19717 | 0.13276 | 0.20848 | 0.14097
| Brick density [kg/m3] |  |  |  | 0.015506 | 0.11533 | 0.038608 | 0.19209 | 0.0037924
| SS sheet density [kg/m2] |  |  |  | -0.071239 | 0.065551 | -0.13006 | 0.08348 | -0.15191
| Gravel density [kg/m3] |  |  |  | 0.0058806 | -0.0047525 | 0.011713 | 0.019094 | -0.0039724
| Sand density [kg/m3] |  |  |  | -0.034287 | 0.12061 | 0.044512 | 0.11479 | 0.0406
| Steel density [kg/m3] |  |  |  | -0.055782 | 0.14424 | 0.024602 | 0.18793 | -0.10812
TEA | Price factor [-] |  |  |  | 0.0094209 | 0.012433 | 0.073723 | -0.046901 | 0.080408
| Polymer price [USD/kg polymer] |  |  |  | -0.022418 | 0.086349 | -0.032271 | 0.11022 | 0.039172
| Resin price [USD/kg resin] |  |  |  | 0.014965 | -0.11113 | 0.011401 | -0.10788 | 0.071719
| Filter bag price [USD/kg filter bag] |  |  |  | -0.072847 | -0.0388 | -0.20334 | 0.01991 | -0.26445
LCA | CH4 CF [kg CO2-eq/kg CH4] |  |  |  | 0.010717 | 0.22791 | 0.047501 | 0.18146 | 0.050213
| CH4 ecosystems CF [points/kg CH4] |  |  |  | 0.076352 | 0.11244 | 0.076484 | 0.1152 | 0.03904
| CH4 health CF [points/kg CH4] |  |  |  | -0.018038 | 0.065515 | -0.096118 | 0.18982 | -0.15752
| N2O CF [kg CO2-eq/kg N2O] |  |  |  | 0.019058 | -0.11596 | -0.0086769 | -0.094701 | 0.015146
| N2O ecosystems CF [points/kg N2O] |  |  |  | 0.027507 | 0.013741 | 0.10911 | 0.011785 | 0.1395
| N2O health CF [points/kg N2O] |  |  |  | -0.016742 | -0.010609 | 0.0052205 | -0.048917 | 0.036436
| Polymer CF [kg CO2-eq/kg N] |  |  |  | -0.01997 | -0.10418 | -0.079904 | -0.11516 | -0.067831
| Polymer ecosystems CF [points/kg N] |  |  |  | -0.073555 | 0.043816 | -0.036736 | 0.072739 | -0.073627
| Polymer health CF [points/kg N] |  |  |  | 0.14637 | 0.078848 | 0.086001 | 0.077864 | 0.0442
| Polymer resources CF [points/kg N] |  |  |  | 0.01853 | -0.00088809 | 0.036448 | -0.038188 | 0.035224
| Resin CF [kg CO2-eq/kg N] |  |  |  | 0.0073807 | -0.069955 | -0.053609 | -0.038908 | -0.014521
| Resin ecosystems CF [points/kg N] |  |  |  | -0.073579 | 0.10017 | -0.060846 | 0.096394 | -0.013837
| Resin health CF [points/kg N] |  |  |  | 0.089649 | 0.2123 | 0.1005 | 0.22322 | 0.048137
| Resin resources CF [points/kg N] |  |  |  | 0.085209 | -0.071539 | 0.13152 | -0.050309 | 0.111
| Filter bag CF [kg CO2-eq/kg N] |  |  |  | 0.11608 | 0.0067927 | 0.13678 | 0.039808 | 0.14191
| Filter bag ecosystems CF [points/kg N] |  |  |  | 0.082484 | 0.11563 | 0.073291 | 0.1429 | 0.014749
| Filter bag health CF [points/kg N] |  |  |  | 0.013213 | -0.020318 | 0.0034923 | -0.013225 | 0.038596
| Filter bag resources CF [points/kg N] |  |  |  | 0.084068 | 0.094797 | 0.090861 | 0.079712 | 0.086073
| N fertilizer CF [kg CO2-eq/kg N] |  |  |  | -0.073615 | -0.05925 | -0.052265 | 0.018374 | -0.098602
| N fertilizer ecosystems CF [points/kg N] |  |  |  | -0.16038 | -0.1922 | -0.11189 | -0.1452 | -0.082808
| N fertilizer health CF [points/kg N] |  |  |  | 0.19034 | 0.16764 | 0.076052 | 0.10772 | 0.076868
| N fertilizer resources CF [points/kg N] |  |  |  | -0.20048 | -0.039124 | -0.16811 | 0.050069 | -0.18332
| P fertilizer CF [kg CO2-eq/kg P] |  |  |  | -0.011053 | -0.085209 | 0.038128 | -0.093897 | 0.042652
| P fertilizer ecosystems CF [points/kg P] |  |  |  | -0.068203 | -0.16865 | -0.13387 | -0.10512 | -0.05877
| P fertilizer health CF [points/kg P] |  |  |  | -0.082412 | -0.10735 | -0.14353 | -0.022286 | -0.018158
| P fertilizer resources CF [points/kg P] |  |  |  | -0.18897 | -0.15753 | -0.16455 | -0.050165 | -0.16024
| K fertilizer CF [kg CO2-eq/kg K] |  |  |  | -0.20786 | -0.084716 | -0.3092 | 0.016682 | -0.26197
| K fertilizer ecosystems CF [points/kg K] |  |  |  | -0.063078 | 0.032187 | -0.033423 | -0.034047 | 0.055038
| K fertilizer health CF [points/kg K] |  |  |  | -0.10509 | -0.089889 | -3.6004e-05 | -0.083864 | -0.0082208
| K fertilizer resources CF [points/kg K] |  |  |  | -0.045137 | -0.16078 | -0.13102 | -0.18263 | -0.1138
| Conc nh3 fertilizer CF [kg CO2-eq/kg conc_NH3] |  |  |  | -0.065635 | -0.0051005 | -0.090957 | -0.013105 | -0.03592
| Conc nh3 fertilizer ecosystems CF [points/kg conc_NH3] |  |  |  | 0.11161 | -0.12395 | 0.086373 | -0.085977 | 0.077324
| Conc nh3 fertilizer health CF [points/kg conc_NH3] |  |  |  | 0.10527 | 0.15993 | 0.094113 | 0.18098 | 0.068263
| Conc nh3 fertilizer resources CF [points/kg conc_NH3] |  |  |  | 0.0093009 | 0.095566 | -0.0066367 | 0.076976 | 0.018038
| Struvite fertilizer CF [kg CO2-eq/kg struvite] |  |  |  | -0.031191 | -0.03718 | -0.07598 | -0.037804 | -0.059466
| Struvite fertilizer ecosystems CF [points/kg struvite] |  |  |  | 0.12926 | 0.061518 | 0.078512 | 0.022826 | 0.013813
| Struvite fertilizer health CF [points/kg struvite] |  |  |  | 0.11404 | 0.0049325 | 0.13627 | -0.009913 | 0.033027
| Struvite fertilizer resources CF [points/kg struvite] |  |  |  | 0.22559 | 0.052373 | 0.15104 | -0.017102 | 0.10401
| Biochar CF [kg CO2-eq/kg biochar] |  |  |  | -0.045389 | 0.019862 | -0.12043 | 0.099082 | -0.16332
| Biochar ecosystems CF [points/kg biochar] |  |  |  | 0.11243 | 0.09667 | 0.049565 | 0.050465 | 0.071551
| Biochar health CF [points/kg biochar] |  |  |  | 0.07562 | 0.12488 | 0.00050405 | 0.054221 | 0.013573
| Excavation-Global warming [kg CO2-eq/m3] |  |  |  | 0.018422 | 0.021974 | 0.00038404 | 0.058866 | 0.042544
| Brick-Global warming [kg CO2-eq/kg] |  |  |  | -0.16941 | -0.086985 | -0.16468 | -0.075032 | -0.10523
| Cement-Global warming [kg CO2-eq/kg] |  |  |  | -0.015434 | 0.068107 | -0.042676 | 0.017306 | -0.040468
| Concrete-Global warming [kg CO2-eq/m3] |  |  |  | 0.017654 | -0.06375 | -0.053849 | -0.068935 | -0.067519
| Gravel-Global warming [kg CO2-eq/kg] |  |  |  | 0.11597 | 0.0067087 | 0.029343 | -0.01787 | -0.024218
| Plastic-Global warming [kg CO2-eq/kg] |  |  |  | -0.050345 | -0.095482 | 0.0019922 | -0.099238 | 0.01925
| Sand-Global warming [kg CO2-eq/kg] |  |  |  | -0.017222 | -0.045737 | 0.014401 | -0.05997 | -0.035536
| Stainless steel-global warming [kg CO2-eq/kg] |  |  |  | -0.0051965 | 0.0041284 | -0.089721 | 0.011569 | -0.18513
| Stainless steel sheet-global warming [kg CO2-eq/kg] |  |  |  | -0.080972 | 0.013417 | -0.14239 | 0.045641 | -0.1052
| Steel-Global warming [kg CO2-eq/kg] |  |  |  | -0.089433 | -0.12305 | -0.059718 | -0.13762 | -0.06159
| Wood-Global warming [kg CO2-eq/m3] |  |  |  | -0.090621 | 0.11282 | -0.091125 | 0.15986 | -0.14428
| Trucking-Global warming [kg CO2-eq/tonne*km] |  |  |  | 0.03688 | -0.045521 | 0.067459 | -0.10547 | 0.049637
| Electric motor-global warming [kg CO2-eq/ea] |  |  |  | 0.13031 | -0.14201 | 0.069163 | -0.11711 | 0.072499
| Electronics-Global warming [kg CO2-eq/kg] |  |  |  | 0.020282 | 0.1163 | -0.00080408 | 0.10179 | -0.027687
| Catalytic converter-global warming [kg CO2-eq/ea] |  |  |  | -0.23435 | -0.1525 | -0.17887 | -0.084608 | -0.13962
| Oil heat exchanger-global warming [kg CO2-eq/ea] |  |  |  | 0.23066 | 0.1223 | 0.27023 | 0.03532 | 0.27783
| Pump-Global warming [kg CO2-eq/ea] |  |  |  | 0.011149 | 0.021326 | 0.038416 | -0.022994 | -0.0014881
| Hydronic heat exchanger-global warming [kg CO2-eq/ea] |  |  |  | -0.15267 | -0.15675 | -0.069127 | -0.16342 | -0.022058
| Electric connectors-global warming [kg CO2-eq/kg] |  |  |  | 0.044392 | 0.034359 | 0.042556 | 0.045881 | 0.024782
| Electric cables-global warming [kg CO2-eq/m] |  |  |  | -0.1074 | 0.091593 | -0.042964 | 0.16176 | -0.088389
| PVC-Global warming [kg CO2-eq/kg] |  |  |  | -0.034203 | 0.10481 | -0.12526 | 0.1251 | -0.12876
| PE-Global warming [kg CO2-eq/kg] |  |  |  | 0.054809 | -0.10404 | 0.1179 | -0.19063 | 0.15371
| Polymer-Global warming [kg CO2-eq/kg] |  |  |  | 0.012385 | -0.073087 | 0.020234 | -0.036652 | 0.04006
| Cationic resin-global warming [kg CO2-eq/kg] |  |  |  | -0.11596 | 0.0059406 | -0.16928 | 0.088293 | -0.23609
| Ceramic-Global warming [kg CO2-eq/kg] |  |  |  | 0.10885 | -0.0081128 | -0.015062 | -0.049433 | -0.0041884
| Fan-Global warming [kg CO2-eq/kg] |  |  |  | -0.085317 | -0.073351 | -0.066451 | -0.013705 | -0.11114
| Excavation-H ecosystems [kg CO2-eq/m3] |  |  |  | 0.092637 | 0.12158 | 0.014785 | 0.14879 | -0.011113
| Brick-H ecosystems [kg CO2-eq/kg] |  |  |  | -0.053837 | -0.10964 | -0.024566 | -0.12665 | 0.041788
| Cement-H ecosystems [kg CO2-eq/kg] |  |  |  | 0.21794 | 0.14592 | 0.25824 | 0.067003 | 0.18556
| Concrete-H ecosystems [kg CO2-eq/m3] |  |  |  | -0.03682 | -0.099778 | -0.0054845 | -0.069871 | 0.044416
| Gravel-H ecosystems [kg CO2-eq/kg] |  |  |  | 0.17019 | 0.080924 | 0.057858 | 0.037096 | 0.01751
| Plastic-H ecosystems [kg CO2-eq/kg] |  |  |  | -0.021086 | -0.044368 | -0.025371 | -0.042928 | -0.040732
| Sand-H ecosystems [kg CO2-eq/kg] |  |  |  | -0.080552 | -0.029811 | -0.027123 | -0.012865 | -0.072523
| Stainless steel-h ecosystems [kg CO2-eq/kg] |  |  |  | 0.11064 | 0.056994 | 0.062262 | 0.088353 | 0.045149
| Stainless steel sheet-h ecosystems [kg CO2-eq/kg] |  |  |  | 0.037084 | -0.011377 | 0.075872 | -0.058902 | 0.05883
| Steel-H ecosystems [kg CO2-eq/kg] |  |  |  | 0.075164 | 0.14401 | 0.16588 | 0.08216 | 0.10166
| Wood-H ecosystems [kg CO2-eq/m3] |  |  |  | -0.040408 | -0.059106 | -0.062706 | -0.016478 | -0.071887
| Trucking-H ecosystems [kg CO2-eq/tonne*km] |  |  |  | 0.079784 | 0.16914 | 0.16812 | 0.11833 | 0.14962
| Electric motor-h ecosystems [kg CO2-eq/ea] |  |  |  | -0.10056 | -0.015902 | -0.0057486 | -0.027891 | 0.074827
| Electronics-H ecosystems [kg CO2-eq/kg] |  |  |  | 0.052553 | -0.079904 | 0.15488 | -0.12574 | 0.13577
| Catalytic converter-h ecosystems [kg CO2-eq/ea] |  |  |  | -0.05637 | 0.01997 | 0.02177 | 0.014377 | 0.061182
| Oil heat exchanger-h ecosystems [kg CO2-eq/ea] |  |  |  | -0.035176 | 0.023702 | 0.0037444 | 0.095002 | -0.056382
| Pump-H ecosystems [kg CO2-eq/ea] |  |  |  | -0.024326 | 0.035368 | 0.091413 | 0.043936 | 0.12281
| Hydronic heat exchanger-h ecosystems [kg CO2-eq/ea] |  |  |  | -0.011569 | -0.031479 | -0.14803 | -0.0043324 | -0.1423
| Electric connectors-h ecosystems [kg CO2-eq/kg] |  |  |  | -0.0070207 | -0.167 | -0.063882 | -0.17678 | 0.013189
| Electric cables-h ecosystems [kg CO2-eq/m] |  |  |  | -0.029847 | 0.14022 | -0.03622 | 0.17863 | -0.10459
| PVC-H ecosystems [kg CO2-eq/kg] |  |  |  | -0.015506 | -0.035668 | 0.029487 | -0.079844 | 0.026763
| PE-H ecosystems [kg CO2-eq/kg] |  |  |  | -0.13227 | 0.035428 | 0.0010681 | 0.038296 | 0.035224
| Polymer-H ecosystems [kg CO2-eq/kg] |  |  |  | 0.063462 | 0.23573 | 0.13379 | 0.20408 | 0.049361
| Cationic resin-h ecosystems [kg CO2-eq/kg] |  |  |  | -0.0039964 | -0.081656 | -0.088377 | -0.065911 | -0.099538
| Ceramic-H ecosystems [kg CO2-eq/kg] |  |  |  | -0.087069 | 0.092997 | -0.093477 | 0.13615 | -0.069847
| Fan-H ecosystems [kg CO2-eq/kg] |  |  |  | 0.038776 | -0.093585 | 0.068851 | -0.10701 | 0.061662
| Excavation-H health [kg CO2-eq/m3] |  |  |  | -0.074059 | 0.17849 | 0.062022 | 0.23598 | -0.014833
| Brick-H health [kg CO2-eq/kg] |  |  |  | -0.052709 | 0.18065 | -0.10788 | 0.27495 | -0.14235
| Cement-H health [kg CO2-eq/kg] |  |  |  | -0.084596 | 0.017942 | -0.045101 | 0.029151 | -0.062526
| Concrete-H health [kg CO2-eq/m3] |  |  |  | 0.048833 | -0.0054605 | 0.048197 | -0.09901 | 0.15252
| Gravel-H health [kg CO2-eq/kg] |  |  |  | -0.13668 | -0.065959 | -0.12493 | -0.050765 | -0.058026
| Plastic-H health [kg CO2-eq/kg] |  |  |  | 0.088917 | 0.018902 | -0.019166 | -0.039448 | -0.032775
| Sand-H health [kg CO2-eq/kg] |  |  |  | -0.097438 | -0.10941 | -0.053981 | -0.075056 | -0.071323
| Stainless steel-h health [kg CO2-eq/kg] |  |  |  | 0.012937 | 0.01787 | -0.029811 | -0.012877 | -0.0028323
| Stainless steel sheet-h health [kg CO2-eq/kg] |  |  |  | 0.019322 | -0.10039 | -0.015386 | -0.11189 | -0.0028803
| Steel-H health [kg CO2-eq/kg] |  |  |  | 0.13744 | 0.1023 | 0.14733 | 0.055614 | 0.22421
| Wood-H health [kg CO2-eq/m3] |  |  |  | 0.067231 | -0.064482 | 0.15711 | -0.084308 | 0.20619
| Trucking-H health [kg CO2-eq/tonne*km] |  |  |  | 0.16842 | -0.014185 | 0.17769 | -0.061482 | 0.1612
| Electric motor-h health [kg CO2-eq/ea] |  |  |  | 0.034299 | 0.034587 | 0.0088209 | 0.01949 | 0.080744
| Electronics-H health [kg CO2-eq/kg] |  |  |  | 0.22142 | 0.038404 | 0.19053 | 0.0042604 | 0.16976
| Catalytic converter-h health [kg CO2-eq/ea] |  |  |  | -0.015638 | 0.012769 | -0.019718 | 0.012541 | 0.041236
| Oil heat exchanger-h health [kg CO2-eq/ea] |  |  |  | 0.15573 | 0.0044884 | 0.085725 | -0.022502 | 0.072031
| Pump-H health [kg CO2-eq/ea] |  |  |  | -0.058782 | 0.0027243 | -0.039508 | 0.050957 | -0.051545
| Hydronic heat exchanger-h health [kg CO2-eq/ea] |  |  |  | 0.17307 | -0.054977 | 0.053645 | -0.044428 | 0.038476
| Electric connectors-h health [kg CO2-eq/kg] |  |  |  | -0.066487 | -0.19153 | -0.071947 | -0.22165 | 0.012913
| Electric cables-h health [kg CO2-eq/m] |  |  |  | -0.1089 | -0.16487 | -0.11608 | -0.13027 | -0.088377
| PVC-H health [kg CO2-eq/kg] |  |  |  | 0.1647 | 0.10801 | 0.13845 | -0.033975 | 0.12857
| PE-H health [kg CO2-eq/kg] |  |  |  | -0.021782 | 0.019238 | -0.11737 | 0.055878 | -0.081524
| Polymer-H health [kg CO2-eq/kg] |  |  |  | 0.16598 | 0.049745 | 0.079724 | 0.031923 | 0.071203
| Cationic resin-h health [kg CO2-eq/kg] |  |  |  | -0.18885 | -0.16362 | -0.16314 | -0.075044 | -0.076748
| Ceramic-H health [kg CO2-eq/kg] |  |  |  | -0.23436 | -0.13599 | -0.17068 | -0.077372 | -0.1271
| Fan-H health [kg CO2-eq/kg] |  |  |  | 0.02261 | 0.064614 | 0.041092 | 0.059754 | 0.041896
| Excavation-H resources [kg CO2-eq/m3] |  |  |  | 0.082424 | 0.080612 | 0.11686 | -0.028311 | 0.10923
| Brick-H resources [kg CO2-eq/kg] |  |  |  | -0.092145 | -0.036832 | -0.093273 | 0.011821 | -0.049133
| Cement-H resources [kg CO2-eq/kg] |  |  |  | -0.042172 | -0.034875 | -0.11381 | 0.028011 | -0.044332
| Concrete-H resources [kg CO2-eq/m3] |  |  |  | 0.032043 | 0.13767 | 0.060906 | 0.11596 | 0.050741
| Gravel-H resources [kg CO2-eq/kg] |  |  |  | 0.12865 | 0.070327 | 0.11646 | -0.035716 | 0.11496
| Plastic-H resources [kg CO2-eq/kg] |  |  |  | 0.050705 | 0.075668 | 0.075104 | 0.077756 | 0.052553
| Sand-H resources [kg CO2-eq/kg] |  |  |  | 0.047873 | 0.014197 | 0.026223 | -0.010141 | -0.042052
| Stainless steel-h resources [kg CO2-eq/kg] |  |  |  | 0.17764 | -0.079052 | 0.11375 | -0.16502 | 0.16446
| Stainless steel sheet-h resources [kg CO2-eq/kg] |  |  |  | 0.065971 | 0.032163 | -0.0075728 | 0.082196 | -0.077252
| Steel-H resources [kg CO2-eq/kg] |  |  |  | 0.067363 | -0.051917 | 0.029151 | -0.068719 | -0.020906
| Wood-H resources [kg CO2-eq/m3] |  |  |  | -0.015158 | 0.040072 | 0.0022322 | 0.026847 | -0.01901
| Trucking-H resources [kg CO2-eq/tonne*km] |  |  |  | 0.022034 | 0.083624 | 0.034923 | 0.042772 | 0.05517
| Electric motor-h resources [kg CO2-eq/ea] |  |  |  | 0.11797 | 0.17655 | 0.14201 | 0.20973 | 0.030843
| Electronics-H resources [kg CO2-eq/kg] |  |  |  | -0.089565 | -0.053033 | -0.063102 | -0.047585 | -0.035404
| Catalytic converter-h resources [kg CO2-eq/ea] |  |  |  | -0.061038 | 0.015998 | -0.16204 | 0.0072247 | -0.20568
| Oil heat exchanger-h resources [kg CO2-eq/ea] |  |  |  | 0.089049 | -0.077744 | 0.050177 | -0.050693 | 0.10736
| Pump-H resources [kg CO2-eq/ea] |  |  |  | 0.067291 | -0.1366 | 0.09919 | -0.21584 | 0.12389
| Hydronic heat exchanger-h resources [kg CO2-eq/ea] |  |  |  | -0.012685 | -0.096658 | 0.047537 | -0.098374 | 0.063246
| Electric connectors-h resources [kg CO2-eq/kg] |  |  |  | 0.15256 | -0.027555 | 0.06321 | -0.043852 | 0.10779
| Electric cables-h resources [kg CO2-eq/m] |  |  |  | 0.060498 | 0.11002 | 0.030939 | 0.095302 | 0.040048
| PVC-H resources [kg CO2-eq/kg] |  |  |  | -0.099226 | 0.0042484 | 0.0011521 | -0.010861 | -0.038776
| PE-H resources [kg CO2-eq/kg] |  |  |  | 0.19993 | 0.15112 | 0.19309 | 0.058482 | 0.20907
| Polymer-H resources [kg CO2-eq/kg] |  |  |  | 0.046121 | 0.12301 | 0.17077 | 0.048761 | 0.046481
| Cationic resin-h resources [kg CO2-eq/kg] |  |  |  | -0.1596 | -0.070147 | -0.1663 | -0.061002 | -0.069667
| Ceramic-H resources [kg CO2-eq/kg] |  |  |  | -0.062742 | 0.056322 | -0.035704 | 0.12586 | -0.033003
| Fan-H resources [kg CO2-eq/kg] |  |  |  | -0.065503 | -0.029763 | -0.095434 | 0.043528 | -0.065767
Pit latrine-A2 | Pit latrine toilet paper [kg/cap/hr] |  |  |  | -0.030867 | -0.050825 | 0.025863 | -0.12137 | 0.048053
| Pit latrine flushing water [kg/cap/hr] |  |  |  | 0.13056 | 0.28928 | 0.22405 | 0.29597 | 0.13453
| Pit latrine cleansing water [kg/cap/hr] |  |  |  | 0.23723 | 0.12527 | 0.30592 | 0.030903 | 0.29539
| Pit latrine desiccant V [m3/cap/hr] |  |  |  | -0.00046805 | 0.17078 | 0.08336 | 0.15549 | 0.0409
| Pit latrine desiccant rho [kg/m3] |  |  |  | 0.046025 | 0.044452 | -0.066199 | 0.047141 | -0.087093
| Pit latrine COD max decay [fraction of oxygen demand removal] |  |  |  | -0.12841 | 0.10604 | -0.027819 | 0.19544 | -0.099142
| Pit latrine N max decay [fraction of N removal after N leaching] |  |  |  | -0.051725 | 0.00060006 | 0.0025203 | 0.030471 | -0.011893
| Pit latrine MCF aq [fraction of anaerobic conversion of degraded COD] |  |  |  | -0.12852 | -0.047657 | -0.060618 | 0.040336 | -0.031995
| Pit latrine n2o EF aq [fraction of N emitted as N2O] |  |  |  | 0.16437 | -0.01817 | 0.1654 | -0.086313 | 0.15909
| Pit latrine emptying period [yr] |  |  |  | 0.072043 | 0.31528 | 0.21669 | 0.34056 | 0.088497
| Pit latrine sludge accum rate [L/cap/yr] |  |  |  | 0.15531 | 0.092025 | -0.0085329 | 0.10051 | -0.086553
| Pit latrine N leaching [fraction of N input] |  |  |  | -0.18237 | 0.035368 | 0.1032 | 0.013153 | 0.15372
| Pit latrine P leaching [fraction of P input] |  |  |  | 0.2213 | 0.086541 | 0.29385 | 0.023066 | 0.32048
| Pit latrine K leaching [fraction of K input] |  |  |  | 0.0848 | -0.06045 | 0.054413 | -0.09595 | 0.0057966
| Pit latrine N volatilization [fraction of N input] |  |  |  | -0.044092 | -0.044104 | -0.12392 | 0.0080768 | -0.15125
Trucking-A3 | Transportation loss [fraction] |  |  |  | 0.14401 | -0.015638 | 0.19641 | -0.12793 | 0.20487
| Transportation distance [km] |  |  |  | 0.09583 | -0.033927 | 0.01739 | -0.041776 | 0.10916
| Emptying fee [USD] |  |  |  | 0.0041284 | -0.069007 | 0.01841 | -0.073183 | 0.13323
Pit latrine-A2 | MCF decay [fraction of anaerobic conversion of degraded COD] |  |  |  | 0.051449 | 0.33911 | 0.22164 | 0.29962 | 0.24949
| N2O EF decay [fraction of N emitted as N2O] |  |  |  | -0.088317 | 0.13237 | -0.030891 | 0.21414 | -0.016394
| Pit latrine capital cost [USD] |  |  |  | -0.00085209 | 0.036964 | -0.080372 | 0.095638 | -0.033831
| Pit latrine operating cost [fraction of capital cost] |  |  |  | 0.084836 | -0.020198 | -0.10295 | 0.0038644 | -0.12901

## brA_BeijingChina
| Element | N recovery | P recovery | K recovery | TEA results | LCA results
| Metric | Total N [% N] | Total P [% P] | Total K [% K] | Annual net cost [USD/cap/yr] | GlobalWarming [kg CO2-eq/cap/yr] | H_Ecosystems [points/cap/yr] | H_Health [points/cap/yr] | H_Resources [points/cap/yr]
Element | Parameter
TEA | Operator daily wages [USD/d] |  |  |  | -0.02009 | -0.017222 | -0.034407 | 0.01589 | -0.067747
| Construction daily wages [USD/d] |  |  |  | 0.047249 | -0.0010681 | 0.067111 | -0.030363 | 0.073999
| NH3 fertilizer price [USD/kg N] |  |  |  | -0.0812 | -0.051545 | -0.1607 | 0.072199 | -0.14801
| Electricity price [$/kWh] |  |  |  | 0.071431 | 0.033111 | -0.048485 | 0.060654 | -0.049073
LCA | Electricity CF [kg CO2-eq/kWh] |  |  |  | -0.21469 | -0.12713 | -0.26761 | -0.047945 | -0.25793
| Electricity ecosystems CF [points/kWh] |  |  |  | 0.029007 | 0.15357 | 0.081032 | 0.12679 | 0.11312
| Electricity health CF [points/kWh] |  |  |  | 0.022718 | 0.071791 | -0.053633 | 0.10064 | -0.11369
| Electricity resources CF [points/kWh] |  |  |  | 0.059442 | 0.018938 | 0.01883 | 0.0072007 | -0.009961
Excretion-A1 | Excretion e cal [kcal/cap/d] |  |  |  | 0.037384 | 0.19138 | 0.074359 | 0.16607 | 0.10879
| Excretion p veg [g/cap/d] |  |  |  | 0.12853 | -0.046997 | -0.0087729 | -0.056718 | -0.074167
| Excretion p anim [g/cap/d] |  |  |  | -0.029571 | -0.18286 | -0.15182 | -0.17189 | -0.19154
| Excretion N prot [fraction] |  |  |  | 0.24026 | 0.012193 | 0.11038 | -0.050213 | 0.029607
| Excretion P prot v [fraction] |  |  |  | 0.033735 | -0.0025203 | -0.20227 | -0.024662 | -0.44826
| Excretion P prot a [fraction] |  |  |  | -0.19218 | -0.037348 | -0.17067 | 0.026283 | -0.23975
| Excretion K cal [g K/1000 kcal] |  |  |  | 0.0010801 | 0.022718 | 0.024806 | 0.0089049 | 0.096574
| Excretion N exc [fraction of intake] |  |  |  | 0.067351 | 0.033783 | 0.069427 | 0.081788 | 0.048137
| Excretion P exc [fraction of intake] |  |  |  | -0.02141 | 0.050657 | -0.063534 | 0.046229 | -0.089361
| Excretion K exc [fraction of intake] |  |  |  | -0.18175 | -0.081272 | -0.11172 | -0.075236 | -0.12629
| Excretion e exc [fraction of intake] |  |  |  | 0.10657 | 0.65252 | 0.078188 | 0.80376 | -0.025359
| Excretion N ur [fraction of total] |  |  |  | -0.091593 | 0.025683 | -0.0041644 | -0.013537 | 0.016034
| Excretion P ur [fraction of total] |  |  |  | -0.059334 | 0.08414 | -0.057774 | 0.16053 | 0.0046805
| Excretion K ur [fraction of total] |  |  |  | -0.010741 | -0.10251 | 0.020102 | -0.15531 | 0.026079
| Excretion e fec [fraction of total] |  |  |  | 0.025299 | 0.054125 | 0.065563 | 0.049181 | 0.046097
| Excretion N ur NH3 [fraction of total N in urine] |  |  |  | -0.055026 | 0.067447 | 0.013765 | 0.063522 | -0.0044404
| Excretion N fec NH3 [fraction of total N in feces] |  |  |  | -0.021026 | 0.055878 | 0.070411 | 0.055362 | 0.10871
| Excretion ur exc [g/cap/d] |  |  |  | 0.0064326 | 0.025935 | 0.025467 | 0.0058086 | 0.023942
| Excretion fec exc [g/cap/d] |  |  |  | -0.1279 | -0.071515 | -0.1321 | -0.026115 | -0.042148
| Excretion ur moi [fraction] |  |  |  | -0.16294 | -0.060738 | -0.20348 | -0.023234 | -0.16541
| Excretion fec moi [fraction] |  |  |  | 0.097366 | -0.079688 | 0.06321 | -0.10646 | 0.055974
| Excretion mg ur [g Mg/cap/d] |  |  |  | 0.10242 | -0.097282 | -0.0021602 | -0.11525 | -0.012013
| Excretion mg fec [g Mg/cap/d] |  |  |  | 0.072547 | 0.097258 | 0.18002 | 0.020102 | 0.20632
| Excretion ca ur [g Ca/cap/d] |  |  |  | 0.099046 | 0.057726 | 0.055038 | 0.098098 | 0.025923
| Excretion ca fec [g Ca/cap/d] |  |  |  | -0.040276 | 0.02087 | -0.0021242 | 0.092133 | 0.0054725
Pit latrine-A2 | Toilet density [household/toilet] |  |  |  | -0.26331 | -0.04276 | -0.25318 | 0.10207 | -0.19298
Biogenic refinery controls-A4 | Biogenic refinery controls icp controller board [USD] |  |  |  | 0.10837 | 0.029787 | 0.064026 | -0.023666 | 0.073255
| Biogenic refinery controls icp variable frequence drives [USD] |  |  |  | 0.13011 | 0.012025 | -0.014413 | 0.042676 | -0.025695
| Biogenic refinery controls icp power meter [USD] |  |  |  | -0.0818 | -0.041668 | 0.019874 | -0.053501 | 0.044332
| Biogenic refinery controls icp line filter [USD] |  |  |  | -0.18136 | -0.10639 | -0.10044 | -0.092409 | -0.0050045
| Biogenic refinery controls icp power meter transformer [USD] |  |  |  | 0.046541 | 0.025923 | 0.18755 | -0.0081848 | 0.21528
| Biogenic refinery controls icp touch screen [USD] |  |  |  | -0.032271 | -0.05835 | -0.015026 | -0.12058 | 0.033075
| Biogenic refinery controls electrician replacecables icp [nan] |  |  |  | 0.088149 | -0.019514 | 0.028779 | -0.10218 | -0.020306
| Biogenic refinery controls electrician replacewires icp [nan] |  |  |  | -0.096706 | -0.0032043 | -0.13055 | 0.020306 | -0.12829
| Biogenic refinery controls service team replacetouchscreen icp [nan] |  |  |  | -0.028227 | 0.1019 | -0.016646 | 0.10319 | -0.024374
| Biogenic refinery controls facility manager configurevariable icp [nan] |  |  |  | -0.13103 | -0.058362 | -0.087873 | -0.042124 | -0.045065
| Biogenic refinery controls biomass controls replaceboard icp [nan] |  |  |  | 0.11118 | 0.095026 | 0.10009 | 0.05883 | 0.13261
| Biogenic refinery controls biomass controls codemalfunctioning icp [nan] |  |  |  | 0.064122 | 0.20379 | 0.06255 | 0.21582 | 0.067987
| Biogenic refinery controls frequency corrective maintenance [y / occurance] |  |  |  | -0.019766 | -0.10143 | -0.038428 | -0.062082 | -0.046937
| Biogenic refinery controls service team wages [usd per cap per hr] |  |  |  | -0.05883 | 0.043276 | 0.05829 | 0.02309 | 0.061434
| Biogenic refinery controls certified electrician wages [usd per cap per hr] |  |  |  | 0.10518 | -0.038824 | 0.11976 | -0.074635 | 0.11784
| Biogenic refinery controls facility manager wages [usd per cap per hr] |  |  |  | 0.15215 | 0.07898 | 0.10758 | -0.00010801 | 0.05895
| Biogenic refinery controls biomass controls wages [usd per cap per hr] |  |  |  | 0.030639 | 0.047873 | -0.010069 | 0.0051245 | -0.026595
Biogenic refinery housing-A5 | Biogenic refinery housing container20ft cost [USD] |  |  |  | -0.059238 | -0.0055926 | -0.031719 | 0.038236 | 0.034839
| Biogenic refinery housing container40ft cost [USD] |  |  |  | 0.17843 | -0.098962 | 0.092373 | -0.15417 | 0.070267
| Biogenic refinery housing stainless steel housing [USD per m2] |  |  |  | -0.14077 | 0.037492 | -0.083924 | 0.12462 | -0.036748
| Biogenic refinery housing concrete cost [USD per m3] |  |  |  | -0.00063606 | 0.082412 | 0.17176 | 0.00064806 | 0.2187
| Biogenic refinery housing concrete thickness [m] |  |  |  | -0.078248 | -0.053729 | -0.054965 | 0.02249 | -0.037936
| Biogenic refinery housing footprint [m2] |  |  |  | 0.0017642 | 0.11706 | -0.040924 | 0.16602 | -0.074311
Biogenic refinery screw press-A6 | Biogenic refinery screw press dewatering screw press cost [usd] |  |  |  | -0.043672 | -0.013849 | 0.077096 | -0.080228 | 0.092205
| Biogenic refinery screw press dewatering screw press steel [kg] |  |  |  | -0.02225 | 0.11278 | 0.025971 | 0.17903 | 0.046997
| Biogenic refinery screw press dewatering energy demand [kwh/kg solids] |  |  |  | -0.024518 | -0.025179 | -0.052013 | -0.020558 | -0.021182
| Biogenic refinery screw press dewatering polymer dose [g/kg dry TS] |  |  |  | 0.10863 | 0.28296 | 0.19384 | 0.25291 | 0.1633
| Biogenic refinery screw press cake solids TS [fraction] |  |  |  | -0.066763 | -0.039604 | -0.017306 | -0.014161 | -0.024098
| Biogenic refinery screw press settled frac [fraction] |  |  |  | -0.058554 | 0.010969 | -0.014233 | 0.073543 | 0.010837
| Biogenic refinery screw press wwt cost [usd per m3] |  |  |  | -0.038608 | 0.013285 | -0.029823 | 0.0046685 | -0.047237
| Biogenic refinery screw press polymer cost [usd per kg] |  |  |  | -0.0041404 | 0.064422 | 0.091785 | 0.04048 | 0.18068
Liquid treatment bed-A7 | Liquid treatment bed tau [d] |  |  |  | -0.061146 | 0.077672 | 0.0051485 | 0.034671 | 0.0051845
| Liquid treatment bed COD max decay [% of total COD] |  |  |  | -0.11587 | 0.096082 | -0.091401 | 0.14548 | -0.089349
| Liquid treatment bed MCF decay [% anaerobic conversion of degraded COD] |  |  |  | 0.052133 | 0.054593 | 0.065371 | 0.011305 | 3.6004e-05
| Liquid treatment bed N max decay [% N removal] |  |  |  | -0.054341 | 0.040984 | -0.08264 | 0.14153 | -0.081644
| Liquid treatment bed n2o EF decay [% of degraded N emitted as N2O] |  |  |  | 0.013381 | -0.013333 | -0.14398 | 0.049313 | -0.11335
| Liquid treatment bed bed H [m] |  |  |  | 0.0058806 | 0.17577 | 0.02027 | 0.17593 | -0.0069127
| Liquid treatment bed concrete thickness [m] |  |  |  | 0.0094209 | 0.016586 | -0.085425 | 0.019418 | -0.12731
Biogenic refinery carbonizer base-A8 | Biogenic refinery carbonizer base energy required to dry sludge [MJ/kg water] |  |  |  | -0.087201 | -0.12667 | -0.018134 | -0.15956 | 0.0034683
| Biogenic refinery carbonizer base dry feces heat of combustion [MJ/kg dry] |  |  |  | 0.047537 | 0.054593 | 0.060462 | 0.017486 | -0.013021
| Biogenic refinery carbonizer base pyrolysis pot cost cb [USD] |  |  |  | 0.072379 | 0.083792 | 0.075332 | 0.067387 | 0.047789
| Biogenic refinery carbonizer base char auger motor cost cb [USD] |  |  |  | 0.087021 | -0.0035044 | 0.15988 | 0.0070687 | 0.11485
| Biogenic refinery carbonizer base fuel auger motor cost cb [USD] |  |  |  | -0.10795 | -0.054737 | -0.021662 | -0.052013 | 0.053729
| Biogenic refinery carbonizer base primary air blower cost cb [USD] |  |  |  | 0.2327 | 0.10685 | 0.14599 | 0.063078 | 0.091365
| Biogenic refinery carbonizer base thermocouple cost cb pcd [USD] |  |  |  | -0.072019 | 0.0027483 | -0.025899 | -0.022898 | -0.014521
| Biogenic refinery carbonizer base thermistor cost cb pcd [USD] |  |  |  | -0.0010321 | 0.016226 | 0.03586 | 0.047285 | 0.042628
| Biogenic refinery carbonizer base forced air fan cost cb [USD] |  |  |  | 0.11682 | 0.07958 | 0.08252 | 0.013897 | 0.038392
| Biogenic refinery carbonizer base airlock motor cost cb [USD] |  |  |  | 0.084248 | -0.10615 | 0.0010201 | -0.19629 | 0.014137
| Biogenic refinery carbonizer base inducer fan cost cb [USD] |  |  |  | -0.13878 | -0.0053045 | -0.013045 | 0.0040564 | -0.0058686
| Biogenic refinery carbonizer base biochar collection box cost cb [USD] |  |  |  | -0.14903 | -0.061158 | -0.14441 | 0.0016682 | -0.10244
| Biogenic refinery carbonizer base chain guards cost cb [USD] |  |  |  | -0.035656 | 0.0079328 | -0.066367 | 0.016502 | -0.11708
| Biogenic refinery carbonizer base door cost cb [USD] |  |  |  | 0.015722 | -0.048029 | -0.0026763 | -0.069427 | 0.067051
| Biogenic refinery carbonizer base agitator cost cb [USD] |  |  |  | 0.087525 | -0.052637 | 0.043072 | -0.036292 | 0.053081
| Biogenic refinery carbonizer base combusion chamber cost cb [USD] |  |  |  | 0.061134 | 0.070951 | 0.16727 | 0.061518 | 0.1311
| Biogenic refinery carbonizer base sprayer cost cb [USD] |  |  |  | -0.13347 | 0.065803 | -0.026847 | 0.11731 | 0.031431
| Biogenic refinery carbonizer base vent cost cb [USD] |  |  |  | 0.0083888 | -0.26946 | -0.089577 | -0.28346 | -0.1219
| Biogenic refinery carbonizer base so2 emissions [mg/Nm3] |  |  |  | -0.092721 | 0.10236 | -0.039244 | 0.17303 | -0.066103
| Biogenic refinery carbonizer base CO emissions [mg/Nm3] |  |  |  | -0.028119 | -0.051929 | -0.01817 | -0.079436 | -0.047693
| Biogenic refinery carbonizer base hg emissions [mg/Nm3] |  |  |  | -0.035092 | -0.016034 | -0.024566 | 0.0036244 | -0.042652
| Biogenic refinery carbonizer base cd emissions [mg/Nm3] |  |  |  | 0.036856 | -0.011473 | -0.024626 | -0.05913 | -0.025611
| Biogenic refinery carbonizer base as emissions [mg/Nm3] |  |  |  | -0.10929 | -0.1556 | -0.11614 | -0.01865 | -0.11542
| Biogenic refinery carbonizer base dioxin furans emissions [ng/Nm3] |  |  |  | 0.084152 | 0.0028083 | 0.09607 | -0.040144 | 0.12217
| Biogenic refinery carbonizer base cb n2o emissions [% of total N] |  |  |  | -0.035788 | -0.087441 | -0.040996 | -0.11888 | 0.013921
| Biogenic refinery carbonizer base steel cost [USD/kg] |  |  |  | -0.0086289 | -0.018242 | 0.0067807 | 0.024902 | 0.05979
| Biogenic refinery carbonizer base stainless steel cost [USD/kg] |  |  |  | -0.0068167 | 0.087045 | 0.046793 | 0.093597 | 0.026163
| Biogenic refinery carbonizer base primary air blower lifetime cb [y] |  |  |  | 0.1477 | -0.12595 | 0.014377 | -0.20401 | -0.012565
| Biogenic refinery carbonizer base thermocouple lifetime cb 2pcd [y] |  |  |  | 0.0018002 | 0.054245 | -0.041296 | 0.054353 | -0.048665
| Biogenic refinery carbonizer base forced air fan lifetime cb [y] |  |  |  | 0.034371 | -0.16253 | 0.044008 | -0.14741 | 0.053573
| Biogenic refinery carbonizer base airlock motor lifetime cb [y] |  |  |  | 0.024914 | -0.031791 | -0.014089 | 0.0065407 | -0.033099
| Biogenic refinery carbonizer base inducer fan lifetime cb [y] |  |  |  | 0.15796 | 0.10406 | 0.13213 | 0.025863 | 0.11677
| Biogenic refinery carbonizer base service team replacegasket cb [min / corrective maintenance] |  |  |  | 0.19318 | 0.11071 | 0.24037 | 0.018674 | 0.17807
| Biogenic refinery carbonizer base service team replacedoor cb [min / corrective maintenance] |  |  |  | -0.098266 | -0.089553 | -0.035452 | -0.037552 | -0.028515
| Biogenic refinery carbonizer base service team replacechain cb [min / corrective maintenance] |  |  |  | -0.21849 | -0.10658 | -0.13479 | -0.10568 | -0.076844
| Biogenic refinery carbonizer base service team changefirepot cb [min / corrective maintenance] |  |  |  | 0.07748 | 0.14578 | 0.10455 | 0.11296 | 0.12074
| Biogenic refinery carbonizer base service team replacecharaugers cb [min / corrective maintenance] |  |  |  | 0.18188 | 0.027351 | 0.1624 | -0.078152 | 0.13053
| Biogenic refinery carbonizer base service team replacecatalyst pcd [min / corrective maintenance] |  |  |  | -0.12728 | 0.01967 | -0.066607 | 0.036196 | -0.065515
| Biogenic refinery carbonizer base service team replacebrick pcd [min / corrective maintenance] |  |  |  | 0.027003 | 0.045617 | 0.032103 | 0.08288 | 0.02447
| Biogenic refinery carbonizer base service team replacefuelauger pcd [min / corrective maintenance] |  |  |  | 0.07514 | 0.026031 | 0.02375 | 0.037564 | -0.010585
| Biogenic refinery carbonizer base service team replacewaterpump hhx [min / corrective maintenance] |  |  |  | 0.030711 | -0.053009 | -0.009781 | -0.084536 | -0.0014161
| Biogenic refinery carbonizer base service team purgewaterloop hhx [min / corrective maintenance] |  |  |  | -0.013369 | 0.01571 | -0.0073567 | 0.0373 | -0.046133
| Biogenic refinery carbonizer base service team replacecharmotor cb [min / corrective maintenance] |  |  |  | -0.032895 | 0.17818 | -0.033231 | 0.17324 | -0.075356
| Biogenic refinery carbonizer base service team replacefuelmotor cb [min / corrective maintenance] |  |  |  | 0.099298 | 0.12959 | 0.13912 | 0.09961 | 0.13474
| Biogenic refinery carbonizer base service team replaceblower cb [min / corrective maintenance] |  |  |  | -0.16738 | -0.20738 | -0.080732 | -0.18616 | -0.054197
| Biogenic refinery carbonizer base service team replacefan cb [min / corrective maintenance] |  |  |  | 0.075248 | 0.021518 | 0.10028 | -0.036172 | 0.11938
| Biogenic refinery carbonizer base service team replaceo2sensor pcd [min / corrective maintenance] |  |  |  | 0.012697 | 0.059742 | 0.040276 | 0.0012001 | 0.014053
| Biogenic refinery carbonizer base service team replacepaddleswitch cb [min / corrective maintenance] |  |  |  | -0.10903 | 0.2039 | 0.0755 | 0.20467 | 0.075632
| Biogenic refinery carbonizer base service team replaceairlock cb [min / corrective maintenance] |  |  |  | 0.13057 | 0.22506 | 0.1268 | 0.17967 | 0.05613
| Biogenic refinery carbonizer base service team greasebearing cb [min / month] |  |  |  | 0.048545 | 0.11854 | 0.089541 | 0.11045 | 0.11974
| Biogenic refinery carbonizer base service team tighten cb [min / month] |  |  |  | -0.028143 | -0.051401 | -0.020222 | -0.049181 | -0.031827
| Biogenic refinery carbonizer base service team adjustdoor cb [min / month] |  |  |  | 0.021206 | -0.039232 | 0.027279 | -0.056214 | 0.028023
| Biogenic refinery carbonizer base service team adjustdoor pcd [min / month] |  |  |  | 0.15766 | 0.089193 | 0.094077 | 0.050513 | 0.091365
| Biogenic refinery carbonizer base service team adjustdoor hhx [min / month] |  |  |  | -0.26629 | -0.098902 | -0.18061 | -0.032175 | -0.11278
| Biogenic refinery carbonizer base frequency corrective maintenance [y / occurance] |  |  |  | -0.018794 | 0.030675 | 0.08144 | -0.026727 | 0.08054
| Biogenic refinery carbonizer base service team wages [usd per cap per hr] |  |  |  | -0.01907 | -0.21516 | -0.046541 | -0.25971 | 0.028851
| Biogenic refinery carbonizer base biochar calorific value [MJ/kg dry] |  |  |  | -0.00063606 | -0.0078608 | -0.031167 | 0.0084128 | 0.024074
| Biogenic refinery carbonizer base pyrolysis temp [C] |  |  |  | 0.078488 | 0.1363 | 0.10855 | 0.095602 | 0.20232
| Biogenic refinery carbonizer base pyrolysis C loss [fraction of total C] |  |  |  | -0.096778 | -0.12647 | -0.13183 | -0.058698 | -0.086649
| Biogenic refinery carbonizer base pyrolysis N loss [fraction of total N] |  |  |  | -0.020282 | 0.10487 | 0.01781 | 0.11533 | 0.027531
| Biogenic refinery carbonizer base pyrolysis K loss [fraction of total K] |  |  |  | 0.15062 | -0.051845 | 0.12359 | -0.10701 | 0.12556
| Biogenic refinery carbonizer base pyrolysis P loss [fraction of total P] |  |  |  | 0.023774 | -0.054149 | -0.067183 | -0.024638 | -0.11675
| Biogenic Refinery Carbonizer Base N to NH3 [fraction of N] |  |  |  | 0.11042 | 0.027051 | 0.13078 | -0.087129 | 0.15956
| Biogenic refinery carbonizer base N to HCNO [fraction of N] |  |  |  | 0.0041164 | -0.05883 | -0.035908 | -0.073075 | -0.081536
| Biogenic Refinery Carbonizer Base HCNO to NH3 [fraction of HCNO] |  |  |  | 0.012877 | -0.053789 | 0.03952 | -0.14903 | 0.017474
| Biogenic refinery carbonizer base nh3 to n2o [fraction of NH3] |  |  |  | -0.059166 | -0.17672 | -0.23268 | -0.095074 | -0.23424
| Biogenic refinery carbonizer base carbon COD ratio [g C*g COD-1] |  |  |  | -0.067987 | -0.1945 | -0.047273 | -0.19489 | 0.0091089
Biogenic refinery pollution control-A9 | Biogenic refinery pollution control o2 sensor cost pcd [USD] |  |  |  | 0.1068 | -0.05601 | 0.042628 | -0.15207 | 0.048125
| Biogenic refinery pollution control thermocouple cost cb pcd [USD] |  |  |  | 0.046349 | 0.22817 | 0.072811 | 0.19314 | -0.0016682
| Biogenic refinery pollution control thermistor cost cb pcd [USD] |  |  |  | 0.083576 | 0.0090009 | 0.017774 | 0.020522 | -0.018974
| Biogenic refinery pollution control input auger pcd [USD] |  |  |  | -0.06153 | -0.1197 | -0.037288 | -0.13653 | -0.037252
| Biogenic refinery pollution control input auger motor pcd [USD] |  |  |  | 0.085725 | 0.11726 | 0.082424 | 0.053837 | 0.038176
| Biogenic refinery pollution control catylist pcd [USD] |  |  |  | -0.27141 | -0.11842 | -0.16546 | -0.034935 | -0.067459
| Biogenic refinery pollution control catalyst access door pcd [USD] |  |  |  | 0.043876 | -0.11501 | -0.041872 | -0.16107 | -0.014581
| Biogenic refinery pollution control feedstock staging bin pcd [USD] |  |  |  | 0.089169 | 0.087333 | 0.083984 | 0.062778 | -0.011317
| Biogenic refinery pollution control temperature limit switch pcd [USD] |  |  |  | 0.02189 | 0.024878 | -0.029811 | 0.068659 | -0.086697
| Biogenic refinery pollution control airlock pcd [USD] |  |  |  | -0.053357 | -0.063642 | -0.025671 | -0.050909 | -0.026583
| Biogenic refinery pollution control steel cost [USD/kg] |  |  |  | -0.039448 | 0.0045125 | -0.052997 | 0.054641 | -0.055938
| Biogenic refinery pollution control stainless steel cost [USD/kg] |  |  |  | -0.31605 | -0.14915 | -0.38097 | -0.01781 | -0.4026
| Biogenic refinery pollution control service team replacecatalyst pcd [min / corrective maintenance] |  |  |  | -0.022514 | -0.053933 | -0.11062 | -0.049421 | -0.13445
| Biogenic refinery pollution control service team replacebrick pcd [min / corrective maintenance] |  |  |  | -0.019058 | -0.08114 | -0.078596 | -0.00031203 | -0.05907
| Biogenic refinery pollution control service team replaceo2sensor pcd [min / corrective maintenance] |  |  |  | -0.1538 | -0.01667 | -0.10274 | 0.076004 | -0.050609
| Biogenic refinery pollution control service team adjustdoor pcd [min / month] |  |  |  | 0.049565 | 0.019142 | 0.02435 | 0.01715 | 0.04204
| Biogenic refinery pollution control thermocouple lifetime cb 2pcd [y] |  |  |  | 0.047333 | 0.0072727 | -0.0070087 | 0.05529 | 0.03964
| Biogenic refinery pollution control frequency corrective maintenance [y / occurance] |  |  |  | 0.037564 | 0.11682 | -0.046721 | 0.11854 | -0.12449
| Biogenic refinery pollution control service team wages [usd per cap per hr] |  |  |  | 0.10376 | 0.026943 | 0.061674 | 0.037768 | 0.079184
| Biogenic refinery pollution control catalyst temp [C] |  |  |  | -0.027675 | -0.19077 | -0.12148 | -0.1689 | -0.08162
Biogenic refinery OHX-A10 | Biogenic refinery OHX orc cost [USD] |  |  |  | 0.019526 | -0.069463 | 0.010057 | -0.055218 | 0.057498
| Biogenic refinery OHX oil pump power [kW] |  |  |  | 0.086433 | 0.064086 | 0.059958 | 0.023138 | -0.013597
| Biogenic refinery OHX oil electrical energy generated [kW] |  |  |  | 0.048593 | -0.21234 | -0.095722 | -0.22913 | -0.074911
| Biogenic refinery OHX oil flowrate [L/min] |  |  |  | 0.11509 | 0.064674 | 0.023666 | 0.012769 | 0.025755
| Biogenic refinery OHX ohx temp [C] |  |  |  | -0.11455 | 0.02171 | -0.067603 | 0.085389 | -0.00042004
| Biogenic refinery OHX oil temp in [C] |  |  |  | -0.070471 | -0.05979 | -0.072799 | -0.056874 | -0.036256
| Biogenic refinery OHX oil temp out [C] |  |  |  | -0.094857 | -0.044272 | -0.11786 | 0.0071647 | -0.10607
| Biogenic refinery OHX amb temp [C] |  |  |  | -0.12349 | -0.089373 | -0.18548 | -0.021002 | -0.14446
Biogenic refinery HHX-A11 | Biogenic refinery HHX heat exchanger hydronic steel [kg] |  |  |  | -0.071395 | -0.056106 | -0.0060486 | -0.072571 | 0.016802
| Biogenic refinery HHX heat exchanger hydronic stainless [kg] |  |  |  | -0.077924 | -0.082436 | -0.078584 | -0.06123 | -0.095854
| Biogenic refinery HHX water pump power [kW] |  |  |  | 0.026715 | 0.11676 | -0.051113 | 0.126 | -0.051293
| Biogenic refinery HHX hhx inducer fan power [kW] |  |  |  | 0.059526 | 0.20445 | 0.06225 | 0.21079 | 0.055398
| Biogenic refinery HHX hhx stack [USD] |  |  |  | 0.12115 | 0.066715 | 0.14335 | 0.009865 | 0.14862
| Biogenic refinery HHX hhx stack thermocouple [USD] |  |  |  | -0.10557 | -0.15021 | -0.10743 | -0.084716 | -0.13267
| Biogenic refinery HHX hhx oxygen sensor [USD] |  |  |  | -0.070435 | 0.094809 | 0.088533 | 0.054173 | 0.068275
| Biogenic refinery HHX hhx inducer fan [USD] |  |  |  | 0.0054965 | -0.15039 | -0.013981 | -0.16025 | -0.054377
| Biogenic refinery HHX hhx flow meter [USD] |  |  |  | -0.10787 | 0.065575 | -0.13317 | 0.1309 | -0.12871
| Biogenic refinery HHX hhx pump [USD] |  |  |  | 0.075836 | 0.03664 | 0.095146 | -0.019634 | 0.076196
| Biogenic refinery HHX hhx water in thermistor [USD] |  |  |  | 0.18578 | 0.16234 | 0.21456 | 0.08246 | 0.22579
| Biogenic refinery HHX hhx water out thermistor [USD] |  |  |  | -0.23666 | -0.097942 | -0.16872 | -0.015086 | -0.14069
| Biogenic refinery HHX hhx load tank [USD] |  |  |  | 0.0051965 | -0.014317 | 0.027039 | -0.02345 | 0.034971
| Biogenic refinery HHX hhx expansion tank [USD] |  |  |  | -0.082952 | -0.18487 | -0.051089 | -0.14644 | -0.013537
| Biogenic refinery HHX hhx heat exchanger [USD] |  |  |  | -0.026187 | 0.056358 | -0.077552 | 0.076844 | -0.075668
| Biogenic refinery HHX hhx values [USD] |  |  |  | 0.1056 | 0.051449 | 0.027891 | -0.023918 | 0.00016802
| Biogenic refinery HHX hhx thermal well [USD] |  |  |  | 0.13849 | 0.074851 | 0.13156 | 0.048065 | 0.11478
| Biogenic refinery HHX hhx hot water tank [USD] |  |  |  | -0.071455 | -0.07832 | 0.017162 | -0.12739 | 0.082904
| Biogenic refinery HHX hhx overflow tank [USD] |  |  |  | -0.027003 | -0.052313 | -0.10325 | -0.026523 | -0.094245
| Biogenic refinery HHX steel cost [USD/kg] |  |  |  | -0.040576 | -0.032067 | -0.15358 | 0.036244 | -0.20887
| Biogenic refinery HHX stainless steel cost [USD/kg] |  |  |  | -0.16317 | 0.03508 | -0.18218 | 0.085533 | -0.21323
| Biogenic refinery HHX frequency corrective maintenance [y / occurance] |  |  |  | 0.1742 | 0.13901 | 0.12694 | 0.1231 | 0.01997
| Biogenic refinery HHX service team wages [usd per cap per hr] |  |  |  | -0.058638 | 0.05679 | -0.07922 | 0.1203 | -0.089289
| Biogenic refinery HHX service team adjustdoor hhx [min / month] |  |  |  | 0.064938 | -0.1035 | -0.087465 | -0.11837 | -0.069595
| Biogenic refinery HHX service team replacewaterpump hhx [min / corrective maintenance] |  |  |  | 0.030207 | -0.035368 | 0.0010201 | 0.0037204 | -0.074791
| Biogenic refinery HHX service team purgewaterloop hhx [min / corrective maintenance] |  |  |  | 0.055674 | 0.041512 | 0.05613 | 0.012865 | 0.04138
| Biogenic refinery HHX hhx temp [C] |  |  |  | -0.047153 | -0.067843 | -0.067471 | -0.037384 | 0.022718
| Biogenic refinery HHX water flowrate [L/min] |  |  |  | 0.16328 | 0.1297 | 0.16385 | 0.019046 | 0.069859
| Biogenic refinery HHX water out temp [C] |  |  |  | 0.075296 | 0.16276 | 0.12797 | 0.11305 | 0.072175
| Biogenic refinery HHX water in temp [C] |  |  |  | 0.0442 | -0.13229 | 0.10655 | -0.14531 | 0.10011
| Biogenic refinery HHX ambient temp [C] |  |  |  | 0.18227 | -0.095626 | 0.066931 | -0.21839 | 0.053261
Biogenic refinery hhxdryer-A12 | Biogenic refinery hhxdryer drying energy demand [kW] |  |  |  | -0.12184 | -0.14746 | -0.1293 | -0.18167 | -0.18973
| Biogenic refinery hhxdryer drying co2 emissions [% of total C] |  |  |  | -0.029163 | 0.028371 | -0.060522 | 0.091077 | -0.064122
| Biogenic refinery hhxdryer drying ch4 emissions [% of total C] |  |  |  | -0.088545 | 0.03946 | -0.12019 | 0.10262 | -0.12943
| Biogenic refinery hhxdryer drying nh3 emissions [% of total N] |  |  |  | 0.14795 | 0.019682 | 0.022886 | 0.031107 | -0.10646
| Biogenic refinery hhxdryer nh3 to n2o [% of NH3] |  |  |  | -0.088005 | -0.14213 | -0.051029 | -0.12796 | -0.010645
| Biogenic refinery hhxdryer energy required to dry sludge [MJ/kg water] |  |  |  | -0.009505 | -0.064146 | -0.057078 | -0.039676 | -0.12442
| Biogenic refinery hhxdryer ambient temp [C] |  |  |  | -0.0023882 | 0.14434 | 0.069883 | 0.1522 | 0.13505
| Biogenic refinery hhxdryer dryer heat transfer coeff [MJ / (h m2 K)] |  |  |  | -0.0018122 | -0.08438 | -0.11945 | -0.0056046 | -0.099586
| Biogenic refinery hhxdryer water out temp [C] |  |  |  | -0.0833 | -0.04216 | -0.11862 | 0.018254 | -0.071755
| Biogenic refinery hhxdryer carbon COD ratio [g C*g COD-1] |  |  |  | -0.11143 | 0.061986 | -0.088185 | 0.051785 | -0.1227
Pit latrine-A2 | Max ch4 emission [g CH4/g COD] |  |  |  | 0.073159 | 0.25917 | 0.16 | 0.20911 | 0.07508
| Full degradation time [yr] |  |  |  | -0.12976 | -0.31299 | -0.18418 | -0.34986 | -0.14613
| Log degradation [-] |  |  |  | 0.038908 | 0.25011 | 0.13423 | 0.25672 | 0.13339
| Plastic density [kg/m2] |  |  |  | 0.12355 | 0.099802 | 0.20584 | 0.0042124 | 0.20264
| Brick density [kg/m3] |  |  |  | 0.00079208 | -0.17375 | -0.02261 | -0.19344 | -0.025683
| SS sheet density [kg/m2] |  |  |  | -0.0090969 | 0.014857 | 0.10505 | -0.029751 | 0.15758
| Gravel density [kg/m3] |  |  |  | -0.10095 | -0.14152 | -0.072247 | -0.10148 | -0.0093129
| Sand density [kg/m3] |  |  |  | -0.034575 | -0.072055 | -0.087009 | -0.036244 | -0.12092
| Steel density [kg/m3] |  |  |  | 0.14795 | 0.076484 | 0.028815 | -0.00079208 | 0.0093849
TEA | Price factor [-] |  |  |  | -0.11987 | -0.13704 | -0.17947 | -0.0092889 | -0.25419
| Polymer price [USD/kg polymer] |  |  |  | -0.090477 | -0.14079 | -0.079112 | -0.070183 | -0.071527
| Resin price [USD/kg resin] |  |  |  | 0.060426 | -0.10353 | 0.016394 | -0.1053 | 0.05775
| Filter bag price [USD/kg filter bag] |  |  |  | 0.049961 | 0.13012 | 0.18952 | 0.099202 | 0.14811
LCA | CH4 CF [kg CO2-eq/kg CH4] |  |  |  | -0.062442 | 0.22941 | 0.030747 | 0.16488 | 0.029571
| CH4 ecosystems CF [points/kg CH4] |  |  |  | 0.073807 | -0.014389 | 0.12041 | -0.067711 | 0.13417
| CH4 health CF [points/kg CH4] |  |  |  | -0.070255 | -0.015986 | -0.15599 | 0.16419 | -0.13679
| N2O CF [kg CO2-eq/kg N2O] |  |  |  | 0.15064 | 0.077252 | 0.14368 | -0.01883 | 0.14223
| N2O ecosystems CF [points/kg N2O] |  |  |  | 0.077696 | 0.070123 | 0.043444 | 0.08318 | 0.11245
| N2O health CF [points/kg N2O] |  |  |  | 0.21025 | 0.33799 | 0.21522 | 0.25903 | 0.116
| Polymer CF [kg CO2-eq/kg N] |  |  |  | 0.026787 | -0.065647 | 0.026535 | -0.030387 | 0.057102
| Polymer ecosystems CF [points/kg N] |  |  |  | 0.027495 | 0.0047645 | -0.040276 | -0.013441 | -0.027687
| Polymer health CF [points/kg N] |  |  |  | 0.038548 | -0.025227 | 0.046145 | -0.050117 | 0.00016802
| Polymer resources CF [points/kg N] |  |  |  | 0.051725 | -0.029679 | 0.09595 | -0.017378 | 0.076376
| Resin CF [kg CO2-eq/kg N] |  |  |  | -0.0047885 | 0.09697 | 0.016994 | 0.11653 | 0.030255
| Resin ecosystems CF [points/kg N] |  |  |  | -0.030831 | 0.017762 | -0.0019082 | 0.070879 | 0.01649
| Resin health CF [points/kg N] |  |  |  | -0.023978 | -0.068587 | -0.067063 | -0.029211 | -0.10962
| Resin resources CF [points/kg N] |  |  |  | -0.27138 | -0.11144 | -0.20295 | -0.037672 | -0.16434
| Filter bag CF [kg CO2-eq/kg N] |  |  |  | -0.014437 | -0.10563 | -0.088197 | -0.011785 | -0.09649
| Filter bag ecosystems CF [points/kg N] |  |  |  | -0.10505 | -0.1514 | -0.17717 | -0.12772 | -0.18542
| Filter bag health CF [points/kg N] |  |  |  | 0.052757 | -0.12942 | -0.029139 | -0.081692 | -0.038056
| Filter bag resources CF [points/kg N] |  |  |  | -0.023246 | 0.011185 | -0.091533 | 0.082016 | -0.11532
| N fertilizer CF [kg CO2-eq/kg N] |  |  |  | -0.12268 | -0.091065 | -0.092901 | -0.025623 | -0.063486
| N fertilizer ecosystems CF [points/kg N] |  |  |  | -0.053009 | 0.078596 | 0.081584 | 0.08174 | 0.11288
| N fertilizer health CF [points/kg N] |  |  |  | 0.060558 | 0.09859 | 0.0046925 | 0.069463 | -0.0052925
| N fertilizer resources CF [points/kg N] |  |  |  | -0.051725 | -0.088041 | -0.11552 | -0.021494 | -0.10097
| P fertilizer CF [kg CO2-eq/kg P] |  |  |  | -0.071563 | -0.16894 | -0.14467 | -0.13948 | -0.097906
| P fertilizer ecosystems CF [points/kg P] |  |  |  | -0.01805 | -0.06195 | -0.046049 | -0.068623 | -0.0044524
| P fertilizer health CF [points/kg P] |  |  |  | 0.077792 | -0.049961 | 0.065731 | -0.092097 | 0.19833
| P fertilizer resources CF [points/kg P] |  |  |  | 0.050909 | -0.0059526 | 0.026055 | 0.01661 | -0.022742
| K fertilizer CF [kg CO2-eq/kg K] |  |  |  | 0.05577 | 0.12962 | 0.01667 | 0.1302 | 0.011425
| K fertilizer ecosystems CF [points/kg K] |  |  |  | 0.11882 | 0.024542 | 0.17039 | -0.054305 | 0.20426
| K fertilizer health CF [points/kg K] |  |  |  | 0.0031803 | 0.009661 | -0.016298 | -0.018554 | -0.026511
| K fertilizer resources CF [points/kg K] |  |  |  | 0.12218 | 0.071971 | 0.11147 | 0.025359 | 0.10499
| Conc nh3 fertilizer CF [kg CO2-eq/kg conc_NH3] |  |  |  | -0.0075008 | 0.055026 | 0.092829 | 0.019442 | 0.12251
| Conc nh3 fertilizer ecosystems CF [points/kg conc_NH3] |  |  |  | 0.1011 | 0.03808 | 0.13307 | -0.0042964 | 0.14803
| Conc nh3 fertilizer health CF [points/kg conc_NH3] |  |  |  | -0.11684 | -0.3219 | -0.10841 | -0.29155 | -0.09835
| Conc nh3 fertilizer resources CF [points/kg conc_NH3] |  |  |  | 0.096382 | 0.066403 | 0.06471 | 9.601e-05 | 0.033423
| Struvite fertilizer CF [kg CO2-eq/kg struvite] |  |  |  | 0.011017 | -0.048797 | 0.019574 | -0.066667 | 0.029679
| Struvite fertilizer ecosystems CF [points/kg struvite] |  |  |  | -0.080792 | -0.097342 | -0.009877 | -0.07988 | 0.031479
| Struvite fertilizer health CF [points/kg struvite] |  |  |  | -0.057078 | -0.070711 | 0.0055446 | -0.091149 | 0.0050285
| Struvite fertilizer resources CF [points/kg struvite] |  |  |  | -0.028299 | -0.11564 | -0.10616 | -0.050993 | -0.1437
| Biochar CF [kg CO2-eq/kg biochar] |  |  |  | -0.040468 | 0.0056526 | 0.070687 | -0.022562 | 0.073135
| Biochar ecosystems CF [points/kg biochar] |  |  |  | -0.065971 | -0.012241 | -0.02417 | 0.012721 | 0.022346
| Biochar health CF [points/kg biochar] |  |  |  | 0.054245 | 0.083696 | 0.03784 | -0.032535 | 0.033843
| Excavation-Global warming [kg CO2-eq/m3] |  |  |  | 0.17665 | 0.14241 | 0.12499 | 0.085881 | 0.11906
| Brick-Global warming [kg CO2-eq/kg] |  |  |  | 0.17606 | 0.022898 | 0.12191 | -0.0061566 | 0.025251
| Cement-Global warming [kg CO2-eq/kg] |  |  |  | 0.1013 | 0.13981 | 0.15149 | 0.05865 | 0.1378
| Concrete-Global warming [kg CO2-eq/m3] |  |  |  | 0.0056886 | 0.10563 | 0.03988 | 0.10813 | 0.0067087
| Gravel-Global warming [kg CO2-eq/kg] |  |  |  | -0.014065 | -0.01895 | -0.067591 | 0.0022082 | -0.094725
| Plastic-Global warming [kg CO2-eq/kg] |  |  |  | 0.11628 | 0.032691 | 0.1434 | -0.059682 | 0.18245
| Sand-Global warming [kg CO2-eq/kg] |  |  |  | -0.009589 | -0.019022 | -0.13336 | 0.052577 | -0.17117
| Stainless steel-global warming [kg CO2-eq/kg] |  |  |  | 0.21875 | 0.27348 | 0.17519 | 0.19682 | 0.10574
| Stainless steel sheet-global warming [kg CO2-eq/kg] |  |  |  | -0.05949 | -0.0044404 | -0.032331 | 0.00019202 | -0.027099
| Steel-Global warming [kg CO2-eq/kg] |  |  |  | -0.045497 | 0.068755 | 0.0089889 | 0.083816 | 0.021398
| Wood-Global warming [kg CO2-eq/m3] |  |  |  | -0.1052 | 0.085449 | -0.11429 | 0.12182 | -0.060474
| Trucking-Global warming [kg CO2-eq/tonne*km] |  |  |  | 0.088689 | 0.14116 | 0.088497 | 0.069151 | 0.10219
| Electric motor-global warming [kg CO2-eq/ea] |  |  |  | 0.061842 | 0.088197 | 0.13111 | 0.020102 | 0.14221
| Electronics-Global warming [kg CO2-eq/kg] |  |  |  | 0.051365 | -0.028347 | -0.04402 | 0.010705 | -0.033039
| Catalytic converter-global warming [kg CO2-eq/ea] |  |  |  | 0.025911 | 0.12107 | 0.048941 | 0.038716 | 0.054617
| Oil heat exchanger-global warming [kg CO2-eq/ea] |  |  |  | 0.076124 | -0.018182 | 0.12538 | -0.086997 | 0.093477
| Pump-Global warming [kg CO2-eq/ea] |  |  |  | 0.069079 | -0.00073207 | 0.054317 | -0.024386 | 0.12354
| Hydronic heat exchanger-global warming [kg CO2-eq/ea] |  |  |  | -0.031071 | 0.095218 | -0.021962 | 0.1576 | 0.0051125
| Electric connectors-global warming [kg CO2-eq/kg] |  |  |  | 0.039496 | 0.12382 | 0.050693 | 0.16059 | 0.050693
| Electric cables-global warming [kg CO2-eq/m] |  |  |  | -0.086829 | -0.023522 | -0.021878 | 0.0040084 | 0.02291
| PVC-Global warming [kg CO2-eq/kg] |  |  |  | -0.055422 | -0.072907 | -0.025251 | 0.0084728 | -0.055254
| PE-Global warming [kg CO2-eq/kg] |  |  |  | 0.11724 | -0.054029 | 0.084044 | -0.15647 | 0.059226
| Polymer-Global warming [kg CO2-eq/kg] |  |  |  | 0.1314 | 0.060462 | 0.036136 | 0.01991 | -0.0010921
| Cationic resin-global warming [kg CO2-eq/kg] |  |  |  | 0.062214 | 0.13607 | 0.11777 | 0.091677 | 0.15848
| Ceramic-Global warming [kg CO2-eq/kg] |  |  |  | 0.01745 | 0.097282 | -0.025359 | 0.12246 | -0.066967
| Fan-Global warming [kg CO2-eq/kg] |  |  |  | -0.18513 | -0.12481 | -0.15977 | -0.047345 | -0.17903
| Excavation-H ecosystems [kg CO2-eq/m3] |  |  |  | 0.017654 | -0.06039 | -0.091101 | 0.041764 | -0.050753
| Brick-H ecosystems [kg CO2-eq/kg] |  |  |  | 0.083828 | 0.013777 | -0.054629 | 0.034191 | -0.034143
| Cement-H ecosystems [kg CO2-eq/kg] |  |  |  | 0.039688 | 0.019622 | 0.014269 | -0.026847 | -0.057474
| Concrete-H ecosystems [kg CO2-eq/m3] |  |  |  | -0.057054 | -0.0085449 | -0.054821 | -0.00067207 | 0.0056166
| Gravel-H ecosystems [kg CO2-eq/kg] |  |  |  | -0.086325 | -0.088893 | -0.075368 | -0.061458 | -0.013633
| Plastic-H ecosystems [kg CO2-eq/kg] |  |  |  | 0.16662 | -0.10506 | 0.11735 | -0.19923 | 0.096418
| Sand-H ecosystems [kg CO2-eq/kg] |  |  |  | -0.026487 | 0.0056166 | -0.033903 | 0.012745 | 0.022286
| Stainless steel-h ecosystems [kg CO2-eq/kg] |  |  |  | -0.0043324 | 0.068851 | 0.022358 | 0.025527 | 0.055278
| Stainless steel sheet-h ecosystems [kg CO2-eq/kg] |  |  |  | -0.0017042 | -0.12236 | -0.072223 | -0.1531 | -0.062238
| Steel-H ecosystems [kg CO2-eq/kg] |  |  |  | 0.043384 | 0.0088569 | 0.071119 | 0.0020042 | 0.057174
| Wood-H ecosystems [kg CO2-eq/m3] |  |  |  | -0.16244 | -0.14122 | -0.15002 | -0.072631 | -0.18687
| Trucking-H ecosystems [kg CO2-eq/tonne*km] |  |  |  | -0.12742 | -0.10389 | -0.13907 | -0.096406 | -0.078548
| Electric motor-h ecosystems [kg CO2-eq/ea] |  |  |  | -0.066031 | -0.12929 | -0.13798 | -0.092421 | -0.18655
| Electronics-H ecosystems [kg CO2-eq/kg] |  |  |  | -0.17763 | -0.17036 | -0.075932 | -0.18461 | -0.0082208
| Catalytic converter-h ecosystems [kg CO2-eq/ea] |  |  |  | -0.18208 | -0.16271 | -0.20035 | -0.097702 | -0.21836
| Oil heat exchanger-h ecosystems [kg CO2-eq/ea] |  |  |  | -0.14205 | -0.25253 | -0.12821 | -0.25181 | -0.15911
| Pump-H ecosystems [kg CO2-eq/ea] |  |  |  | -0.25402 | -0.27341 | -0.27425 | -0.21809 | -0.24686
| Hydronic heat exchanger-h ecosystems [kg CO2-eq/ea] |  |  |  | -0.038356 | -0.11866 | -0.068947 | -0.093321 | -0.093585
| Electric connectors-h ecosystems [kg CO2-eq/kg] |  |  |  | 0.015302 | 0.16251 | 0.05871 | 0.13884 | 0.11032
| Electric cables-h ecosystems [kg CO2-eq/m] |  |  |  | -0.061254 | -0.087225 | -0.10633 | -0.092541 | -0.091425
| PVC-H ecosystems [kg CO2-eq/kg] |  |  |  | 0.085641 | 0.21972 | 0.045941 | 0.2094 | 0.03682
| PE-H ecosystems [kg CO2-eq/kg] |  |  |  | 0.033495 | 0.077996 | 0.039052 | 0.067915 | 0.065731
| Polymer-H ecosystems [kg CO2-eq/kg] |  |  |  | 0.36118 | 0.12421 | 0.2547 | 0.0045965 | 0.19184
| Cationic resin-h ecosystems [kg CO2-eq/kg] |  |  |  | 0.15611 | 0.096694 | 0.12864 | 0.067291 | 0.083816
| Ceramic-H ecosystems [kg CO2-eq/kg] |  |  |  | 0.011689 | -0.031143 | -0.015902 | 0.01517 | -0.047765
| Fan-H ecosystems [kg CO2-eq/kg] |  |  |  | 0.045389 | -0.18755 | -0.080744 | -0.21083 | -0.064062
| Excavation-H health [kg CO2-eq/m3] |  |  |  | -0.0017282 | -0.014461 | -0.010885 | -0.045425 | 0.061218
| Brick-H health [kg CO2-eq/kg] |  |  |  | 0.029907 | 0.06387 | 0.030879 | 0.029187 | -0.034707
| Cement-H health [kg CO2-eq/kg] |  |  |  | -0.011581 | -0.032535 | -0.0050285 | -0.0045005 | -0.0064806
| Concrete-H health [kg CO2-eq/m3] |  |  |  | -0.10925 | -0.049301 | -0.11168 | -0.03844 | -0.12889
| Gravel-H health [kg CO2-eq/kg] |  |  |  | 0.22507 | 0.038296 | 0.18208 | -0.072571 | 0.12764
| Plastic-H health [kg CO2-eq/kg] |  |  |  | -0.12005 | -0.32361 | -0.2631 | -0.22902 | -0.25198
| Sand-H health [kg CO2-eq/kg] |  |  |  | 0.11951 | -0.049745 | 0.076652 | -0.17427 | 0.062682
| Stainless steel-h health [kg CO2-eq/kg] |  |  |  | -0.01673 | -0.037972 | -0.03772 | -0.10527 | -0.03532
| Stainless steel sheet-h health [kg CO2-eq/kg] |  |  |  | -0.050597 | 0.070183 | -0.0094809 | 0.058518 | -0.01607
| Steel-H health [kg CO2-eq/kg] |  |  |  | 0.059358 | -0.013129 | 0.022046 | -0.033327 | -0.031383
| Wood-H health [kg CO2-eq/m3] |  |  |  | 0.077516 | -0.087597 | 0.062358 | -0.10905 | 0.098866
| Trucking-H health [kg CO2-eq/tonne*km] |  |  |  | 0.12034 | -0.0013321 | 0.0031323 | -0.10826 | 0.014437
| Electric motor-h health [kg CO2-eq/ea] |  |  |  | -0.053489 | -0.17985 | -0.057174 | -0.17803 | -0.0034803
| Electronics-H health [kg CO2-eq/kg] |  |  |  | 0.034215 | -0.089745 | 0.041812 | -0.10255 | 0.014137
| Catalytic converter-h health [kg CO2-eq/ea] |  |  |  | -0.070615 | -0.14729 | -0.065659 | -0.155 | -0.050537
| Oil heat exchanger-h health [kg CO2-eq/ea] |  |  |  | -0.074803 | 0.0091569 | -0.10539 | 0.050693 | -0.11939
| Pump-H health [kg CO2-eq/ea] |  |  |  | 0.0020402 | 0.072355 | 0.06483 | 0.0049565 | 0.13629
| Hydronic heat exchanger-h health [kg CO2-eq/ea] |  |  |  | 0.057054 | -0.00055206 | -0.021806 | 0.012517 | -0.11743
| Electric connectors-h health [kg CO2-eq/kg] |  |  |  | 0.0022562 | -0.010249 | -0.037624 | -0.021554 | -0.045365
| Electric cables-h health [kg CO2-eq/m] |  |  |  | -0.22953 | -0.21786 | -0.15654 | -0.1092 | -0.0809
| PVC-H health [kg CO2-eq/kg] |  |  |  | -0.056598 | 0.069883 | -0.0379 | 0.091941 | -0.013861
| PE-H health [kg CO2-eq/kg] |  |  |  | 0.11446 | 0.099406 | 0.12322 | 0.045797 | 0.049397
| Polymer-H health [kg CO2-eq/kg] |  |  |  | 0.13317 | 0.0047045 | 0.080696 | -0.063162 | 0.040408
| Cationic resin-h health [kg CO2-eq/kg] |  |  |  | -0.0093849 | -0.045449 | 0.0022082 | -0.051029 | -0.0040564
| Ceramic-H health [kg CO2-eq/kg] |  |  |  | 0.098902 | 0.16427 | 0.053225 | 0.16942 | -0.016298
| Fan-H health [kg CO2-eq/kg] |  |  |  | 0.21192 | 0.24257 | 0.19881 | 0.1889 | 0.14691
| Excavation-H resources [kg CO2-eq/m3] |  |  |  | 0.14491 | -0.052625 | 0.086769 | -0.07694 | 0.12438
| Brick-H resources [kg CO2-eq/kg] |  |  |  | 0.010441 | -0.049877 | -0.034443 | -0.068035 | -0.0078488
| Cement-H resources [kg CO2-eq/kg] |  |  |  | -0.048941 | -0.054557 | 0.035404 | -0.063438 | 0.030759
| Concrete-H resources [kg CO2-eq/m3] |  |  |  | 0.06171 | 0.01583 | -0.042868 | 0.0044284 | -0.072007
| Gravel-H resources [kg CO2-eq/kg] |  |  |  | 0.042028 | 0.041428 | 0.065611 | -0.019946 | -0.042856
| Plastic-H resources [kg CO2-eq/kg] |  |  |  | -0.11297 | -0.12224 | -0.043012 | -0.11749 | 0.024446
| Sand-H resources [kg CO2-eq/kg] |  |  |  | 0.061074 | -0.10317 | -0.0391 | -0.073003 | -0.079736
| Stainless steel-h resources [kg CO2-eq/kg] |  |  |  | 0.10715 | 0.046685 | 0.11798 | -0.035608 | 0.10158
| Stainless steel sheet-h resources [kg CO2-eq/kg] |  |  |  | 0.09715 | 0.067447 | -0.009505 | 0.036652 | -0.01709
| Steel-H resources [kg CO2-eq/kg] |  |  |  | 0.061182 | 0.010273 | 0.011461 | -0.014257 | 0.031335
| Wood-H resources [kg CO2-eq/m3] |  |  |  | -0.17942 | -0.077864 | -0.25323 | -0.0077648 | -0.26365
| Trucking-H resources [kg CO2-eq/tonne*km] |  |  |  | 0.00015602 | 0.014149 | -0.0073687 | 0.065719 | -0.0018242
| Electric motor-h resources [kg CO2-eq/ea] |  |  |  | 0.19737 | 0.21693 | 0.23785 | 0.11951 | 0.1047
| Electronics-H resources [kg CO2-eq/kg] |  |  |  | -0.14345 | -0.009589 | -0.20908 | 0.075716 | -0.2018
| Catalytic converter-h resources [kg CO2-eq/ea] |  |  |  | -0.098998 | 0.053357 | -0.054929 | 0.10388 | -0.023414
| Oil heat exchanger-h resources [kg CO2-eq/ea] |  |  |  | 0.053069 | 0.094533 | 0.098422 | 0.069031 | 0.093177
| Pump-H resources [kg CO2-eq/ea] |  |  |  | 0.070543 | 0.13305 | 0.097294 | 0.061254 | 0.054233
| Hydronic heat exchanger-h resources [kg CO2-eq/ea] |  |  |  | 0.0439 | 0.10171 | -0.032043 | 0.13939 | -0.057702
| Electric connectors-h resources [kg CO2-eq/kg] |  |  |  | 0.091917 | 0.13558 | 0.12852 | 0.1254 | 0.1543
| Electric cables-h resources [kg CO2-eq/m] |  |  |  | 0.025011 | -0.044164 | 0.016826 | -0.048497 | 0.061254
| PVC-H resources [kg CO2-eq/kg] |  |  |  | -0.01751 | 0.14507 | 0.11492 | 0.16652 | 0.1528
| PE-H resources [kg CO2-eq/kg] |  |  |  | 0.028839 | -0.123 | -0.018578 | -0.11063 | -0.053081
| Polymer-H resources [kg CO2-eq/kg] |  |  |  | 0.11388 | 0.020762 | 0.11971 | -0.040228 | 0.12691
| Cationic resin-h resources [kg CO2-eq/kg] |  |  |  | 0.029103 | 0.12167 | 0.058014 | 0.11728 | -0.015002
| Ceramic-H resources [kg CO2-eq/kg] |  |  |  | -0.0028323 | -0.14515 | -0.0020402 | -0.17029 | 0.094029
| Fan-H resources [kg CO2-eq/kg] |  |  |  | 0.12433 | -0.027183 | -0.0044884 | -0.061986 | -0.029331
Pit latrine-A2 | Pit latrine toilet paper [kg/cap/hr] |  |  |  | 0.1292 | -0.020102 | 0.085389 | -0.054365 | 0.046193
| Pit latrine flushing water [kg/cap/hr] |  |  |  | 0.0076328 | -0.075668 | -0.034995 | -0.068359 | -0.023258
| Pit latrine cleansing water [kg/cap/hr] |  |  |  | -0.0094569 | -0.12348 | -0.079352 | -0.094593 | -0.098638
| Pit latrine desiccant V [m3/cap/hr] |  |  |  | -0.045449 | 0.16353 | 0.024794 | 0.21023 | -0.034203
| Pit latrine desiccant rho [kg/m3] |  |  |  | -0.087405 | -0.025899 | -0.026187 | -0.073111 | -0.0030483
| Pit latrine COD max decay [fraction of oxygen demand removal] |  |  |  | -0.14751 | -0.037936 | -0.14825 | 0.12179 | -0.13144
| Pit latrine N max decay [fraction of N removal after N leaching] |  |  |  | -0.046025 | 0.0094689 | 0.10004 | -0.070627 | 0.20041
| Pit latrine MCF aq [fraction of anaerobic conversion of degraded COD] |  |  |  | 0.048485 | 0.039304 | 0.036808 | -0.03574 | 0.077204
| Pit latrine n2o EF aq [fraction of N emitted as N2O] |  |  |  | 0.12668 | -0.010129 | 0.075068 | -0.042016 | 0.088521
| Pit latrine emptying period [yr] |  |  |  | -0.083936 | 0.26589 | 0.13072 | 0.30698 | 0.20481
| Pit latrine sludge accum rate [L/cap/yr] |  |  |  | 0.17969 | 0.022274 | 0.039532 | -0.00050405 | 0.012661
| Pit latrine N leaching [fraction of N input] |  |  |  | -0.0088449 | 0.077156 | 0.16524 | 0.018074 | 0.16142
| Pit latrine P leaching [fraction of P input] |  |  |  | 0.030219 | 0.065899 | 0.11783 | 0.076436 | 0.23708
| Pit latrine K leaching [fraction of K input] |  |  |  | 0.034827 | -0.067339 | 0.054113 | -0.11693 | 0.033699
| Pit latrine N volatilization [fraction of N input] |  |  |  | 0.049481 | -0.025491 | 0.034491 | -0.049517 | 0.033951
Trucking-A3 | Transportation loss [fraction] |  |  |  | 0.11371 | 0.17143 | 0.15506 | 0.111 | 0.14445
| Transportation distance [km] |  |  |  | -0.010705 | 0.053861 | 0.088161 | 0.0040564 | 0.070483
| Emptying fee [USD] |  |  |  | 0.033651 | -0.045497 | 0.0019682 | -0.045869 | 0.035668
Pit latrine-A2 | MCF decay [fraction of anaerobic conversion of degraded COD] |  |  |  | 0.011485 | 0.15604 | 0.096034 | 0.11726 | 0.14644
| N2O EF decay [fraction of N emitted as N2O] |  |  |  | 0.046037 | 0.096154 | 0.080372 | 0.078908 | 0.097462
| Pit latrine capital cost [USD] |  |  |  | 0.16944 | -0.059622 | 0.0406 | -0.094257 | 0.044548
| Pit latrine operating cost [fraction of capital cost] |  |  |  | 0.24035 | 0.081824 | 0.039724 | 0.10753 | -0.037672
TEA | Operator daily wage [USD/d] |  |  |  | 0.30571 | 0.056262 | -0.049157 | 0.12104 | -0.083624
Excretion-A1 | Household size [cap/household] |  |  |  | -0.85962 | -0.53831 | -0.87902 | -0.18064 | -0.71866
TEA | Const wage [USD/d] |  |  |  | -0.12239 | 0.028227 | 0.018074 | 0.058206 | 0.074899
Excretion-A1 | Certified electrician wages [USD/h] |  |  |  | 0.094641 | 0.076616 | 0.094737 | 0.071371 | 0.10289
| Service team wages [USD/h] |  |  |  | 0.13977 | 0.20846 | 0.068935 | 0.2432 | -0.038128
| Facility manager wages [USD/h] |  |  |  | 0.015062 | -0.049349 | -0.027831 | -0.013105 | 0.0080168
| Biomass controls wages [USD/h] |  |  |  | -0.078644 | -0.1118 | -0.070963 | -0.10016 | -0.031599
LCA | Energy gwp [kg CO2-eq/kWh] |  |  |  | 0.062454 | -0.0044044 | 0.012625 | -0.051665 | 0.024866
| Energy h ecosystems [points/kWh] |  |  |  | 0.0011881 | 0.092301 | 0.074815 | 0.10122 | 0.14896
| Energy h health [points/kWh] |  |  |  | 0.018806 | -0.027807 | -0.018566 | -0.027747 | 0.038512
| Energy h resources [points/kWh] |  |  |  | 0.1365 | 0.034863 | 0.047165 | -0.0089889 | 0.050621
TEA | N fertilizer price [USD/kg N] |  |  |  | -0.014557 | -0.0070327 | 0.014593 | 0.019718 | -0.019298
| P fertilizer price [USD/kg P] |  |  |  | 0.15099 | 0.075548 | 0.12424 | 0.047189 | 0.1184
| K fertilizer price [USD/kg K] |  |  |  | 0.16888 | 0.13579 | 0.1176 | 0.086949 | 0.11696
| Nh3 fertilizer price [USD/kg N] |  |  |  | -0.043804 | -0.08096 | -0.055614 | -0.069127 | -0.019994
| Struvite fertilizer price [USD/kg P] |  |  |  | -0.087549 | 0.026031 | -0.066151 | 0.034599 | -0.063642

## brB_general
| Element | N recovery | P recovery | K recovery | TEA results | LCA results
| Metric | Total N [% N] | Total P [% P] | Total K [% K] | Annual net cost [USD/cap/yr] | GlobalWarming [kg CO2-eq/cap/yr] | H_Ecosystems [points/cap/yr] | H_Health [points/cap/yr] | H_Resources [points/cap/yr]
Element | Parameter
Excretion-B1 | Household size [cap/household] |  |  |  | -0.74385 | -0.87136 | -0.68911 | -0.4497 | -0.40172
TEA | Operator daily wages [USD/d] |  |  |  | 0.33229 | 0.17254 | 0.14128 | 0.11297 | 0.071767
| Construction daily wages [USD/d] |  |  |  | -0.093237 | -0.11666 | -0.11572 | -0.036748 | -0.030531
| N fertilizer price [USD/kg N] |  |  |  | 0.072499 | 0.06135 | -0.057786 | -0.11898 | -0.12852
| P fertilizer price [USD/kg P] |  |  |  | 0.11905 | 0.05949 | 0.07586 | 0.029523 | 0.038872
| K fertilizer price [USD/kg K] |  |  |  | -0.075044 | -0.026655 | -0.11411 | -0.063798 | -0.061386
| NH3 fertilizer price [USD/kg N] |  |  |  | -0.022862 | -0.053957 | -0.058854 | -0.0078848 | -0.029715
| Struvite fertilizer price [USD/kg P] |  |  |  | 0.050141 | 0.081296 | 0.12496 | 0.092565 | 0.10611
| Electricity price [$/kWh] |  |  |  | 0.26377 | 0.23424 | 0.18598 | 0.091101 | 0.11812
LCA | Electricity CF [kg CO2-eq/kWh] |  |  |  | -0.13995 | -0.13666 | -0.090729 | -0.070087 | -0.04192
| Electricity ecosystems CF [points/kWh] |  |  |  | 0.02315 | -0.011845 | 0.016046 | -0.0094689 | -0.02267
| Electricity health CF [points/kWh] |  |  |  | 0.059358 | 0.089913 | -0.013189 | -0.076784 | -0.12149
| Electricity resources CF [points/kWh] |  |  |  | -0.085137 | -0.0084368 | -0.19527 | -0.24316 | -0.24012
Excretion-B1 | Excretion e cal [kcal/cap/d] |  |  |  | 0.15711 | 0.096466 | 0.34687 | 0.27063 | 0.35294
| Excretion p veg [g/cap/d] |  |  |  | -0.028743 | -0.13579 | -0.10741 | -0.057642 | -0.0037444
| Excretion p anim [g/cap/d] |  |  |  | -0.062922 | -0.14061 | -0.077444 | -0.087153 | -0.046565
| Excretion N prot [fraction] |  |  |  | -0.06291 | -0.19431 | -0.17651 | -0.070447 | 0.0078008
| Excretion P prot v [fraction] |  |  |  | -0.12877 | -0.054965 | 0.46585 | 0.61707 | 0.71692
| Excretion P prot a [fraction] |  |  |  | 0.1031 | 0.29409 | 0.35242 | 0.3826 | 0.30967
| Excretion K cal [g K/1000 kcal] |  |  |  | -0.049241 | -0.016466 | 0.017954 | -0.093441 | -0.023582
| Excretion N exc [fraction of intake] |  |  |  | -0.12025 | 0.033315 | -0.059622 | -0.078632 | -0.094173
| Excretion P exc [fraction of intake] |  |  |  | 0.01595 | 0.0093129 | 0.0027123 | 0.028887 | 0.011425
| Excretion K exc [fraction of intake] |  |  |  | 0.24437 | 0.27465 | 0.11327 | 0.039892 | -0.0023162
| Excretion e exc [fraction of intake] |  |  |  | 0.031407 | 0.044596 | 0.082292 | 0.11658 | 0.069247
| Excretion N ur [fraction of total] |  |  |  | -0.024482 | -0.099778 | -0.10723 | -0.020246 | -0.026691
| Excretion P ur [fraction of total] |  |  |  | 0.12544 | 0.13276 | 0.36806 | 0.38395 | 0.36143
| Excretion K ur [fraction of total] |  |  |  | 0.0084128 | 0.096706 | 0.0024602 | 0.091713 | 0.0093369
| Excretion e fec [fraction of total] |  |  |  | -0.090429 | -0.0091929 | -0.12906 | -0.19411 | -0.22007
| Excretion N ur NH3 [fraction of total N in urine] |  |  |  | 0.072787 | 0.066067 | -0.052157 | -0.077612 | -0.062754
| Excretion N fec NH3 [fraction of total N in feces] |  |  |  | 0.012205 | 0.080144 | 0.085485 | 0.139 | 0.056466
| Excretion ur exc [g/cap/d] |  |  |  | 0.23506 | 0.073687 | 0.1269 | 0.12595 | 0.12656
| Excretion fec exc [g/cap/d] |  |  |  | 0.089865 | 0.21704 | 0.096178 | 0.069859 | 0.051305
| Excretion ur moi [fraction] |  |  |  | 0.021122 | -0.10334 | 0.019118 | -0.028707 | 0.036664
| Excretion fec moi [fraction] |  |  |  | -0.10142 | -0.2073 | -0.050525 | -0.059286 | -0.0009961
| Excretion mg ur [g Mg/cap/d] |  |  |  | -0.18695 | -0.064938 | -0.22953 | -0.16026 | -0.22194
| Excretion mg fec [g Mg/cap/d] |  |  |  | -0.14991 | 0.043636 | 0.0087849 | 0.0083408 | -0.023354
| Excretion ca ur [g Ca/cap/d] |  |  |  | -0.067687 | 0.05841 | -0.17992 | -0.11584 | -0.2493
| Excretion ca fec [g Ca/cap/d] |  |  |  | 0.041152 | -0.0010441 | -0.00073207 | 0.076232 | 0.061878
UDDT-B2 | Toilet density [household/toilet] |  |  |  | -0.31383 | -0.41993 | -0.25937 | -0.051605 | -0.076208
Biogenic refinery controls-B8 | Biogenic refinery controls icp controller board [USD] |  |  |  | -0.067567 | -0.028407 | 0.030027 | 0.097954 | 0.079964
| Biogenic refinery controls icp variable frequence drives [USD] |  |  |  | 0.00032403 | 0.0021962 | 0.058338 | 0.15242 | 0.16614
| Biogenic refinery controls icp power meter [USD] |  |  |  | -0.12287 | -0.075752 | -0.06357 | -0.019286 | -0.033051
| Biogenic refinery controls icp line filter [USD] |  |  |  | 0.16848 | -0.0080048 | -0.0073327 | -0.066343 | -0.065851
| Biogenic refinery controls icp power meter transformer [USD] |  |  |  | 0.07832 | -0.0062526 | -0.037624 | 0.016322 | -0.052313
| Biogenic refinery controls icp touch screen [USD] |  |  |  | 0.15266 | 0.17257 | 0.066643 | -0.039496 | -0.084452
| Biogenic refinery controls electrician replacecables icp [nan] |  |  |  | -0.022634 | -0.038332 | -0.093765 | -0.058074 | -0.087021
| Biogenic refinery controls electrician replacewires icp [nan] |  |  |  | 0.0063006 | -0.068683 | -0.028227 | -0.0064206 | -0.017654
| Biogenic refinery controls service team replacetouchscreen icp [nan] |  |  |  | -0.04162 | -0.047693 | 0.040072 | 0.085449 | 0.10989
| Biogenic refinery controls facility manager configurevariable icp [nan] |  |  |  | -0.1688 | -0.046985 | -0.022874 | -0.0067567 | 0.022034
| Biogenic refinery controls biomass controls replaceboard icp [nan] |  |  |  | 0.024458 | 0.062886 | 0.078164 | 0.038536 | 0.08384
| Biogenic refinery controls biomass controls codemalfunctioning icp [nan] |  |  |  | -0.030687 | 0.054677 | 0.045125 | 0.0057486 | -0.012481
| Biogenic refinery controls frequency corrective maintenance [y / occurance] |  |  |  | 0.0045845 | 0.048269 | -0.011413 | -0.054161 | -0.056022
| Biogenic refinery controls service team wages [usd per cap per hr] |  |  |  | 0.12606 | 0.14157 | 0.20548 | 0.16136 | 0.19644
| Biogenic refinery controls certified electrician wages [usd per cap per hr] |  |  |  | -0.0054125 | 0.0040204 | 0.11561 | 0.090273 | 0.081476
| Biogenic refinery controls facility manager wages [usd per cap per hr] |  |  |  | -0.048389 | -0.018638 | -0.0066487 | -0.069019 | -0.034491
| Biogenic refinery controls biomass controls wages [usd per cap per hr] |  |  |  | -0.086913 | 0.057594 | 0.019442 | 0.025443 | -0.0032043
Biogenic refinery housing-B9 | Biogenic refinery housing container20ft cost [USD] |  |  |  | -0.18777 | -0.092277 | -0.062202 | 0.051845 | -0.0054125
| Biogenic refinery housing container40ft cost [USD] |  |  |  | -0.043852 | 0.12089 | 0.034527 | -0.016118 | -0.063354
| Biogenic refinery housing stainless steel housing [USD per m2] |  |  |  | -0.077648 | -0.11939 | 0.0051485 | 0.052385 | 0.086589
| Biogenic refinery housing concrete cost [USD per m3] |  |  |  | -0.068179 | -0.060546 | -0.19994 | -0.15766 | -0.1889
| Biogenic refinery housing concrete thickness [m] |  |  |  | 0.023042 | 0.024662 | 0.038056 | 0.069643 | 0.084584
| Biogenic refinery housing footprint [m2] |  |  |  | 0.14495 | 0.21426 | 0.1735 | 0.069727 | 0.069271
Biogenic refinery grinder-B10 | Biogenic refinery grinder grinder [usd] |  |  |  | -0.065023 | -0.02297 | 0.018038 | -0.062334 | -0.011437
| Biogenic refinery grinder grinder steel [kg] |  |  |  | -0.14842 | -0.097846 | 0.092853 | 0.16251 | 0.20325
| Biogenic refinery grinder grinder electricity [kwh/kg] |  |  |  | -0.10771 | 0.0063966 | 0.12402 | 0.094293 | 0.11968
Liquid treatment bed-B7 | Liquid treatment bed tau [d] |  |  |  | -0.0026523 | 0.10358 | 0.12736 | 0.21747 | 0.18784
| Liquid treatment bed COD max decay [% of total COD] |  |  |  | 0.090477 | 0.16089 | 0.14334 | 0.11693 | 0.11878
| Liquid treatment bed MCF decay [% anaerobic conversion of degraded COD] |  |  |  | 0.048557 | -0.01895 | 0.027627 | -0.014569 | 0.029847
| Liquid treatment bed N max decay [% N removal] |  |  |  | 0.14199 | -0.02045 | 0.059382 | 0.0088929 | 0.015962
| Liquid treatment bed n2o EF decay [% of degraded N emitted as N2O] |  |  |  | 0.11388 | 0.2063 | -0.032571 | -0.13323 | -0.12822
| Liquid treatment bed bed H [m] |  |  |  | -0.12431 | -0.031947 | -0.15162 | -0.12467 | -0.14611
| Liquid treatment bed concrete thickness [m] |  |  |  | -0.0069607 | 0.035812 | 0.058626 | 0.047237 | 0.032727
Biogenic refinery carbonizer base-B11 | Biogenic refinery carbonizer base energy required to dry sludge [MJ/kg water] |  |  |  | 0.1252 | 0.22321 | 0.081404 | 0.054041 | -0.073723
| Biogenic refinery carbonizer base dry feces heat of combustion [MJ/kg dry] |  |  |  | 0.090249 | -0.0022562 | -0.04024 | -0.096706 | -0.034431
| Biogenic refinery carbonizer base pyrolysis pot cost cb [USD] |  |  |  | 0.010441 | -0.069451 | -0.067171 | -0.021218 | -0.015026
| Biogenic refinery carbonizer base char auger motor cost cb [USD] |  |  |  | 0.22031 | 0.16925 | 0.18521 | 0.14871 | 0.17854
| Biogenic refinery carbonizer base fuel auger motor cost cb [USD] |  |  |  | 0.058434 | 0.092841 | 0.15048 | 0.23946 | 0.19458
| Biogenic refinery carbonizer base primary air blower cost cb [USD] |  |  |  | -0.060522 | 0.050309 | 0.074971 | 0.14063 | 0.13019
| Biogenic refinery carbonizer base thermocouple cost cb pcd [USD] |  |  |  | -0.015614 | -0.034647 | 0.0035164 | 0.031719 | 0.030339
| Biogenic refinery carbonizer base thermistor cost cb pcd [USD] |  |  |  | -0.13275 | -0.19954 | -0.11105 | -0.10016 | -0.071071
| Biogenic refinery carbonizer base forced air fan cost cb [USD] |  |  |  | -0.0051605 | -0.11489 | -0.0021242 | -0.056082 | 0.0081128
| Biogenic refinery carbonizer base airlock motor cost cb [USD] |  |  |  | 0.15582 | 0.13759 | -0.021086 | -0.087465 | -0.034635
| Biogenic refinery carbonizer base inducer fan cost cb [USD] |  |  |  | 0.038032 | -0.0049445 | 0.10207 | 0.073495 | 0.12518
| Biogenic refinery carbonizer base biochar collection box cost cb [USD] |  |  |  | -0.10261 | 0.017246 | 0.042388 | 0.13887 | 0.095938
| Biogenic refinery carbonizer base chain guards cost cb [USD] |  |  |  | 0.066415 | 0.1298 | 0.18221 | 0.14513 | 0.18115
| Biogenic refinery carbonizer base door cost cb [USD] |  |  |  | -0.0015722 | 0.12605 | -0.14927 | -0.15455 | -0.23143
| Biogenic refinery carbonizer base agitator cost cb [USD] |  |  |  | -0.026739 | -0.052181 | -0.070879 | -0.05505 | -0.077912
| Biogenic refinery carbonizer base combusion chamber cost cb [USD] |  |  |  | 0.10106 | 0.15233 | 0.078968 | 0.095158 | 0.035908
| Biogenic refinery carbonizer base sprayer cost cb [USD] |  |  |  | 0.039148 | -0.058146 | -0.11902 | -0.10583 | -0.091125
| Biogenic refinery carbonizer base vent cost cb [USD] |  |  |  | 0.0012241 | -0.031875 | -0.026931 | -0.060462 | -0.018602
| Biogenic refinery carbonizer base so2 emissions [mg/Nm3] |  |  |  | -0.12761 | -0.15321 | -0.16505 | -0.16662 | -0.12367
| Biogenic refinery carbonizer base CO emissions [mg/Nm3] |  |  |  | 0.069019 | 0.054389 | 0.077576 | 0.18123 | 0.14865
| Biogenic refinery carbonizer base hg emissions [mg/Nm3] |  |  |  | -0.11682 | -0.0385 | 0.034191 | 0.067723 | 0.073639
| Biogenic refinery carbonizer base cd emissions [mg/Nm3] |  |  |  | -0.05979 | -0.10298 | -0.048845 | 0.0068887 | 0.013189
| Biogenic refinery carbonizer base as emissions [mg/Nm3] |  |  |  | 0.14703 | 0.2454 | 0.12652 | 0.11305 | 0.064686
| Biogenic refinery carbonizer base dioxin furans emissions [ng/Nm3] |  |  |  | -0.17935 | -0.17299 | -0.18123 | -0.22316 | -0.18146
| Biogenic refinery carbonizer base cb n2o emissions [% of total N] |  |  |  | 0.056046 | -0.04138 | -0.071959 | -0.051605 | -0.060126
| Biogenic refinery carbonizer base steel cost [USD/kg] |  |  |  | 0.18525 | 0.18481 | 0.12547 | 0.12474 | 0.09835
| Biogenic refinery carbonizer base stainless steel cost [USD/kg] |  |  |  | 0.0087369 | -0.052493 | 0.11892 | 0.20504 | 0.18209
| Biogenic refinery carbonizer base primary air blower lifetime cb [y] |  |  |  | 0.032475 | -0.16274 | -0.091713 | -0.087609 | -0.027531
| Biogenic refinery carbonizer base thermocouple lifetime cb 2pcd [y] |  |  |  | -0.017162 | 0.036364 | -0.05691 | 0.037396 | -0.03916
| Biogenic refinery carbonizer base forced air fan lifetime cb [y] |  |  |  | -0.052301 | -0.13182 | -0.088293 | -0.051689 | -0.057894
| Biogenic refinery carbonizer base airlock motor lifetime cb [y] |  |  |  | -0.017822 | 0.03736 | 0.050429 | 0.034719 | 0.048965
| Biogenic refinery carbonizer base inducer fan lifetime cb [y] |  |  |  | 0.0093729 | -0.03796 | -0.044116 | -0.033099 | -0.00032403
| Biogenic refinery carbonizer base service team replacegasket cb [min / corrective maintenance] |  |  |  | 0.11084 | 0.032607 | 0.10957 | 0.16299 | 0.18692
| Biogenic refinery carbonizer base service team replacedoor cb [min / corrective maintenance] |  |  |  | -0.04102 | 0.0066247 | -0.040048 | -0.022754 | -0.030495
| Biogenic refinery carbonizer base service team replacechain cb [min / corrective maintenance] |  |  |  | 0.075188 | 0.048869 | 0.047993 | -0.06111 | -0.032763
| Biogenic refinery carbonizer base service team changefirepot cb [min / corrective maintenance] |  |  |  | 0.17932 | 0.01913 | -0.072235 | -0.072619 | -0.055614
| Biogenic refinery carbonizer base service team replacecharaugers cb [min / corrective maintenance] |  |  |  | 0.065767 | 0.10161 | 0.013609 | 0.021626 | -0.024242
| Biogenic refinery carbonizer base service team replacecatalyst pcd [min / corrective maintenance] |  |  |  | -0.13156 | 0.037444 | 0.030003 | 0.094257 | 0.023126
| Biogenic refinery carbonizer base service team replacebrick pcd [min / corrective maintenance] |  |  |  | 0.013921 | -0.048389 | -0.028059 | -0.02111 | -0.048881
| Biogenic refinery carbonizer base service team replacefuelauger pcd [min / corrective maintenance] |  |  |  | 0.11238 | 0.063354 | 0.087537 | 0.13392 | 0.10652
| Biogenic refinery carbonizer base service team replacewaterpump hhx [min / corrective maintenance] |  |  |  | 0.090921 | 0.0773 | 0.089253 | 0.047861 | 0.064206
| Biogenic refinery carbonizer base service team purgewaterloop hhx [min / corrective maintenance] |  |  |  | -0.023402 | -0.03814 | -0.059598 | -0.061446 | -0.052769
| Biogenic refinery carbonizer base service team replacecharmotor cb [min / corrective maintenance] |  |  |  | -0.009733 | -0.018278 | 0.0062046 | -0.013393 | -0.02279
| Biogenic refinery carbonizer base service team replacefuelmotor cb [min / corrective maintenance] |  |  |  | -0.031611 | 0.00014401 | -0.040288 | -0.096598 | -0.056382
| Biogenic refinery carbonizer base service team replaceblower cb [min / corrective maintenance] |  |  |  | 0.078728 | 0.080288 | 0.05769 | -0.047849 | 0.027483
| Biogenic refinery carbonizer base service team replacefan cb [min / corrective maintenance] |  |  |  | -0.021638 | -0.043852 | 0.012985 | -0.0049685 | 0.076688
| Biogenic refinery carbonizer base service team replaceo2sensor pcd [min / corrective maintenance] |  |  |  | 0.11344 | 0.1816 | 0.2804 | 0.30891 | 0.3064
| Biogenic refinery carbonizer base service team replacepaddleswitch cb [min / corrective maintenance] |  |  |  | -0.063642 | -0.10676 | -0.024086 | 0.033411 | 0.077444
| Biogenic refinery carbonizer base service team replaceairlock cb [min / corrective maintenance] |  |  |  | -0.0092889 | -0.074527 | 0.085233 | 0.14901 | 0.14556
| Biogenic refinery carbonizer base service team greasebearing cb [min / month] |  |  |  | 0.15142 | 0.15134 | 0.11032 | 0.079556 | 0.102
| Biogenic refinery carbonizer base service team tighten cb [min / month] |  |  |  | -0.13191 | -0.10317 | -0.069235 | -0.051245 | -0.028455
| Biogenic refinery carbonizer base service team adjustdoor cb [min / month] |  |  |  | 0.0364 | 0.06207 | -0.01631 | -0.12128 | -0.13445
| Biogenic refinery carbonizer base service team adjustdoor pcd [min / month] |  |  |  | -0.025035 | -0.0048245 | -0.081344 | -0.039868 | -0.041992
| Biogenic refinery carbonizer base service team adjustdoor hhx [min / month] |  |  |  | -0.025131 | -0.045413 | -0.17386 | -0.22987 | -0.23191
| Biogenic refinery carbonizer base frequency corrective maintenance [y / occurance] |  |  |  | 0.12331 | 0.06135 | -0.08462 | -0.048221 | -0.11472
| Biogenic refinery carbonizer base service team wages [usd per cap per hr] |  |  |  | -0.06219 | 0.021746 | -0.065383 | -0.12971 | -0.1253
| Biogenic refinery carbonizer base biochar calorific value [MJ/kg dry] |  |  |  | 0.023222 | -0.025599 | -0.0081488 | -0.0015602 | -0.018518
| Biogenic refinery carbonizer base pyrolysis temp [C] |  |  |  | -0.16418 | -0.16408 | -0.11405 | -0.068011 | -0.08078
| Biogenic refinery carbonizer base pyrolysis C loss [fraction of total C] |  |  |  | 0.095902 | -0.010273 | -0.020594 | -0.022922 | -0.02141
| Biogenic refinery carbonizer base pyrolysis N loss [fraction of total N] |  |  |  | -0.0026043 | 0.090081 | 0.0051365 | -0.051701 | -0.10298
| Biogenic refinery carbonizer base pyrolysis K loss [fraction of total K] |  |  |  | -0.031191 | 0.020966 | -0.093069 | -0.11892 | -0.10813
| Biogenic refinery carbonizer base pyrolysis P loss [fraction of total P] |  |  |  | 0.093585 | 0.20221 | 0.10521 | 0.05679 | 0.0009601
| Biogenic Refinery Carbonizer Base N to NH3 [fraction of N] |  |  |  | -0.031503 | 0.031287 | 0.063726 | -0.0061206 | -0.048833
| Biogenic refinery carbonizer base N to HCNO [fraction of N] |  |  |  | 0.16288 | 0.088089 | 0.11838 | 0.068395 | 0.10766
| Biogenic Refinery Carbonizer Base HCNO to NH3 [fraction of HCNO] |  |  |  | -0.16265 | -0.11557 | -0.099586 | -0.12804 | -0.1261
| Biogenic refinery carbonizer base nh3 to n2o [fraction of NH3] |  |  |  | -0.10866 | 0.0024482 | 0.034239 | 0.082016 | 0.10279
| Biogenic refinery carbonizer base carbon COD ratio [g C*g COD-1] |  |  |  | -0.21066 | -0.09757 | -0.11203 | -0.074119 | -0.090645
Biogenic refinery pollution control-B12 | Biogenic refinery pollution control o2 sensor cost pcd [USD] |  |  |  | 0.021554 | -0.0025443 | -0.046025 | -0.050273 | -0.08486
| Biogenic refinery pollution control thermocouple cost cb pcd [USD] |  |  |  | 0.12737 | 0.0433 | 0.0040564 | -0.053117 | -0.0014281
| Biogenic refinery pollution control thermistor cost cb pcd [USD] |  |  |  | 0.041224 | 0.0088929 | 0.090033 | 0.077744 | 0.10586
| Biogenic refinery pollution control input auger pcd [USD] |  |  |  | 0.12149 | 0.13481 | 0.095386 | 0.087753 | 0.053261
| Biogenic refinery pollution control input auger motor pcd [USD] |  |  |  | 0.073123 | -0.032823 | -0.042352 | -0.10568 | -0.05649
| Biogenic refinery pollution control catylist pcd [USD] |  |  |  | -0.042568 | 0.0021962 | -0.11092 | -0.054965 | -0.081956
| Biogenic refinery pollution control catalyst access door pcd [USD] |  |  |  | -0.19938 | -0.18321 | -0.15629 | -0.090597 | -0.082652
| Biogenic refinery pollution control feedstock staging bin pcd [USD] |  |  |  | 0.13027 | 0.048389 | 0.07892 | 0.020498 | 0.01511
| Biogenic refinery pollution control temperature limit switch pcd [USD] |  |  |  | 0.060426 | 0.12004 | 0.063042 | 0.051065 | 0.0060246
| Biogenic refinery pollution control airlock pcd [USD] |  |  |  | -0.013285 | -0.12503 | -0.039292 | 0.018422 | 0.045713
| Biogenic refinery pollution control steel cost [USD/kg] |  |  |  | 0.13786 | -0.0022082 | -0.0752 | -0.061314 | -0.054233
| Biogenic refinery pollution control stainless steel cost [USD/kg] |  |  |  | -0.077444 | 0.050585 | -0.074455 | -0.13776 | -0.15905
| Biogenic refinery pollution control service team replacecatalyst pcd [min / corrective maintenance] |  |  |  | 0.073783 | -0.068347 | -0.052757 | -0.040432 | -0.047309
| Biogenic refinery pollution control service team replacebrick pcd [min / corrective maintenance] |  |  |  | 0.1688 | 0.12505 | 0.016346 | -0.0067087 | -0.080804
| Biogenic refinery pollution control service team replaceo2sensor pcd [min / corrective maintenance] |  |  |  | 0.035308 | -0.0080528 | -0.10319 | 0.027411 | -0.060078
| Biogenic refinery pollution control service team adjustdoor pcd [min / month] |  |  |  | -0.18262 | -0.20966 | -0.19458 | -0.18855 | -0.14478
| Biogenic refinery pollution control thermocouple lifetime cb 2pcd [y] |  |  |  | 0.043276 | 0.10356 | -0.089577 | -0.097582 | -0.18177
| Biogenic refinery pollution control frequency corrective maintenance [y / occurance] |  |  |  | 0.082472 | 0.035344 | 0.071311 | -0.013873 | 0.059058
| Biogenic refinery pollution control service team wages [usd per cap per hr] |  |  |  | -0.020342 | -0.081548 | -0.044656 | -0.074875 | -0.075848
| Biogenic refinery pollution control catalyst temp [C] |  |  |  | 0.25781 | 0.20666 | 0.16929 | 0.090381 | 0.12007
Biogenic refinery OHX-B13 | Biogenic refinery OHX orc cost [USD] |  |  |  | 0.13324 | 0.093441 | 0.034191 | 0.0041164 | -0.040012
| Biogenic refinery OHX oil pump power [kW] |  |  |  | 0.38262 | 0.33227 | 0.3416 | 0.20923 | 0.18856
| Biogenic refinery OHX oil electrical energy generated [kW] |  |  |  | 0.22687 | 0.18364 | 0.11602 | 0.0069487 | 0.044056
| Biogenic refinery OHX oil flowrate [L/min] |  |  |  | 0.033087 | 0.083528 | -0.063246 | -0.04138 | -0.10389
| Biogenic refinery OHX ohx temp [C] |  |  |  | 0.086817 | 0.057702 | 0.16271 | 0.17635 | 0.1748
| Biogenic refinery OHX oil temp in [C] |  |  |  | -0.23296 | -0.22631 | -0.14878 | -0.12004 | -0.089181
| Biogenic refinery OHX oil temp out [C] |  |  |  | 0.027831 | -0.07556 | -0.056382 | -0.078668 | -0.081404
| Biogenic refinery OHX amb temp [C] |  |  |  | -0.033855 | -0.040048 | -0.0051245 | -0.037876 | 0.0015362
Biogenic refinery HHX-B14 | Biogenic refinery HHX heat exchanger hydronic steel [kg] |  |  |  | -0.0022322 | 0.086385 | -0.011461 | 0.065923 | -0.019622
| Biogenic refinery HHX heat exchanger hydronic stainless [kg] |  |  |  | 0.022442 | -0.053441 | -0.085377 | -0.19558 | -0.10634
| Biogenic refinery HHX water pump power [kW] |  |  |  | 0.1691 | 0.070675 | 0.15356 | 0.091929 | 0.15383
| Biogenic refinery HHX hhx inducer fan power [kW] |  |  |  | 0.046445 | 0.051725 | 0.028839 | 0.0040084 | 0.098842
| Biogenic refinery HHX hhx stack [USD] |  |  |  | 0.05805 | 0.018818 | -0.029139 | -0.039292 | -0.09571
| Biogenic refinery HHX hhx stack thermocouple [USD] |  |  |  | 0.0087729 | 0.063894 | -0.053693 | -0.031683 | -0.051173
| Biogenic refinery HHX hhx oxygen sensor [USD] |  |  |  | -0.04276 | -0.073003 | -0.15066 | -0.16491 | -0.17379
| Biogenic refinery HHX hhx inducer fan [USD] |  |  |  | 0.048053 | 0.0072247 | 0.011257 | -0.014881 | -0.0060486
| Biogenic refinery HHX hhx flow meter [USD] |  |  |  | -0.09565 | -0.032799 | 0.038692 | 0.01907 | 0.051809
| Biogenic refinery HHX hhx pump [USD] |  |  |  | 0.12745 | 0.12494 | -0.035992 | -0.13966 | -0.1613
| Biogenic refinery HHX hhx water in thermistor [USD] |  |  |  | -0.15137 | -0.23035 | -0.20922 | -0.17887 | -0.18242
| Biogenic refinery HHX hhx water out thermistor [USD] |  |  |  | 0.11107 | 0.16712 | 0.095134 | 0.093309 | 0.092937
| Biogenic refinery HHX hhx load tank [USD] |  |  |  | 0.050297 | -0.0030603 | 0.015878 | 0.020282 | 0.047285
| Biogenic refinery HHX hhx expansion tank [USD] |  |  |  | -0.016082 | -0.028359 | -0.042628 | -0.084848 | -0.048965
| Biogenic refinery HHX hhx heat exchanger [USD] |  |  |  | 0.010585 | 0.0026043 | -0.049565 | -0.072463 | -0.075884
| Biogenic refinery HHX hhx values [USD] |  |  |  | 0.11824 | 0.13369 | 0.029391 | -0.026715 | -0.074059
| Biogenic refinery HHX hhx thermal well [USD] |  |  |  | 0.046493 | 0.048521 | 0.048053 | -0.0056166 | 0.01961
| Biogenic refinery HHX hhx hot water tank [USD] |  |  |  | 0.074731 | 0.1559 | 0.048329 | 0.009841 | 0.018518
| Biogenic refinery HHX hhx overflow tank [USD] |  |  |  | 0.02231 | 0.10837 | 0.10026 | 0.086361 | 0.12276
| Biogenic refinery HHX steel cost [USD/kg] |  |  |  | 0.025047 | 0.038032 | -0.042136 | -0.052145 | -0.10091
| Biogenic refinery HHX stainless steel cost [USD/kg] |  |  |  | -0.24076 | -0.11624 | -0.052661 | -0.017846 | 0.0077648
| Biogenic refinery HHX frequency corrective maintenance [y / occurance] |  |  |  | -0.051533 | -0.071071 | 0.087261 | 0.02333 | 0.090669
| Biogenic refinery HHX service team wages [usd per cap per hr] |  |  |  | 0.041848 | -0.00088809 | -0.015242 | -0.099958 | -0.034683
| Biogenic refinery HHX service team adjustdoor hhx [min / month] |  |  |  | 0.14361 | 0.1551 | 0.24082 | 0.24439 | 0.24743
| Biogenic refinery HHX service team replacewaterpump hhx [min / corrective maintenance] |  |  |  | -0.052085 | -0.26464 | -0.14176 | -0.19504 | -0.025563
| Biogenic refinery HHX service team purgewaterloop hhx [min / corrective maintenance] |  |  |  | 0.051137 | 0.047969 | 0.064998 | 0.039688 | 0.040972
| Biogenic refinery HHX hhx temp [C] |  |  |  | 0.20433 | 0.13464 | 0.013849 | -0.067795 | -0.075416
| Biogenic refinery HHX water flowrate [L/min] |  |  |  | -0.042868 | -0.080312 | -0.26417 | -0.22327 | -0.28001
| Biogenic refinery HHX water out temp [C] |  |  |  | -0.091173 | -0.15465 | -0.1799 | -0.14283 | -0.1094
| Biogenic refinery HHX water in temp [C] |  |  |  | 0.15832 | 0.098278 | 0.11126 | 0.045629 | 0.075224
| Biogenic refinery HHX ambient temp [C] |  |  |  | -0.049013 | 0.021746 | 0.085077 | 0.1792 | 0.18682
Biogenic refinery hhxdryer-B15 | Biogenic refinery hhxdryer drying energy demand [kW] |  |  |  | 0.096766 | 0.093189 | 0.16396 | 0.30241 | 0.20739
| Biogenic refinery hhxdryer drying co2 emissions [% of total C] |  |  |  | -0.0045965 | 0.026643 | 0.076472 | 0.08204 | 0.074455
| Biogenic refinery hhxdryer drying ch4 emissions [% of total C] |  |  |  | -0.020606 | -0.041128 | 0.063846 | 0.072535 | 0.056394
| Biogenic refinery hhxdryer drying nh3 emissions [% of total N] |  |  |  | -0.059946 | -0.032367 | 0.06003 | 0.072559 | 0.078404
| Biogenic refinery hhxdryer nh3 to n2o [% of NH3] |  |  |  | 0.030483 | -0.0087009 | 0.10149 | 0.10687 | 0.076688
| Biogenic refinery hhxdryer energy required to dry sludge [MJ/kg water] |  |  |  | -0.16588 | -0.15492 | -0.068539 | -0.026523 | -0.057426
| Biogenic refinery hhxdryer ambient temp [C] |  |  |  | -0.061842 | -0.10935 | -0.15912 | -0.056142 | -0.042124
| Biogenic refinery hhxdryer dryer heat transfer coeff [MJ / (h m2 K)] |  |  |  | 0.23938 | 0.26188 | 0.059022 | -0.025155 | -0.083588
| Biogenic refinery hhxdryer water out temp [C] |  |  |  | 0.063162 | 0.014149 | 0.13932 | 0.19093 | 0.1775
| Biogenic refinery hhxdryer carbon COD ratio [g C*g COD-1] |  |  |  | 0.080996 | 0.063726 | 0.064866 | 0.026991 | 0.031683
UDDT-B2 | Max ch4 emission [g CH4/g COD] |  |  |  | 0.17048 | 0.047189 | 0.13998 | 0.16578 | 0.15236
| Full degradation time [yr] |  |  |  | -0.099694 | -0.12206 | -0.29717 | -0.28518 | -0.34056
| Log degradation [-] |  |  |  | -0.089493 | -0.012493 | -0.024962 | 0.0036484 | -0.044788
| Plastic density [kg/m2] |  |  |  | 0.14314 | 0.048209 | 0.094809 | 0.066979 | 0.10859
| Brick density [kg/m3] |  |  |  | 0.099634 | 0.054293 | -0.063594 | -0.049421 | -0.10517
| SS sheet density [kg/m2] |  |  |  | -0.1001 | -0.075284 | -0.035284 | 0.0043684 | 0.013405
| Gravel density [kg/m3] |  |  |  | 0.030483 | 0.013405 | -0.04462 | -0.071599 | -0.082736
| Sand density [kg/m3] |  |  |  | 0.12098 | 0.016766 | 0.05871 | 0.071803 | 0.070495
| Steel density [kg/m3] |  |  |  | -0.00054005 | -0.014473 | 0.17327 | 0.20116 | 0.24551
TEA | Price factor [-] |  |  |  | -0.032031 | -0.038284 | -0.090453 | -0.074443 | -0.093429
| Polymer price [USD/kg polymer] |  |  |  | -0.035056 | 0.075104 | 0.095866 | 0.063618 | 0.058626
| Resin price [USD/kg resin] |  |  |  | 0.192 | 0.14728 | 0.14155 | 0.12518 | 0.094281
| Filter bag price [USD/kg filter bag] |  |  |  | 0.078344 | 0.050909 | 0.035236 | 0.11887 | 0.060282
LCA | CH4 CF [kg CO2-eq/kg CH4] |  |  |  | -0.0014521 | 0.043756 | -0.15228 | -0.096454 | -0.20234
| CH4 ecosystems CF [points/kg CH4] |  |  |  | -0.013261 | 0.11002 | 0.09775 | 0.159 | 0.10645
| CH4 health CF [points/kg CH4] |  |  |  | -0.034635 | -0.010945 | 0.15146 | 0.18325 | 0.19788
| N2O CF [kg CO2-eq/kg N2O] |  |  |  | -0.1215 | -0.0065407 | -0.049193 | -0.08432 | -0.12572
| N2O ecosystems CF [points/kg N2O] |  |  |  | -0.016574 | -0.0062166 | 0.0093009 | -0.010249 | -0.015338
| N2O health CF [points/kg N2O] |  |  |  | 0.0048725 | -0.090657 | -0.079556 | -0.13671 | -0.069151
| Polymer CF [kg CO2-eq/kg N] |  |  |  | -0.0081248 | -0.061314 | -0.060942 | -0.12547 | -0.067111
| Polymer ecosystems CF [points/kg N] |  |  |  | -0.074347 | -0.0059046 | 0.046529 | 0.08138 | 0.050681
| Polymer health CF [points/kg N] |  |  |  | 0.21296 | 0.10159 | 0.068299 | 0.10968 | 0.020534
| Polymer resources CF [points/kg N] |  |  |  | -0.035608 | 0.081332 | 0.17032 | 0.22009 | 0.21686
| Resin CF [kg CO2-eq/kg N] |  |  |  | 0.0080168 | 0.039232 | -0.045425 | -0.028671 | -0.080564
| Resin ecosystems CF [points/kg N] |  |  |  | -0.064638 | -0.13986 | -0.12206 | -0.077576 | -0.057642
| Resin health CF [points/kg N] |  |  |  | 0.086517 | 0.10501 | 0.08054 | 0.050897 | 0.061194
| Resin resources CF [points/kg N] |  |  |  | 0.066355 | 0.10002 | -0.048821 | -0.12162 | -0.155
| Filter bag CF [kg CO2-eq/kg N] |  |  |  | 0.19477 | 0.049001 | -0.060894 | -0.17741 | -0.13673
| Filter bag ecosystems CF [points/kg N] |  |  |  | 0.19989 | 0.070759 | 0.13851 | 0.041464 | 0.086085
| Filter bag health CF [points/kg N] |  |  |  | 0.016406 | 0.093705 | -0.12425 | -0.098146 | -0.16828
| Filter bag resources CF [points/kg N] |  |  |  | 0.21173 | 0.042436 | -0.01529 | -0.026715 | -0.014389
| N fertilizer CF [kg CO2-eq/kg N] |  |  |  | -0.026163 | -0.13974 | 0.045809 | 0.12044 | 0.11299
| N fertilizer ecosystems CF [points/kg N] |  |  |  | -0.27548 | -0.09661 | -0.17523 | -0.095506 | -0.16628
| N fertilizer health CF [points/kg N] |  |  |  | 0.19632 | 0.22375 | 0.21749 | 0.17209 | 0.19902
| N fertilizer resources CF [points/kg N] |  |  |  | -0.13043 | -0.23262 | -0.18589 | -0.16922 | -0.11856
| P fertilizer CF [kg CO2-eq/kg P] |  |  |  | 0.13007 | 0.08024 | 0.11046 | 0.067603 | 0.11671
| P fertilizer ecosystems CF [points/kg P] |  |  |  | -0.16193 | -0.090681 | -0.24596 | -0.1154 | -0.17463
| P fertilizer health CF [points/kg P] |  |  |  | -0.1368 | -0.13702 | -0.15095 | -0.11178 | -0.11438
| P fertilizer resources CF [points/kg P] |  |  |  | -0.085377 | -0.17266 | -0.12956 | -0.12569 | -0.074503
| K fertilizer CF [kg CO2-eq/kg K] |  |  |  | -0.16842 | -0.16125 | -0.10302 | 0.02123 | 0.037996
| K fertilizer ecosystems CF [points/kg K] |  |  |  | -0.072451 | -0.075764 | -0.1129 | -0.038644 | -0.092793
| K fertilizer health CF [points/kg K] |  |  |  | -0.1326 | -0.073723 | -0.033543 | -0.047033 | -0.013405
| K fertilizer resources CF [points/kg K] |  |  |  | 0.013633 | 0.019934 | -0.03832 | 0.021506 | 0.0013201
| Conc nh3 fertilizer CF [kg CO2-eq/kg conc_NH3] |  |  |  | 0.018998 | -0.090657 | -0.10637 | 0.018338 | -0.049145
| Conc nh3 fertilizer ecosystems CF [points/kg conc_NH3] |  |  |  | 0.087729 | 0.07922 | -0.024242 | -0.067447 | -0.052025
| Conc nh3 fertilizer health CF [points/kg conc_NH3] |  |  |  | 0.18646 | 0.13818 | 0.058062 | -0.029595 | -0.0080888
| Conc nh3 fertilizer resources CF [points/kg conc_NH3] |  |  |  | 0.0034563 | 0.066703 | -0.056394 | 0.013093 | -0.087573
| Struvite fertilizer CF [kg CO2-eq/kg struvite] |  |  |  | 0.073639 | -0.0063486 | 0.031359 | 0.030171 | 0.050333
| Struvite fertilizer ecosystems CF [points/kg struvite] |  |  |  | 0.17654 | 0.12004 | 0.17318 | 0.2216 | 0.18506
| Struvite fertilizer health CF [points/kg struvite] |  |  |  | -0.017546 | 0.12698 | 0.19359 | 0.16565 | 0.15161
| Struvite fertilizer resources CF [points/kg struvite] |  |  |  | 0.1698 | 0.24652 | 0.27599 | 0.2349 | 0.21122
| Biochar CF [kg CO2-eq/kg biochar] |  |  |  | -0.11983 | -0.0031323 | 0.072343 | 0.15318 | 0.091533
| Biochar ecosystems CF [points/kg biochar] |  |  |  | 0.064926 | 0.014893 | -0.096706 | -0.045161 | -0.049973
| Biochar health CF [points/kg biochar] |  |  |  | -0.059622 | 0.073123 | -0.075608 | -0.0424 | -0.097774
| Excavation-Global warming [kg CO2-eq/m3] |  |  |  | -0.16017 | -0.028539 | -0.048233 | -0.12863 | -0.11844
| Brick-Global warming [kg CO2-eq/kg] |  |  |  | -0.14185 | -0.11038 | -0.17785 | -0.10448 | -0.12109
| Cement-Global warming [kg CO2-eq/kg] |  |  |  | -0.044428 | -0.059502 | -0.015374 | 0.0084848 | 0.036904
| Concrete-Global warming [kg CO2-eq/m3] |  |  |  | -0.046349 | -0.0024002 | -0.033951 | 0.0073687 | -0.01859
| Gravel-Global warming [kg CO2-eq/kg] |  |  |  | 0.060066 | 0.078488 | 0.072487 | 0.039124 | 0.071515
| Plastic-Global warming [kg CO2-eq/kg] |  |  |  | -0.0036724 | -0.0041284 | -0.027063 | -0.070963 | -0.043648
| Sand-Global warming [kg CO2-eq/kg] |  |  |  | -0.015278 | 0.015002 | 0.040732 | 0.00072007 | 0.010621
| Stainless steel-global warming [kg CO2-eq/kg] |  |  |  | -0.017594 | -0.076004 | 0.080444 | 0.038236 | 0.11656
| Stainless steel sheet-global warming [kg CO2-eq/kg] |  |  |  | -0.054125 | -0.031383 | -0.13835 | -0.075464 | -0.093837
| Steel-Global warming [kg CO2-eq/kg] |  |  |  | -0.19521 | -0.030663 | -0.015878 | 0.02117 | 0.035116
| Wood-Global warming [kg CO2-eq/m3] |  |  |  | -0.063258 | -0.062118 | -0.021998 | 0.017534 | 0.0084248
| Trucking-Global warming [kg CO2-eq/tonne*km] |  |  |  | 0.041608 | 0.20304 | 0.050573 | 0.099094 | 0.060042
| Electric motor-global warming [kg CO2-eq/ea] |  |  |  | 0.069511 | 0.095326 | 0.024938 | -0.017906 | -0.035848
| Electronics-Global warming [kg CO2-eq/kg] |  |  |  | 0.089517 | -0.012925 | 0.079592 | -0.033603 | 0.056286
| Catalytic converter-global warming [kg CO2-eq/ea] |  |  |  | -0.12335 | -0.21804 | -0.20752 | -0.17077 | -0.1504
| Oil heat exchanger-global warming [kg CO2-eq/ea] |  |  |  | 0.21104 | 0.32661 | 0.12274 | 0.14098 | 0.0074647
| Pump-Global warming [kg CO2-eq/ea] |  |  |  | 0.04012 | 0.011353 | 0.095794 | 0.18512 | 0.18033
| Hydronic heat exchanger-global warming [kg CO2-eq/ea] |  |  |  | -0.17041 | -0.036544 | -0.091833 | 0.0017882 | -0.074539
| Electric connectors-global warming [kg CO2-eq/kg] |  |  |  | 0.028791 | 0.025743 | 0.04306 | 0.0057606 | -0.0036244
| Electric cables-global warming [kg CO2-eq/m] |  |  |  | -0.1554 | -0.16878 | -0.13369 | -0.12907 | -0.10272
| PVC-Global warming [kg CO2-eq/kg] |  |  |  | 0.066355 | -0.077612 | -0.046889 | -0.088593 | -0.026463
| PE-Global warming [kg CO2-eq/kg] |  |  |  | 0.030435 | 0.06255 | -0.098662 | -0.062886 | -0.11728
| Polymer-Global warming [kg CO2-eq/kg] |  |  |  | 0.0060126 | 0.0084848 | -0.073171 | -0.10595 | -0.13872
| Cationic resin-global warming [kg CO2-eq/kg] |  |  |  | -0.11021 | -0.1224 | -0.0052085 | 0.073555 | 0.058494
| Ceramic-Global warming [kg CO2-eq/kg] |  |  |  | -0.00073207 | 0.012469 | 0.057066 | 0.032559 | 0.027951
| Fan-Global warming [kg CO2-eq/kg] |  |  |  | -0.065911 | -0.10531 | 0.029199 | 0.078692 | 0.07574
| Excavation-H ecosystems [kg CO2-eq/m3] |  |  |  | 0.037636 | 0.073831 | 0.11027 | 0.10041 | 0.084944
| Brick-H ecosystems [kg CO2-eq/kg] |  |  |  | -0.0082088 | -0.069007 | -0.080828 | -0.17722 | -0.083612
| Cement-H ecosystems [kg CO2-eq/kg] |  |  |  | 0.1492 | 0.19636 | 0.20886 | 0.2024 | 0.11518
| Concrete-H ecosystems [kg CO2-eq/m3] |  |  |  | -0.013429 | -0.035056 | -0.16118 | -0.11171 | -0.13809
| Gravel-H ecosystems [kg CO2-eq/kg] |  |  |  | 0.12035 | 0.10501 | 0.12209 | 0.10214 | 0.13337
| Plastic-H ecosystems [kg CO2-eq/kg] |  |  |  | -0.042172 | -0.08036 | -0.050477 | -0.038416 | -0.031215
| Sand-H ecosystems [kg CO2-eq/kg] |  |  |  | -0.071755 | 0.069847 | 0.079244 | 0.14485 | 0.076868
| Stainless steel-h ecosystems [kg CO2-eq/kg] |  |  |  | 0.070807 | 0.12946 | 0.041812 | 0.051425 | -0.0051485
| Stainless steel sheet-h ecosystems [kg CO2-eq/kg] |  |  |  | 0.068071 | 0.11033 | 0.066739 | 0.12996 | 0.050537
| Steel-H ecosystems [kg CO2-eq/kg] |  |  |  | 0.13597 | 0.078344 | 0.14716 | 0.13146 | 0.1077
| Wood-H ecosystems [kg CO2-eq/m3] |  |  |  | -0.05637 | -0.067963 | -0.009985 | -0.015086 | -0.038176
| Trucking-H ecosystems [kg CO2-eq/tonne*km] |  |  |  | 0.17163 | 0.1342 | 0.10711 | -0.0076568 | 0.04012
| Electric motor-h ecosystems [kg CO2-eq/ea] |  |  |  | -0.091929 | -0.060606 | -0.099322 | -0.078452 | -0.086349
| Electronics-H ecosystems [kg CO2-eq/kg] |  |  |  | 0.093717 | 0.12746 | 0.041284 | 0.075584 | -0.0069967
| Catalytic converter-h ecosystems [kg CO2-eq/ea] |  |  |  | -0.099118 | 0.02195 | -0.060822 | 0.045101 | -0.047993
| Oil heat exchanger-h ecosystems [kg CO2-eq/ea] |  |  |  | -0.049397 | -0.026235 | -0.048761 | -0.029043 | -0.071695
| Pump-H ecosystems [kg CO2-eq/ea] |  |  |  | -0.0036004 | 0.01907 | 0.026427 | 0.009553 | 0.012217
| Hydronic heat exchanger-h ecosystems [kg CO2-eq/ea] |  |  |  | 0.028119 | 0.039244 | -0.0023042 | 0.055974 | -0.011977
| Electric connectors-h ecosystems [kg CO2-eq/kg] |  |  |  | -0.017954 | -0.086757 | -0.071743 | -0.07688 | -0.010957
| Electric cables-h ecosystems [kg CO2-eq/m] |  |  |  | 0.12779 | -0.046601 | 0.10248 | 0.11797 | 0.10005
| PVC-H ecosystems [kg CO2-eq/kg] |  |  |  | 0.0023762 | -0.052481 | -0.016106 | -0.010093 | 0.017786
| PE-H ecosystems [kg CO2-eq/kg] |  |  |  | -0.022982 | -0.0055086 | -0.051221 | -0.045941 | -0.01775
| Polymer-H ecosystems [kg CO2-eq/kg] |  |  |  | 0.083816 | 0.11208 | 0.075356 | 0.070927 | 0.048785
| Cationic resin-h ecosystems [kg CO2-eq/kg] |  |  |  | -0.0021122 | -0.027675 | 0.040624 | -0.064674 | 0.057138
| Ceramic-H ecosystems [kg CO2-eq/kg] |  |  |  | -0.073147 | -0.11534 | 0.010813 | 0.059658 | 0.052157
| Fan-H ecosystems [kg CO2-eq/kg] |  |  |  | 0.016322 | 0.05607 | -0.10063 | -0.084908 | -0.1216
| Excavation-H health [kg CO2-eq/m3] |  |  |  | -0.014269 | -0.029499 | 0.024674 | 0.036832 | 0.051413
| Brick-H health [kg CO2-eq/kg] |  |  |  | -0.019286 | -0.054485 | 0.11046 | 0.14725 | 0.12322
| Cement-H health [kg CO2-eq/kg] |  |  |  | -0.04312 | 0.016286 | 0.023378 | 0.036172 | 0.027291
| Concrete-H health [kg CO2-eq/m3] |  |  |  | 0.13768 | 0.046385 | -0.041248 | -0.062286 | -0.032775
| Gravel-H health [kg CO2-eq/kg] |  |  |  | -0.065203 | -0.17165 | -0.23112 | -0.22407 | -0.22143
| Plastic-H health [kg CO2-eq/kg] |  |  |  | 0.070795 | 0.046433 | 0.13464 | 0.10013 | 0.1485
| Sand-H health [kg CO2-eq/kg] |  |  |  | -0.13863 | 0.0078728 | 0.050345 | 0.026139 | 0.038848
| Stainless steel-h health [kg CO2-eq/kg] |  |  |  | 0.023438 | 0.027759 | 0.0045485 | 0.052829 | 0.035632
| Stainless steel sheet-h health [kg CO2-eq/kg] |  |  |  | -0.0087729 | 0.046577 | -0.031827 | -0.045017 | -0.097438
| Steel-H health [kg CO2-eq/kg] |  |  |  | 0.19665 | 0.023042 | -0.041296 | -0.049721 | -0.030651
| Wood-H health [kg CO2-eq/m3] |  |  |  | 0.14617 | 0.099766 | 0.03556 | -0.036844 | -0.039628
| Trucking-H health [kg CO2-eq/tonne*km] |  |  |  | 0.16926 | 0.17163 | 0.14577 | 0.07664 | 0.12815
| Electric motor-h health [kg CO2-eq/ea] |  |  |  | -0.012937 | 0.054737 | -0.089301 | -0.14752 | -0.16112
| Electronics-H health [kg CO2-eq/kg] |  |  |  | 0.18749 | 0.1994 | 0.05955 | 0.041416 | -0.028071
| Catalytic converter-h health [kg CO2-eq/ea] |  |  |  | -0.076412 | -0.043732 | -0.11147 | -0.17803 | -0.10803
| Oil heat exchanger-h health [kg CO2-eq/ea] |  |  |  | 0.068215 | 0.11114 | 0.10184 | 0.046409 | 0.068371
| Pump-H health [kg CO2-eq/ea] |  |  |  | 0.028767 | -0.070711 | 0.017438 | -0.0088929 | 0.016958
| Hydronic heat exchanger-h health [kg CO2-eq/ea] |  |  |  | 0.08258 | 0.13197 | -0.031647 | -0.019466 | -0.091989
| Electric connectors-h health [kg CO2-eq/kg] |  |  |  | -0.067759 | -0.02231 | -0.038608 | 0.02453 | -0.029499
| Electric cables-h health [kg CO2-eq/m] |  |  |  | -0.18813 | -0.07856 | -0.078848 | -0.093765 | -0.093489
| PVC-H health [kg CO2-eq/kg] |  |  |  | 0.075824 | 0.17107 | 0.28682 | 0.19172 | 0.22586
| PE-H health [kg CO2-eq/kg] |  |  |  | -0.061878 | -0.074491 | 0.028623 | 0.04234 | 0.063834
| Polymer-H health [kg CO2-eq/kg] |  |  |  | 0.0080648 | 0.10339 | 0.07622 | 0.14364 | 0.040264
| Cationic resin-h health [kg CO2-eq/kg] |  |  |  | -0.12768 | -0.24476 | -0.18991 | -0.20415 | -0.15428
| Ceramic-H health [kg CO2-eq/kg] |  |  |  | -0.22908 | -0.22481 | -0.048161 | -0.00033603 | 0.0013561
| Fan-H health [kg CO2-eq/kg] |  |  |  | 0.062898 | 0.009985 | -0.077024 | -0.037276 | -0.12118
| Excavation-H resources [kg CO2-eq/m3] |  |  |  | 0.046997 | 0.08162 | 0.0034443 | 0.0078128 | -0.010069
| Brick-H resources [kg CO2-eq/kg] |  |  |  | -0.082988 | -0.077564 | -0.078392 | -0.1132 | -0.053597
| Cement-H resources [kg CO2-eq/kg] |  |  |  | -0.081656 | -0.038956 | -0.033567 | -0.095266 | -0.028347
| Concrete-H resources [kg CO2-eq/m3] |  |  |  | 0.027699 | 0.045977 | 0.028983 | 0.13157 | 0.089409
| Gravel-H resources [kg CO2-eq/kg] |  |  |  | 0.061866 | 0.046205 | 0.040864 | 0.016814 | 0.0071647
| Plastic-H resources [kg CO2-eq/kg] |  |  |  | 0.068587 | 0.061206 | 0.0062526 | 0.014233 | -0.02243
| Sand-H resources [kg CO2-eq/kg] |  |  |  | 0.09727 | 0.064314 | 0.10013 | 0.099298 | 0.10221
| Stainless steel-h resources [kg CO2-eq/kg] |  |  |  | 0.13224 | 0.21919 | 0.023078 | -0.049433 | -0.097534
| Stainless steel sheet-h resources [kg CO2-eq/kg] |  |  |  | 0.031287 | 0.011125 | -0.013249 | -0.042508 | -0.071995
| Steel-H resources [kg CO2-eq/kg] |  |  |  | 0.022814 | 0.048401 | 0.10925 | 0.084932 | 0.049133
| Wood-H resources [kg CO2-eq/m3] |  |  |  | -0.048941 | 0.0055326 | 0.07958 | 0.074659 | 0.097222
| Trucking-H resources [kg CO2-eq/tonne*km] |  |  |  | 0.02381 | -0.020462 | -0.035584 | 0.026919 | -0.013885
| Electric motor-h resources [kg CO2-eq/ea] |  |  |  | -0.031887 | 0.049361 | 0.065467 | 0.065479 | 0.0074647
| Electronics-H resources [kg CO2-eq/kg] |  |  |  | -0.074131 | -0.10093 | -0.032403 | 0.035464 | 0.030207
| Catalytic converter-h resources [kg CO2-eq/ea] |  |  |  | -0.012853 | -0.0048485 | 0.096466 | 0.16485 | 0.17065
| Oil heat exchanger-h resources [kg CO2-eq/ea] |  |  |  | 0.067123 | 0.043 | -0.046709 | -0.10167 | -0.12389
| Pump-H resources [kg CO2-eq/ea] |  |  |  | -0.025275 | 0.10939 | -0.032079 | -0.050453 | -0.088209
| Hydronic heat exchanger-h resources [kg CO2-eq/ea] |  |  |  | -0.016214 | 0.023222 | -0.014089 | -0.029667 | -0.021698
| Electric connectors-h resources [kg CO2-eq/kg] |  |  |  | 0.097318 | 0.057558 | 0.10019 | 0.047441 | 0.029151
| Electric cables-h resources [kg CO2-eq/m] |  |  |  | -0.0042364 | -0.014689 | 0.050813 | 0.10062 | 0.088353
| PVC-H resources [kg CO2-eq/kg] |  |  |  | -0.12176 | -0.0041044 | -0.018266 | 0.064278 | -0.0065167
| PE-H resources [kg CO2-eq/kg] |  |  |  | 0.14977 | 0.19285 | 0.10519 | 0.055698 | 0.031407
| Polymer-H resources [kg CO2-eq/kg] |  |  |  | 0.042004 | -0.026055 | 0.11412 | 0.052961 | 0.12762
| Cationic resin-h resources [kg CO2-eq/kg] |  |  |  | -0.14511 | -0.15869 | -0.09859 | 0.0089169 | -0.054245
| Ceramic-H resources [kg CO2-eq/kg] |  |  |  | -0.17989 | -0.13738 | -0.16348 | -0.26609 | -0.20218
| Fan-H resources [kg CO2-eq/kg] |  |  |  | -0.024506 | -0.029355 | -0.12841 | -0.062094 | -0.14191
UDDT-B2 | UDDT toilet paper [kg/cap/hr] |  |  |  | -0.12506 | -0.15129 | -0.154 | -0.16881 | -0.14532
| UDDT flushing water [kg/cap/hr] |  |  |  | -0.036508 | 0.012205 | -0.11246 | -0.092145 | -0.12534
| UDDT cleansing water [kg/cap/hr] |  |  |  | -0.062394 | -0.037084 | -0.027039 | -0.075344 | -0.086937
| UDDT desiccant V [m3/cap/hr] |  |  |  | 0.027063 | 0.062934 | -0.014713 | -0.041716 | -0.055422
| UDDT desiccant rho [kg/m3] |  |  |  | 0.0010441 | -0.028455 | 0.071587 | 0.076304 | 0.10181
| UDDT COD max decay [fraction of oxygen demand removal] |  |  |  | -0.047585 | 0.011449 | -0.031179 | 0.028251 | -0.030015
| UDDT N max decay [fraction of N removal after N leaching] |  |  |  | 0.17507 | 0.17079 | 0.24373 | 0.21027 | 0.21511
| UDDT MCF aq [fraction of anaerobic conversion of degraded COD] |  |  |  | -0.050201 | -0.038524 | -0.068875 | -0.010153 | -0.065659
| UDDT n2o EF aq [fraction of N emitted as N2O] |  |  |  | 0.024962 | 0.054281 | -0.054209 | -0.014797 | -0.045137
| UDDT collection period [d] |  |  |  | -0.15929 | -0.15244 | -0.064578 | 0.051749 | -0.04354
| UDDT N volatilization [fraction of total N] |  |  |  | -0.019406 | 0.087585 | -0.0066487 | -0.013273 | -0.061458
| UDDT struvite p ksp [-] |  |  |  | -0.039568 | 0.029703 | 0.10627 | 0.077396 | 0.11802
| UDDT prep sludge [fraction of total precipitate appearing as sludge that settles and can be removed] |  |  |  | -0.17525 | -0.093309 | -0.065095 | -0.0065767 | -0.060402
| UDDT log removal [log unit] |  |  |  | -0.045881 | 0.058746 | 0.0032163 | -0.0088569 | -0.00069607
| UDDT ur p H [pH unit] |  |  |  | -0.011881 | 0.010261 | 0.0037684 | 0.0082328 | 0.015098
| UDDT MCF decay [fraction of anaerobic conversion of degraded COD] |  |  |  | -0.080012 | 0.021134 | -0.019214 | 0.076952 | -0.0033843
| UDDT n2o EF decay [fraction of N emitted as N2O] |  |  |  | 0.13422 | 0.044068 | 0.087045 | 0.070435 | 0.10037
| UDDT fec moi min [fraction] |  |  |  | -0.087981 | -0.10157 | 0.10031 | 0.13051 | 0.14981
| UDDT fec moi red rate [1/d] |  |  |  | -0.078344 | 0.0061326 | -0.025803 | 0.027375 | 0.0021122
| UDDT capital cost [USD] |  |  |  | 0.21506 | 0.16011 | 0.13725 | 0.069715 | 0.092193
| UDDT operating cost [fraction of capital cost] |  |  |  | 0.023234 | 0.079868 | 0.054437 | -0.069835 | -0.036208
Trucking-B3 | Transportation loss [fraction] |  |  |  | 0.11768 | 0.10177 | 0.15398 | 0.10447 | 0.10424
| Transportation distance [km] |  |  |  | 0.11755 | 0.10556 | -0.1011 | -0.14124 | -0.1763
| Handcart fee [USD] |  |  |  | 0.28457 | -0.15408 | -0.18652 | -0.14103 | -0.15369
| Truck fee [USD] |  |  |  | 0.12881 | -0.023774 | 0.077 | 0.12064 | 0.11579
Biogenic refinery struvite precipitation-B5 | Biogenic refinery struvite precipitation material P pipe [m] |  |  |  | 0.080576 | 0.035308 | 0.092601 | 0.061338 | 0.079688
| Biogenic refinery struvite precipitation cost P reactor [USD] |  |  |  | -0.1368 | -0.12402 | -0.065023 | -0.015722 | -0.063462
| Biogenic refinery struvite precipitation cost P stirrer [USD/m2] |  |  |  | -0.016466 | -0.049793 | -0.032631 | -0.009709 | 0.0028203
| Biogenic refinery struvite precipitation cost P pipe [USD/m] |  |  |  | 0.054701 | 0.12386 | -0.010945 | -0.019322 | -0.055338
| Biogenic refinery struvite precipitation filter reuse [# times reused] |  |  |  | 0.099358 | 0.15912 | 0.1438 | 0.091653 | 0.082004
| Biogenic refinery struvite precipitation reactor weight [kg] |  |  |  | 0.029127 | 0.028527 | -0.0050525 | 0.02471 | -9.601e-05
| Biogenic refinery struvite precipitation pvc mass [kg PVC/m] |  |  |  | -0.048581 | -0.010561 | 0.055674 | 0.088737 | 0.12406
Biogenic refinery ion exchange-B6 | Biogenic refinery ion exchange N rec [%] |  |  |  | 0.088257 | -0.029979 | -0.14677 | -0.28462 | -0.24388
| Biogenic refinery ion exchange resin mass column [g per column] |  |  |  | -0.17588 | -0.2247 | -0.16444 | -0.10741 | -0.11647
| Biogenic refinery ion exchange material tubing [m] |  |  |  | -0.051953 | -0.033027 | -0.21761 | -0.16266 | -0.2267
| Biogenic refinery ion exchange cost PVC column [USD/m] |  |  |  | -0.084788 | -0.066535 | 0.063714 | 0.12722 | 0.11453
| Biogenic refinery ion exchange cost tubing [USD/m] |  |  |  | 0.030555 | 0.092541 | 0.14001 | 0.12905 | 0.15257
| Biogenic Refinery Ion Exchange cost H2SO4 [USD/metric ton] |  |  |  | 0.018926 | 0.073015 | 0.015614 | -0.074167 | -0.0026043
| Biogenic refinery ion exchange cost resin [USD/kg] |  |  |  | -0.045653 | 0.085605 | 0.092961 | 0.091641 | 0.058902
| Biogenic refinery ion exchange ad density [mmol N/g resin] |  |  |  | -0.0026523 | -0.049421 | 0.18283 | 0.19581 | 0.25344
| Biogenic refinery ion exchange resin lifetime [cycles] |  |  |  | -0.051941 | -0.11407 | -0.036988 | -0.024626 | 0.02045
| Biogenic refinery ion exchange tubing length [m/column] |  |  |  | 0.089541 | 0.10051 | 0.070807 | 0.022934 | 0.0077048
| Biogenic refinery ion exchange pvc mass [kg PVC/m] |  |  |  | 0.16983 | 0.23094 | 0.1017 | 0.13117 | 0.041404
| Biogenic refinery ion exchange tubing mass [kg PE /m] |  |  |  | -0.020414 | 0.010465 | 0.012997 | -0.027075 | -0.040048
| Biogenic refinery ion exchange tank mass [kg PE/300 L tank] |  |  |  | 0.060594 | -0.0041884 | -0.0084488 | -0.0037564 | 0.01751
| Biogenic refinery ion exchange tank cost [USD/tank] |  |  |  | -0.098818 | -0.14069 | -0.076652 | -0.15612 | -0.081464

## brB_BeijingChina
| Element | N recovery | P recovery | K recovery | TEA results | LCA results
| Metric | Total N [% N] | Total P [% P] | Total K [% K] | Annual net cost [USD/cap/yr] | GlobalWarming [kg CO2-eq/cap/yr] | H_Ecosystems [points/cap/yr] | H_Health [points/cap/yr] | H_Resources [points/cap/yr]
Element | Parameter
TEA | Operator daily wages [USD/d] |  |  |  | -0.0066487 | -0.030795 | -0.1127 | -0.076844 | -0.1208
| Construction daily wages [USD/d] |  |  |  | 0.1062 | 0.067363 | 0.065263 | 0.067543 | 0.084716
| NH3 fertilizer price [USD/kg N] |  |  |  | 0.012733 | -0.12581 | -0.061446 | -0.010981 | 0.011269
| Electricity price [$/kWh] |  |  |  | 0.045137 | -0.013465 | -0.033315 | 0.012793 | -0.0009601
LCA | Electricity CF [kg CO2-eq/kWh] |  |  |  | -0.15561 | -0.26191 | 0.010141 | 0.10517 | 0.21127
| Electricity ecosystems CF [points/kWh] |  |  |  | 0.10439 | 0.12781 | 0.02459 | -0.057486 | -0.067303
| Electricity health CF [points/kWh] |  |  |  | -0.030087 | 0.0049085 | 0.077 | 0.15825 | 0.078644
| Electricity resources CF [points/kWh] |  |  |  | 0.016646 | 0.033771 | 0.0815 | 0.11142 | 0.034227
Excretion-B1 | Excretion e cal [kcal/cap/d] |  |  |  | 0.083516 | 0.12238 | 0.064542 | 0.047741 | 0.0049445
| Excretion p veg [g/cap/d] |  |  |  | 0.12136 | 0.0030843 | 0.036076 | 0.048401 | 0.1092
| Excretion p anim [g/cap/d] |  |  |  | -0.0028443 | -0.059262 | -0.0058686 | 0.0054845 | 0.083516
| Excretion N prot [fraction] |  |  |  | 0.24294 | 0.093801 | 0.038356 | -0.055134 | 0.013357
| Excretion P prot v [fraction] |  |  |  | 0.0026043 | -0.036988 | 0.42357 | 0.58563 | 0.71376
| Excretion P prot a [fraction] |  |  |  | -0.12252 | -0.10749 | 0.024734 | 0.038404 | 0.14938
| Excretion K cal [g K/1000 kcal] |  |  |  | 0.044704 | 0.011965 | -0.046373 | -0.021062 | -0.062046
| Excretion N exc [fraction of intake] |  |  |  | 0.039604 | 0.023498 | -0.051245 | -0.060438 | -0.090525
| Excretion P exc [fraction of intake] |  |  |  | -0.012625 | -0.0091329 | 0.13368 | 0.12926 | 0.15764
| Excretion K exc [fraction of intake] |  |  |  | -0.1623 | -0.14194 | -0.018182 | 0.024902 | 0.13455
| Excretion e exc [fraction of intake] |  |  |  | 0.10655 | 0.067279 | 0.15845 | 0.21128 | 0.14781
| Excretion N ur [fraction of total] |  |  |  | -0.054497 | -0.058422 | -0.0066727 | 0.045185 | 0.071899
| Excretion P ur [fraction of total] |  |  |  | 0.029751 | -0.1022 | 0.14814 | 0.25188 | 0.30827
| Excretion K ur [fraction of total] |  |  |  | -0.0026163 | -0.0063486 | 0.011905 | -0.047873 | 0.066955
| Excretion e fec [fraction of total] |  |  |  | 0.018254 | 0.11318 | 0.076784 | 0.064866 | 0.043984
| Excretion N ur NH3 [fraction of total N in urine] |  |  |  | 0.0074527 | 0.0051605 | 0.092685 | 0.08216 | 0.13533
| Excretion N fec NH3 [fraction of total N in feces] |  |  |  | -0.088125 | 0.041044 | -0.069283 | -0.06285 | -0.15232
| Excretion ur exc [g/cap/d] |  |  |  | 0.11376 | 0.0010081 | -0.0059166 | 0.044164 | 0.010837
| Excretion fec exc [g/cap/d] |  |  |  | -0.064746 | -0.085545 | -0.15512 | -0.22148 | -0.14543
| Excretion ur moi [fraction] |  |  |  | -0.17626 | -0.20936 | -0.069787 | 0.016442 | 0.0015002
| Excretion fec moi [fraction] |  |  |  | 0.11152 | 0.07958 | 0.059994 | -0.0073207 | -0.019826
| Excretion mg ur [g Mg/cap/d] |  |  |  | 0.095194 | 0.032187 | 0.082676 | 0.052877 | 0.096178
| Excretion mg fec [g Mg/cap/d] |  |  |  | 0.12466 | 0.070567 | 0.069595 | -0.0020042 | 0.024914
| Excretion ca ur [g Ca/cap/d] |  |  |  | 0.062358 | 0.060762 | -0.14944 | -0.29395 | -0.33222
| Excretion ca fec [g Ca/cap/d] |  |  |  | -0.074875 | -0.039124 | -0.066811 | -0.016718 | -0.06087
UDDT-B2 | Toilet density [household/toilet] |  |  |  | -0.2109 | -0.31509 | -0.20444 | -0.16413 | -0.090477
Biogenic refinery controls-B8 | Biogenic refinery controls icp controller board [USD] |  |  |  | 0.10117 | 0.1107 | -0.00042004 | -0.017414 | -0.032703
| Biogenic refinery controls icp variable frequence drives [USD] |  |  |  | 0.044524 | 0.0072967 | 0.086397 | -0.011233 | 0.094497
| Biogenic refinery controls icp power meter [USD] |  |  |  | -0.077852 | 0.021386 | 0.021374 | 0.02279 | 0.0037444
| Biogenic refinery controls icp line filter [USD] |  |  |  | -0.14704 | -0.13859 | -0.1595 | -0.15657 | -0.13012
| Biogenic refinery controls icp power meter transformer [USD] |  |  |  | 0.086961 | 0.12164 | -0.030819 | -0.14752 | -0.10233
| Biogenic refinery controls icp touch screen [USD] |  |  |  | -0.00015602 | 0.023018 | 0.045161 | 0.11263 | 0.048965
| Biogenic refinery controls electrician replacecables icp [nan] |  |  |  | 0.13572 | 0.097558 | 0.23261 | 0.199 | 0.28558
| Biogenic refinery controls electrician replacewires icp [nan] |  |  |  | -0.064098 | -0.10212 | 0.0358 | 0.027603 | 0.099022
| Biogenic refinery controls service team replacetouchscreen icp [nan] |  |  |  | 0.011413 | -0.044968 | 0.01553 | -0.042268 | 0.00058806
| Biogenic refinery controls facility manager configurevariable icp [nan] |  |  |  | -0.088521 | -0.077144 | -0.092841 | -0.12209 | -0.069871
| Biogenic refinery controls biomass controls replaceboard icp [nan] |  |  |  | 0.10733 | 0.05649 | 0.1232 | 0.045941 | 0.073495
| Biogenic refinery controls biomass controls codemalfunctioning icp [nan] |  |  |  | 0.0082568 | 0.033219 | -0.012301 | 0.037828 | -0.049241
| Biogenic refinery controls frequency corrective maintenance [y / occurance] |  |  |  | -0.0065287 | -0.071899 | -0.048857 | -0.03766 | -0.023642
| Biogenic refinery controls service team wages [usd per cap per hr] |  |  |  | 0.031959 | 0.0091329 | 0.056994 | 0.00081608 | 0.009637
| Biogenic refinery controls certified electrician wages [usd per cap per hr] |  |  |  | 0.021338 | 0.11246 | 0.054533 | 0.079256 | -0.00055206
| Biogenic refinery controls facility manager wages [usd per cap per hr] |  |  |  | 0.20575 | 0.21745 | 0.15372 | 0.052925 | 0.081608
| Biogenic refinery controls biomass controls wages [usd per cap per hr] |  |  |  | 0.12157 | 0.011773 | 0.042448 | 0.10956 | 0.093249
Biogenic refinery housing-B9 | Biogenic refinery housing container20ft cost [USD] |  |  |  | -0.073435 | -0.11455 | -0.1092 | -0.11104 | -0.070483
| Biogenic refinery housing container40ft cost [USD] |  |  |  | 0.15015 | 0.1166 | 0.045425 | -0.019022 | -0.0030963
| Biogenic refinery housing stainless steel housing [USD per m2] |  |  |  | -0.090033 | -0.068527 | -0.10927 | -0.11147 | -0.10507
| Biogenic refinery housing concrete cost [USD per m3] |  |  |  | 0.012181 | 0.10806 | 0.036496 | 0.040732 | 0.0036724
| Biogenic refinery housing concrete thickness [m] |  |  |  | -0.052193 | -0.038224 | -0.052565 | 0.0058926 | -0.028143
| Biogenic refinery housing footprint [m2] |  |  |  | -0.0027123 | -0.023018 | 0.02489 | 0.081548 | 0.058686
Biogenic refinery grinder-B10 | Biogenic refinery grinder grinder [usd] |  |  |  | 0.1163 | 0.17377 | 0.14393 | 0.11182 | 0.14472
| Biogenic refinery grinder grinder steel [kg] |  |  |  | 0.073507 | -0.041584 | -0.04096 | -0.066991 | -0.046265
| Biogenic refinery grinder grinder electricity [kwh/kg] |  |  |  | 0.16496 | 0.13925 | 0.19777 | 0.15102 | 0.18557
Liquid treatment bed-B7 | Liquid treatment bed tau [d] |  |  |  | 0.014509 | 0.0085929 | -0.035296 | -0.047789 | -0.047021
| Liquid treatment bed COD max decay [% of total COD] |  |  |  | -0.15292 | -0.082184 | -0.023798 | 0.068335 | 0.029487
| Liquid treatment bed MCF decay [% anaerobic conversion of degraded COD] |  |  |  | 0.051113 | 0.049229 | 0.025611 | -0.04462 | 0.020774
| Liquid treatment bed N max decay [% N removal] |  |  |  | -0.017054 | -0.044212 | 0.031263 | 0.1108 | 0.15401
| Liquid treatment bed n2o EF decay [% of degraded N emitted as N2O] |  |  |  | -0.029703 | -0.054101 | -0.094869 | -0.21446 | -0.1034
| Liquid treatment bed bed H [m] |  |  |  | 0.069883 | 0.037492 | 0.07688 | 0.12388 | 0.06243
| Liquid treatment bed concrete thickness [m] |  |  |  | -0.046913 | -0.010501 | 0.050357 | 0.072703 | 0.10676
Biogenic refinery carbonizer base-B11 | Biogenic refinery carbonizer base energy required to dry sludge [MJ/kg water] |  |  |  | -0.041344 | 0.0029643 | 0.098962 | 0.1527 | 0.20734
| Biogenic refinery carbonizer base dry feces heat of combustion [MJ/kg dry] |  |  |  | -0.019454 | 0.040516 | 0.22044 | 0.18707 | 0.28467
| Biogenic refinery carbonizer base pyrolysis pot cost cb [USD] |  |  |  | 0.071383 | 0.009769 | 0.047453 | -0.0065167 | -0.021842
| Biogenic refinery carbonizer base char auger motor cost cb [USD] |  |  |  | 0.13719 | 0.10764 | 0.092769 | -0.0077648 | -0.0068647
| Biogenic refinery carbonizer base fuel auger motor cost cb [USD] |  |  |  | -0.058638 | -0.080696 | -0.11395 | -0.045533 | -0.10016
| Biogenic refinery carbonizer base primary air blower cost cb [USD] |  |  |  | 0.24413 | 0.17392 | 0.11126 | 0.11221 | 0.062238
| Biogenic refinery carbonizer base thermocouple cost cb pcd [USD] |  |  |  | -0.06219 | -0.017174 | 0.014581 | 0.0081608 | 0.00091209
| Biogenic refinery carbonizer base thermistor cost cb pcd [USD] |  |  |  | 0.12714 | 0.018818 | -0.079496 | -0.13427 | -0.20598
| Biogenic refinery carbonizer base forced air fan cost cb [USD] |  |  |  | 0.11371 | 0.1416 | 0.18307 | 0.17513 | 0.16757
| Biogenic refinery carbonizer base airlock motor cost cb [USD] |  |  |  | 0.07802 | 0.068503 | 0.11269 | -0.0087849 | 0.085185
| Biogenic refinery carbonizer base inducer fan cost cb [USD] |  |  |  | -0.13518 | -0.055278 | -0.086061 | -0.1653 | -0.11575
| Biogenic refinery carbonizer base biochar collection box cost cb [USD] |  |  |  | -0.17413 | -0.1368 | -0.066487 | -0.0068287 | 0.0077048
| Biogenic refinery carbonizer base chain guards cost cb [USD] |  |  |  | -0.035104 | -0.059106 | -0.033027 | 0.033843 | 0.066535
| Biogenic refinery carbonizer base door cost cb [USD] |  |  |  | -0.0072727 | -0.01583 | -0.046097 | -0.11382 | -0.060822
| Biogenic refinery carbonizer base agitator cost cb [USD] |  |  |  | 0.050105 | 0.050777 | 0.072403 | 0.057582 | 0.085389
| Biogenic refinery carbonizer base combusion chamber cost cb [USD] |  |  |  | -0.06381 | 0.11324 | 0.038596 | -0.064446 | -0.02375
| Biogenic refinery carbonizer base sprayer cost cb [USD] |  |  |  | -0.1644 | -0.14341 | -0.10517 | -0.063174 | -0.11396
| Biogenic refinery carbonizer base vent cost cb [USD] |  |  |  | 0.0052205 | -0.024062 | 0.047885 | 0.053681 | 0.060126
| Biogenic refinery carbonizer base so2 emissions [mg/Nm3] |  |  |  | -0.12318 | -0.022862 | -0.0030843 | -0.054809 | -0.0021002
| Biogenic refinery carbonizer base CO emissions [mg/Nm3] |  |  |  | -0.1489 | -0.080252 | 0.0094689 | 0.026835 | 0.05739
| Biogenic refinery carbonizer base hg emissions [mg/Nm3] |  |  |  | 0.03976 | -0.043432 | 0.0063726 | 0.058038 | 0.02177
| Biogenic refinery carbonizer base cd emissions [mg/Nm3] |  |  |  | 0.074263 | -0.02027 | 0.060366 | 0.05787 | 0.13295
| Biogenic refinery carbonizer base as emissions [mg/Nm3] |  |  |  | -0.091665 | -0.15814 | -0.066451 | -0.074935 | -0.0084848
| Biogenic refinery carbonizer base dioxin furans emissions [ng/Nm3] |  |  |  | 0.11696 | 0.056466 | -0.03628 | -0.11594 | -0.041296
| Biogenic refinery carbonizer base cb n2o emissions [% of total N] |  |  |  | 0.0027123 | -0.02309 | -0.1665 | -0.20205 | -0.19034
| Biogenic refinery carbonizer base steel cost [USD/kg] |  |  |  | 0.057882 | 0.00058806 | -0.062466 | -0.13149 | -0.17975
| Biogenic refinery carbonizer base stainless steel cost [USD/kg] |  |  |  | -0.090837 | -0.019274 | 0.071383 | 0.036436 | 0.082256
| Biogenic refinery carbonizer base primary air blower lifetime cb [y] |  |  |  | 0.16806 | 0.081056 | 0.030711 | 0.02309 | 0.020738
| Biogenic refinery carbonizer base thermocouple lifetime cb 2pcd [y] |  |  |  | 0.05949 | -0.058278 | -0.02009 | -0.040312 | -0.028515
| Biogenic refinery carbonizer base forced air fan lifetime cb [y] |  |  |  | 0.018482 | 0.04258 | 0.012985 | -0.057786 | -0.046841
| Biogenic refinery carbonizer base airlock motor lifetime cb [y] |  |  |  | -0.017342 | -0.058974 | -0.024098 | 0.073183 | 0.053453
| Biogenic refinery carbonizer base inducer fan lifetime cb [y] |  |  |  | 0.18956 | 0.11748 | 0.15946 | 0.058842 | 0.12854
| Biogenic refinery carbonizer base service team replacegasket cb [min / corrective maintenance] |  |  |  | 0.15326 | 0.21149 | 0.15716 | 0.10086 | 0.10461
| Biogenic refinery carbonizer base service team replacedoor cb [min / corrective maintenance] |  |  |  | -0.10559 | -0.042712 | -0.00081608 | 0.036364 | 0.030075
| Biogenic refinery carbonizer base service team replacechain cb [min / corrective maintenance] |  |  |  | -0.19646 | -0.16587 | -0.1593 | -0.043732 | -0.093465
| Biogenic refinery carbonizer base service team changefirepot cb [min / corrective maintenance] |  |  |  | 0.067471 | 0.085065 | 0.0049805 | -0.045929 | -0.037252
| Biogenic refinery carbonizer base service team replacecharaugers cb [min / corrective maintenance] |  |  |  | 0.057534 | 0.19441 | 0.14795 | 0.1166 | 0.05841
| Biogenic refinery carbonizer base service team replacecatalyst pcd [min / corrective maintenance] |  |  |  | -0.1095 | -0.09583 | -0.0017282 | 0.013201 | 0.040324
| Biogenic refinery carbonizer base service team replacebrick pcd [min / corrective maintenance] |  |  |  | 0.12384 | 0.041944 | 0.012865 | -0.033051 | -0.026751
| Biogenic refinery carbonizer base service team replacefuelauger pcd [min / corrective maintenance] |  |  |  | 0.073183 | 0.073735 | 0.11774 | 0.071059 | 0.14397
| Biogenic refinery carbonizer base service team replacewaterpump hhx [min / corrective maintenance] |  |  |  | -0.0090129 | 0.00012001 | -0.11051 | -0.13063 | -0.17257
| Biogenic refinery carbonizer base service team purgewaterloop hhx [min / corrective maintenance] |  |  |  | 0.031563 | 0.0078128 | -0.01781 | -0.025107 | -0.0071647
| Biogenic refinery carbonizer base service team replacecharmotor cb [min / corrective maintenance] |  |  |  | 0.014173 | 0.00090009 | 0.081788 | 0.041656 | 0.10725
| Biogenic refinery carbonizer base service team replacefuelmotor cb [min / corrective maintenance] |  |  |  | 0.095734 | 0.10089 | 0.079832 | 0.085713 | 0.087009
| Biogenic refinery carbonizer base service team replaceblower cb [min / corrective maintenance] |  |  |  | -0.20136 | -0.15786 | -0.18916 | -0.22161 | -0.15896
| Biogenic refinery carbonizer base service team replacefan cb [min / corrective maintenance] |  |  |  | 0.12708 | 0.14178 | 0.05937 | 0.14707 | 0.038284
| Biogenic refinery carbonizer base service team replaceo2sensor pcd [min / corrective maintenance] |  |  |  | 0.058842 | 0.060102 | 0.076532 | 0.1844 | 0.070459
| Biogenic refinery carbonizer base service team replacepaddleswitch cb [min / corrective maintenance] |  |  |  | -0.06171 | -0.020498 | -0.018854 | 0.019226 | -0.020954
| Biogenic refinery carbonizer base service team replaceairlock cb [min / corrective maintenance] |  |  |  | 0.18344 | 0.17607 | 0.2333 | 0.29822 | 0.24977
| Biogenic refinery carbonizer base service team greasebearing cb [min / month] |  |  |  | 0.061542 | 0.050945 | 0.075644 | 0.095218 | 0.052457
| Biogenic refinery carbonizer base service team tighten cb [min / month] |  |  |  | -0.077564 | -0.10214 | 0.0027963 | -0.0010921 | 0.029403
| Biogenic refinery carbonizer base service team adjustdoor cb [min / month] |  |  |  | 0.047909 | -0.014725 | -0.090525 | -0.099682 | -0.083372
| Biogenic refinery carbonizer base service team adjustdoor pcd [min / month] |  |  |  | 0.073543 | 0.088065 | 0.14369 | 0.050957 | 0.096022
| Biogenic refinery carbonizer base service team adjustdoor hhx [min / month] |  |  |  | -0.28574 | -0.23773 | -0.16148 | -0.051089 | -0.065755
| Biogenic refinery carbonizer base frequency corrective maintenance [y / occurance] |  |  |  | -0.034095 | 0.034947 | 0.15402 | 0.097042 | 0.10201
| Biogenic refinery carbonizer base service team wages [usd per cap per hr] |  |  |  | -0.039256 | -0.053933 | -0.040144 | -0.01793 | -0.039496
| Biogenic refinery carbonizer base biochar calorific value [MJ/kg dry] |  |  |  | 0.0035284 | -0.0080288 | -0.097306 | -0.12542 | -0.098338
| Biogenic refinery carbonizer base pyrolysis temp [C] |  |  |  | 0.094545 | 0.095242 | 0.034143 | 0.026595 | -0.060294
| Biogenic refinery carbonizer base pyrolysis C loss [fraction of total C] |  |  |  | -0.15418 | -0.19981 | -0.12293 | -0.056946 | -0.070363
| Biogenic refinery carbonizer base pyrolysis N loss [fraction of total N] |  |  |  | 0.018494 | 0.038884 | 0.03796 | 0.038752 | 0.030243
| Biogenic refinery carbonizer base pyrolysis K loss [fraction of total K] |  |  |  | 0.1055 | 0.071095 | 0.10422 | 0.068515 | 0.050045
| Biogenic refinery carbonizer base pyrolysis P loss [fraction of total P] |  |  |  | 0.00092409 | 0.0045965 | -0.066067 | -0.015962 | -0.077168
| Biogenic Refinery Carbonizer Base N to NH3 [fraction of N] |  |  |  | 0.10621 | 0.16676 | 0.090165 | 0.031707 | 0.0032763
| Biogenic refinery carbonizer base N to HCNO [fraction of N] |  |  |  | 0.078164 | -0.026919 | 0.024662 | 0.031683 | 0.07886
| Biogenic Refinery Carbonizer Base HCNO to NH3 [fraction of HCNO] |  |  |  | -0.056994 | 0.042904 | 0.028263 | -0.03868 | -0.00082808
| Biogenic refinery carbonizer base nh3 to n2o [fraction of NH3] |  |  |  | -0.1303 | -0.19077 | -0.18877 | -0.080492 | -0.093813
| Biogenic refinery carbonizer base carbon COD ratio [g C*g COD-1] |  |  |  | 0.081116 | -0.049361 | -0.10145 | -0.19294 | -0.13567
Biogenic refinery pollution control-B12 | Biogenic refinery pollution control o2 sensor cost pcd [USD] |  |  |  | 0.10682 | 0.063102 | 0.15371 | 0.14845 | 0.1524
| Biogenic refinery pollution control thermocouple cost cb pcd [USD] |  |  |  | 0.066007 | 0.034443 | 0.093165 | 0.080348 | 0.10478
| Biogenic refinery pollution control thermistor cost cb pcd [USD] |  |  |  | 0.10658 | -0.0066727 | 0.034683 | 0.028419 | 0.017186
| Biogenic refinery pollution control input auger pcd [USD] |  |  |  | -0.12799 | -0.10601 | -0.045917 | -0.11857 | -0.063774
| Biogenic refinery pollution control input auger motor pcd [USD] |  |  |  | 0.10219 | 0.09877 | 0.16124 | 0.13823 | 0.13681
| Biogenic refinery pollution control catylist pcd [USD] |  |  |  | -0.25067 | -0.26542 | -0.21656 | -0.10472 | -0.092169
| Biogenic refinery pollution control catalyst access door pcd [USD] |  |  |  | 0.037744 | -0.025983 | -0.078032 | -0.07508 | -0.098218
| Biogenic refinery pollution control feedstock staging bin pcd [USD] |  |  |  | 0.12863 | 0.10076 | 0.19059 | 0.16097 | 0.22771
| Biogenic refinery pollution control temperature limit switch pcd [USD] |  |  |  | -0.031791 | -0.02123 | 0.010549 | -0.0034083 | 0.028743
| Biogenic refinery pollution control airlock pcd [USD] |  |  |  | -0.04492 | -0.048329 | -0.036844 | -0.020294 | -0.0013201
| Biogenic refinery pollution control steel cost [USD/kg] |  |  |  | -0.083264 | -0.057006 | -0.16716 | -0.12762 | -0.12803
| Biogenic refinery pollution control stainless steel cost [USD/kg] |  |  |  | -0.27257 | -0.34256 | -0.26994 | -0.12202 | -0.072127
| Biogenic refinery pollution control service team replacecatalyst pcd [min / corrective maintenance] |  |  |  | -0.02021 | -0.040912 | 0.1191 | 0.178 | 0.22745
| Biogenic refinery pollution control service team replacebrick pcd [min / corrective maintenance] |  |  |  | 0.014221 | -0.07826 | -0.064746 | -0.041536 | -0.034707
| Biogenic refinery pollution control service team replaceo2sensor pcd [min / corrective maintenance] |  |  |  | -0.15844 | -0.13981 | -0.18337 | -0.13714 | -0.1721
| Biogenic refinery pollution control service team adjustdoor pcd [min / month] |  |  |  | 0.06483 | 0.013069 | 0.16106 | 0.22056 | 0.19717
| Biogenic refinery pollution control thermocouple lifetime cb 2pcd [y] |  |  |  | 0.074815 | -0.011461 | -0.0072487 | -0.052181 | -0.033015
| Biogenic refinery pollution control frequency corrective maintenance [y / occurance] |  |  |  | 0.11766 | 0.017114 | 0.063966 | 0.046517 | 0.073375
| Biogenic refinery pollution control service team wages [usd per cap per hr] |  |  |  | 0.078056 | 0.030255 | 0.01799 | 0.015242 | 0.026895
| Biogenic refinery pollution control catalyst temp [C] |  |  |  | -0.092937 | -0.12379 | -0.18279 | -0.10639 | -0.14899
Biogenic refinery OHX-B13 | Biogenic refinery OHX orc cost [USD] |  |  |  | -0.0044404 | -0.0047165 | -0.14069 | -0.20539 | -0.19454
| Biogenic refinery OHX oil pump power [kW] |  |  |  | 0.077744 | 0.12964 | 0.25635 | 0.27048 | 0.25109
| Biogenic refinery OHX oil electrical energy generated [kW] |  |  |  | -0.027999 | -0.071503 | -0.082676 | -0.10841 | -0.08414
| Biogenic refinery OHX oil flowrate [L/min] |  |  |  | 0.10489 | 0.0086169 | 0.16215 | 0.21338 | 0.2234
| Biogenic refinery OHX ohx temp [C] |  |  |  | -0.093417 | -0.1135 | -0.11381 | -0.064362 | -0.068887
| Biogenic refinery OHX oil temp in [C] |  |  |  | -0.087645 | -0.12936 | -0.071371 | -0.011365 | -0.055794
| Biogenic refinery OHX oil temp out [C] |  |  |  | -0.06483 | -0.088473 | -0.16458 | -0.11482 | -0.17261
| Biogenic refinery OHX amb temp [C] |  |  |  | -0.12059 | -0.10769 | -0.14345 | -0.20696 | -0.1232
Biogenic refinery HHX-B14 | Biogenic refinery HHX heat exchanger hydronic steel [kg] |  |  |  | -0.071923 | -0.048029 | -0.1049 | -0.12994 | -0.093513
| Biogenic refinery HHX heat exchanger hydronic stainless [kg] |  |  |  | -0.073663 | -0.06441 | -0.046229 | 0.095314 | 0.021854
| Biogenic refinery HHX water pump power [kW] |  |  |  | -0.0018362 | 0.031035 | 0.046205 | -0.0075248 | 0.047765
| Biogenic refinery HHX hhx inducer fan power [kW] |  |  |  | 0.071731 | 0.050201 | 0.13348 | 0.12678 | 0.13975
| Biogenic refinery HHX hhx stack [USD] |  |  |  | 0.17577 | 0.064206 | 0.026355 | 0.029751 | -0.0035164
| Biogenic refinery HHX hhx stack thermocouple [USD] |  |  |  | -0.035272 | -0.047309 | -0.015434 | -0.027759 | 0.04408
| Biogenic refinery HHX hhx oxygen sensor [USD] |  |  |  | -0.055362 | 0.086049 | 0.10386 | 0.13839 | 0.11558
| Biogenic refinery HHX hhx inducer fan [USD] |  |  |  | -0.00033603 | -0.030315 | -0.098086 | -0.070783 | -0.041056
| Biogenic refinery HHX hhx flow meter [USD] |  |  |  | -0.047045 | -0.09559 | -0.0072367 | 0.052049 | 0.0379
| Biogenic refinery HHX hhx pump [USD] |  |  |  | 0.0039364 | 0.086445 | 0.10591 | 0.16978 | 0.12443
| Biogenic refinery HHX hhx water in thermistor [USD] |  |  |  | 0.14993 | 0.16546 | 0.071551 | -0.00032403 | -0.037528
| Biogenic refinery HHX hhx water out thermistor [USD] |  |  |  | -0.2578 | -0.21963 | -0.10355 | -0.034323 | 0.0048845
| Biogenic refinery HHX hhx load tank [USD] |  |  |  | -0.0044284 | 0.053033 | 0.03724 | 0.024218 | 0.012937
| Biogenic refinery HHX hhx expansion tank [USD] |  |  |  | -0.028359 | -0.049433 | -0.091749 | -0.11183 | -0.048749
| Biogenic refinery HHX hhx heat exchanger [USD] |  |  |  | -0.0029163 | 0.0042604 | 0.037312 | 0.012361 | 0.011725
| Biogenic refinery HHX hhx values [USD] |  |  |  | 0.10148 | 0.10781 | 0.13992 | 0.1538 | 0.12994
| Biogenic refinery HHX hhx thermal well [USD] |  |  |  | 0.16924 | 0.16118 | 0.056874 | 0.049721 | -0.024614
| Biogenic refinery HHX hhx hot water tank [USD] |  |  |  | -0.057162 | -0.0035284 | -0.051509 | -0.095974 | -0.11233
| Biogenic refinery HHX hhx overflow tank [USD] |  |  |  | -0.049505 | -0.014065 | 0.071827 | 0.12071 | 0.11838
| Biogenic refinery HHX steel cost [USD/kg] |  |  |  | -0.089781 | -0.12265 | 0.047921 | 0.17547 | 0.14485
| Biogenic refinery HHX stainless steel cost [USD/kg] |  |  |  | -0.094461 | -0.11938 | -0.085449 | -0.016838 | -0.0040804
| Biogenic refinery HHX frequency corrective maintenance [y / occurance] |  |  |  | 0.1228 | 0.16726 | 0.14904 | 0.1834 | 0.10763
| Biogenic refinery HHX service team wages [usd per cap per hr] |  |  |  | -0.067039 | -0.062526 | 0.029271 | 0.073243 | 0.12143
| Biogenic refinery HHX service team adjustdoor hhx [min / month] |  |  |  | 0.02225 | -0.036412 | -0.037936 | 0.021854 | 0.011965
| Biogenic refinery HHX service team replacewaterpump hhx [min / corrective maintenance] |  |  |  | -0.037588 | 0.025083 | 0.033123 | -0.025743 | 0.067999
| Biogenic refinery HHX service team purgewaterloop hhx [min / corrective maintenance] |  |  |  | -0.067747 | 0.044392 | -0.09781 | -0.086913 | -0.13411
| Biogenic refinery HHX hhx temp [C] |  |  |  | -0.097606 | -0.10309 | -0.2078 | -0.19642 | -0.22459
| Biogenic refinery HHX water flowrate [L/min] |  |  |  | 0.14662 | 0.18879 | 0.18319 | 0.14098 | 0.12194
| Biogenic refinery HHX water out temp [C] |  |  |  | 0.071479 | 0.15128 | 0.17657 | 0.14182 | 0.13086
| Biogenic refinery HHX water in temp [C] |  |  |  | 0.053861 | 0.047741 | -0.14851 | -0.15707 | -0.21692
| Biogenic refinery HHX ambient temp [C] |  |  |  | 0.15471 | 0.10529 | 0.22004 | 0.20755 | 0.25324
Biogenic refinery hhxdryer-B15 | Biogenic refinery hhxdryer drying energy demand [kW] |  |  |  | -0.049049 | -0.097918 | 0.057198 | 0.064602 | 0.14457
| Biogenic refinery hhxdryer drying co2 emissions [% of total C] |  |  |  | -0.15773 | -0.094989 | -0.07916 | -0.14165 | -0.12053
| Biogenic refinery hhxdryer drying ch4 emissions [% of total C] |  |  |  | -0.0052565 | -0.10601 | -0.0352 | 0.10086 | 0.079424
| Biogenic refinery hhxdryer drying nh3 emissions [% of total N] |  |  |  | 0.16803 | 0.060174 | 0.12931 | 0.18242 | 0.12973
| Biogenic refinery hhxdryer nh3 to n2o [% of NH3] |  |  |  | -0.12863 | -0.050549 | -0.10119 | -0.1159 | -0.088869
| Biogenic refinery hhxdryer energy required to dry sludge [MJ/kg water] |  |  |  | -0.0064566 | 0.0065167 | -0.034239 | -0.059742 | -0.011425
| Biogenic refinery hhxdryer ambient temp [C] |  |  |  | 0.050141 | 0.037216 | 0.040072 | 0.083792 | -0.016262
| Biogenic refinery hhxdryer dryer heat transfer coeff [MJ / (h m2 K)] |  |  |  | -0.031803 | -0.084188 | -0.11401 | -0.15543 | -0.060174
| Biogenic refinery hhxdryer water out temp [C] |  |  |  | -0.10405 | -0.085605 | -0.23218 | -0.11706 | -0.25944
| Biogenic refinery hhxdryer carbon COD ratio [g C*g COD-1] |  |  |  | -0.06081 | -0.086145 | -0.0026763 | 0.1231 | 0.092229
UDDT-B2 | Max ch4 emission [g CH4/g COD] |  |  |  | 0.062574 | 0.14122 | 0.21038 | 0.11124 | 0.22157
| Full degradation time [yr] |  |  |  | -0.065803 | -0.14811 | -0.055242 | -0.054461 | 0.0063846
| Log degradation [-] |  |  |  | -0.025263 | 0.054725 | 0.049145 | 0.14718 | 0.049781
| Plastic density [kg/m2] |  |  |  | 0.11854 | 0.2098 | 0.17057 | 0.009781 | 0.095158
| Brick density [kg/m3] |  |  |  | 0.019946 | 0.048425 | -0.078488 | -0.063798 | -0.097738
| SS sheet density [kg/m2] |  |  |  | -8.4008e-05 | 0.12485 | -0.043684 | -0.087849 | -0.11585
| Gravel density [kg/m3] |  |  |  | -0.090729 | -0.10544 | -0.092349 | -0.025995 | 0.011233
| Sand density [kg/m3] |  |  |  | -0.054977 | 0.01889 | -0.035728 | -0.045797 | -0.041632
| Steel density [kg/m3] |  |  |  | 0.05997 | 0.046253 | 0.036604 | 0.094533 | 0.058254
TEA | Price factor [-] |  |  |  | -0.060006 | -0.14895 | -0.084908 | -0.065935 | -0.026607
| Polymer price [USD/kg polymer] |  |  |  | -0.081968 | -0.010897 | -0.035284 | 0.045881 | 0.045497
| Resin price [USD/kg resin] |  |  |  | 0.017546 | 0.055554 | 0.066475 | 0.082412 | 0.064626
| Filter bag price [USD/kg filter bag] |  |  |  | -0.24055 | -0.18489 | -0.15257 | -0.082952 | -0.070495
LCA | CH4 CF [kg CO2-eq/kg CH4] |  |  |  | -0.13488 | 0.010849 | 0.07802 | 0.12241 | 0.09547
| CH4 ecosystems CF [points/kg CH4] |  |  |  | 0.11465 | 0.11255 | 0.034947 | -0.021698 | 0.019538
| CH4 health CF [points/kg CH4] |  |  |  | -0.068923 | -0.12022 | -0.087453 | -0.090753 | -0.055542
| N2O CF [kg CO2-eq/kg N2O] |  |  |  | 0.11231 | 0.19909 | 0.052709 | -0.038284 | -0.048317
| N2O ecosystems CF [points/kg N2O] |  |  |  | 0.015686 | 0.042376 | -0.029295 | 0.011077 | -0.05979
| N2O health CF [points/kg N2O] |  |  |  | 0.18119 | 0.19868 | 0.20449 | 0.16652 | 0.13515
| Polymer CF [kg CO2-eq/kg N] |  |  |  | -0.036004 | 0.026679 | -0.13557 | -0.20288 | -0.24911
| Polymer ecosystems CF [points/kg N] |  |  |  | -0.013741 | 0.0067567 | 0.018962 | 0.009541 | -0.02123
| Polymer health CF [points/kg N] |  |  |  | -0.0089529 | 0.068743 | 0.10971 | 0.14403 | 0.12196
| Polymer resources CF [points/kg N] |  |  |  | 0.072451 | 0.017258 | 0.017666 | -0.0022682 | -0.025059
| Resin CF [kg CO2-eq/kg N] |  |  |  | 0.069511 | -0.058986 | -0.012769 | -0.048917 | -0.015014
| Resin ecosystems CF [points/kg N] |  |  |  | 0.030135 | 0.030063 | 0.078548 | 0.064374 | 0.076976
| Resin health CF [points/kg N] |  |  |  | -0.070471 | -0.067339 | -0.0066487 | 0.025875 | 0.053393
| Resin resources CF [points/kg N] |  |  |  | -0.284 | -0.216 | -0.1873 | -0.15183 | -0.1014
| Filter bag CF [kg CO2-eq/kg N] |  |  |  | -0.0023882 | -0.061998 | -0.0056526 | 0.0074887 | 0.014425
| Filter bag ecosystems CF [points/kg N] |  |  |  | -0.099274 | -0.11664 | 0.10241 | 0.25452 | 0.25625
| Filter bag health CF [points/kg N] |  |  |  | 0.032139 | -0.056586 | -0.12157 | -0.18772 | -0.21507
| Filter bag resources CF [points/kg N] |  |  |  | -0.051521 | -0.083072 | -0.027303 | -0.028035 | -0.0040684
| N fertilizer CF [kg CO2-eq/kg N] |  |  |  | -0.025995 | -0.098938 | -0.032871 | -0.015878 | -0.028575
| N fertilizer ecosystems CF [points/kg N] |  |  |  | 0.022046 | 0.05601 | -0.088797 | -0.17509 | -0.19804
| N fertilizer health CF [points/kg N] |  |  |  | 0.043408 | 0.03988 | 0.072967 | 0.033735 | 0.081176
| N fertilizer resources CF [points/kg N] |  |  |  | -0.11702 | -0.15086 | -0.20605 | -0.16053 | -0.18478
| P fertilizer CF [kg CO2-eq/kg P] |  |  |  | -0.079892 | -0.1868 | -0.013429 | 0.027663 | 0.084224
| P fertilizer ecosystems CF [points/kg P] |  |  |  | -0.040084 | -0.0020522 | 0.018326 | 0.056166 | 0.0030243
| P fertilizer health CF [points/kg P] |  |  |  | 0.041068 | 0.043252 | -0.12748 | -0.24259 | -0.22787
| P fertilizer resources CF [points/kg P] |  |  |  | 0.068251 | 0.084548 | 0.04174 | 0.030879 | -0.00058806
| K fertilizer CF [kg CO2-eq/kg K] |  |  |  | 0.050945 | 0.048857 | 0.019814 | 0.084608 | -0.0019802
| K fertilizer ecosystems CF [points/kg K] |  |  |  | 0.085353 | 0.11754 | 0.027651 | -0.053561 | -0.053489
| K fertilizer health CF [points/kg K] |  |  |  | -0.042544 | 0.025359 | 0.023114 | 0.06441 | 0.054101
| K fertilizer resources CF [points/kg K] |  |  |  | 0.091209 | 0.12278 | 0.11615 | -0.028839 | 0.0052085
| Conc nh3 fertilizer CF [kg CO2-eq/kg conc_NH3] |  |  |  | 0.05583 | -0.0042484 | -0.025623 | -0.091749 | -0.070219
| Conc nh3 fertilizer ecosystems CF [points/kg conc_NH3] |  |  |  | 0.11422 | 0.10889 | -0.020642 | -0.080444 | -0.06465
| Conc nh3 fertilizer health CF [points/kg conc_NH3] |  |  |  | -0.047801 | -0.061026 | -0.14569 | -0.16948 | -0.10956
| Conc nh3 fertilizer resources CF [points/kg conc_NH3] |  |  |  | 0.070951 | 0.051557 | 0.054881 | -0.009985 | -0.044212
| Struvite fertilizer CF [kg CO2-eq/kg struvite] |  |  |  | -0.025491 | 0.04378 | 0.023018 | -0.032859 | -0.03946
| Struvite fertilizer ecosystems CF [points/kg struvite] |  |  |  | -0.034311 | -0.049757 | -0.031695 | 0.0028443 | 0.0040204
| Struvite fertilizer health CF [points/kg struvite] |  |  |  | -0.10185 | 0.0062046 | 0.03544 | 0.0062286 | -0.0085329
| Struvite fertilizer resources CF [points/kg struvite] |  |  |  | -0.089529 | -0.1241 | -0.08444 | -0.011917 | -0.037108
| Biochar CF [kg CO2-eq/kg biochar] |  |  |  | 0.028419 | 0.035428 | -0.070351 | -0.049517 | -0.14511
| Biochar ecosystems CF [points/kg biochar] |  |  |  | -0.043264 | -0.048917 | -0.152 | -0.19459 | -0.20226
| Biochar health CF [points/kg biochar] |  |  |  | 0.10664 | 0.089493 | 0.085461 | 0.059622 | 0.090945
| Excavation-Global warming [kg CO2-eq/m3] |  |  |  | 0.17012 | 0.12971 | 0.1311 | 0.13515 | 0.11844
| Brick-Global warming [kg CO2-eq/kg] |  |  |  | 0.13179 | 0.18674 | 0.10133 | 0.053825 | 0.049145
| Cement-Global warming [kg CO2-eq/kg] |  |  |  | 0.13749 | 0.17983 | -0.015182 | -0.13199 | -0.11666
| Concrete-Global warming [kg CO2-eq/m3] |  |  |  | -0.011653 | 0.032643 | 0.089805 | 0.11867 | 0.10397
| Gravel-Global warming [kg CO2-eq/kg] |  |  |  | -0.068911 | -0.083096 | 0.0090849 | 0.04366 | 0.11404
| Plastic-Global warming [kg CO2-eq/kg] |  |  |  | 0.062058 | 0.11767 | 0.048965 | -0.026007 | -0.023654
| Sand-Global warming [kg CO2-eq/kg] |  |  |  | -0.097282 | -0.1175 | 0.010009 | 0.046061 | 0.09691
| Stainless steel-global warming [kg CO2-eq/kg] |  |  |  | 0.23558 | 0.21003 | 0.1529 | 0.18817 | 0.086625
| Stainless steel sheet-global warming [kg CO2-eq/kg] |  |  |  | -0.06009 | 0.030339 | 0.0049805 | 0.011953 | 0.049205
| Steel-Global warming [kg CO2-eq/kg] |  |  |  | -0.0084248 | -0.052805 | -0.0028323 | -0.095086 | 0.0072127
| Wood-Global warming [kg CO2-eq/m3] |  |  |  | -0.099118 | -0.081488 | -0.12475 | -0.022478 | -0.070699
| Trucking-Global warming [kg CO2-eq/tonne*km] |  |  |  | 0.073927 | 0.16221 | 0.014557 | -0.096466 | -0.082532
| Electric motor-global warming [kg CO2-eq/ea] |  |  |  | 0.01763 | 0.11279 | 0.087417 | 0.085005 | 0.036688
| Electronics-Global warming [kg CO2-eq/kg] |  |  |  | 0.072151 | -0.035992 | 0.037576 | 0.10287 | 0.11516
| Catalytic converter-global warming [kg CO2-eq/ea] |  |  |  | -0.010141 | 0.034539 | 0.094965 | 0.15947 | 0.15035
| Oil heat exchanger-global warming [kg CO2-eq/ea] |  |  |  | 0.08108 | 0.12875 | 0.16908 | 0.16746 | 0.18735
| Pump-Global warming [kg CO2-eq/ea] |  |  |  | 0.16319 | 0.062862 | -0.0070087 | -0.044608 | -0.069859
| Hydronic heat exchanger-global warming [kg CO2-eq/ea] |  |  |  | 0.0081968 | -0.043648 | -0.028467 | -0.0010921 | 0.023894
| Electric connectors-global warming [kg CO2-eq/kg] |  |  |  | -0.023558 | 0.013081 | -0.009961 | 0.014125 | -0.069343
| Electric cables-global warming [kg CO2-eq/m] |  |  |  | -0.10479 | -0.077504 | -0.17915 | -0.25326 | -0.18869
| PVC-Global warming [kg CO2-eq/kg] |  |  |  | -0.10675 | -0.061566 | -0.0055926 | 0.050501 | 0.036436
| PE-Global warming [kg CO2-eq/kg] |  |  |  | 0.20032 | 0.10159 | 0.067783 | 0.14711 | 0.088953
| Polymer-Global warming [kg CO2-eq/kg] |  |  |  | 0.12269 | 0.06417 | 0.10921 | 0.053393 | 0.10469
| Cationic resin-global warming [kg CO2-eq/kg] |  |  |  | 0.10297 | 0.067591 | 0.10392 | 0.050777 | 0.041056
| Ceramic-Global warming [kg CO2-eq/kg] |  |  |  | -0.020006 | -0.015146 | 0.059718 | 0.049913 | 0.058398
| Fan-Global warming [kg CO2-eq/kg] |  |  |  | -0.22154 | -0.12668 | -0.0054365 | -0.034287 | 0.050429
| Excavation-H ecosystems [kg CO2-eq/m3] |  |  |  | -0.0093849 | -0.15578 | -0.17261 | -0.16964 | -0.18752
| Brick-H ecosystems [kg CO2-eq/kg] |  |  |  | 0.10256 | -0.045533 | -0.030039 | -0.066439 | -0.045497
| Cement-H ecosystems [kg CO2-eq/kg] |  |  |  | -0.018878 | -0.0047645 | 0.081092 | 0.067975 | 0.094353
| Concrete-H ecosystems [kg CO2-eq/m3] |  |  |  | -0.10347 | -0.061014 | -0.083492 | -0.11089 | -0.13282
| Gravel-H ecosystems [kg CO2-eq/kg] |  |  |  | -0.12353 | -0.084548 | -0.05793 | -0.061182 | 0.0086649
| Plastic-H ecosystems [kg CO2-eq/kg] |  |  |  | 0.19827 | 0.1617 | 0.034611 | -0.033663 | -0.10697
| Sand-H ecosystems [kg CO2-eq/kg] |  |  |  | -0.059862 | -0.055722 | -0.10809 | -0.064878 | -0.1014
| Stainless steel-h ecosystems [kg CO2-eq/kg] |  |  |  | -0.026115 | 0.019034 | 0.050429 | 0.15382 | 0.055362
| Stainless steel sheet-h ecosystems [kg CO2-eq/kg] |  |  |  | -0.015374 | -0.067291 | 0.011725 | 0.026379 | 0.090825
| Steel-H ecosystems [kg CO2-eq/kg] |  |  |  | 0.00040804 | 0.050849 | 0.02333 | -0.10505 | -0.013813
| Wood-H ecosystems [kg CO2-eq/m3] |  |  |  | -0.070459 | -0.11804 | -0.05637 | 0.062922 | 0.039676
| Trucking-H ecosystems [kg CO2-eq/tonne*km] |  |  |  | -0.18976 | -0.22016 | -0.12408 | -0.074983 | -0.0046925
| Electric motor-h ecosystems [kg CO2-eq/ea] |  |  |  | -0.091509 | -0.1208 | 0.040372 | 0.05787 | 0.12952
| Electronics-H ecosystems [kg CO2-eq/kg] |  |  |  | -0.16354 | -0.12382 | -0.16019 | -0.16914 | -0.19189
| Catalytic converter-h ecosystems [kg CO2-eq/ea] |  |  |  | -0.17887 | -0.11958 | -0.11472 | 0.016574 | 1.2001e-05
| Oil heat exchanger-h ecosystems [kg CO2-eq/ea] |  |  |  | -0.12625 | -0.08342 | -0.14085 | -0.14833 | -0.10537
| Pump-H ecosystems [kg CO2-eq/ea] |  |  |  | -0.15564 | -0.22401 | -0.14008 | -0.051617 | -3.6004e-05
| Hydronic heat exchanger-h ecosystems [kg CO2-eq/ea] |  |  |  | -0.060066 | -0.03556 | -0.022754 | 0.030639 | -0.030723
| Electric connectors-h ecosystems [kg CO2-eq/kg] |  |  |  | 0.046613 | 0.069283 | 0.021494 | -0.0011881 | 0.0030483
| Electric cables-h ecosystems [kg CO2-eq/m] |  |  |  | -0.054965 | -0.11521 | -0.044752 | -0.033459 | -0.01901
| PVC-H ecosystems [kg CO2-eq/kg] |  |  |  | 0.055662 | 0.065215 | 0.067939 | 0.067531 | 0.033411
| PE-H ecosystems [kg CO2-eq/kg] |  |  |  | -0.019586 | 0.011593 | 0.018242 | 0.044248 | 0.0032523
| Polymer-H ecosystems [kg CO2-eq/kg] |  |  |  | 0.30021 | 0.2897 | 0.28613 | 0.22341 | 0.17183
| Cationic resin-h ecosystems [kg CO2-eq/kg] |  |  |  | 0.16185 | 0.11018 | 0.13146 | 0.078692 | 0.084956
| Ceramic-H ecosystems [kg CO2-eq/kg] |  |  |  | 0.014917 | 0.033915 | -0.009901 | 0.11536 | 0.026451
| Fan-H ecosystems [kg CO2-eq/kg] |  |  |  | -0.062418 | -0.014701 | 0.046337 | 0.032007 | 0.045689
| Excavation-H health [kg CO2-eq/m3] |  |  |  | -0.051005 | -0.0010801 | -0.11389 | -0.04024 | -0.13399
| Brick-H health [kg CO2-eq/kg] |  |  |  | 0.013681 | 0.074359 | 0.15876 | 0.20571 | 0.21655
| Cement-H health [kg CO2-eq/kg] |  |  |  | 0.03568 | 0.031743 | -0.031323 | -0.095482 | -0.12329
| Concrete-H health [kg CO2-eq/m3] |  |  |  | -0.047669 | -0.060834 | 0.013609 | 0.077384 | 0.11299
| Gravel-H health [kg CO2-eq/kg] |  |  |  | 0.1522 | 0.1956 | 0.11984 | 0.037504 | 0.097858
| Plastic-H health [kg CO2-eq/kg] |  |  |  | -0.12385 | -0.22385 | -0.13744 | -0.10105 | -0.066631
| Sand-H health [kg CO2-eq/kg] |  |  |  | 0.10243 | 0.093993 | 0.082652 | 0.062058 | 0.056658
| Stainless steel-h health [kg CO2-eq/kg] |  |  |  | 0.043468 | -0.0065767 | -0.0014041 | 0.055098 | 0.011725
| Stainless steel sheet-h health [kg CO2-eq/kg] |  |  |  | -0.09823 | -0.0076808 | -0.069427 | -0.1222 | -0.12086
| Steel-H health [kg CO2-eq/kg] |  |  |  | 0.075188 | 0.086409 | 0.19082 | 0.10443 | 0.19246
| Wood-H health [kg CO2-eq/m3] |  |  |  | 0.1127 | 0.016862 | 0.033231 | 0.033375 | -0.0026763
| Trucking-H health [kg CO2-eq/tonne*km] |  |  |  | 0.063894 | 0.063378 | 0.01889 | -0.0084008 | 0.0093489
| Electric motor-h health [kg CO2-eq/ea] |  |  |  | -0.083972 | -0.10137 | -0.10046 | -0.1667 | -0.0412
| Electronics-H health [kg CO2-eq/kg] |  |  |  | 0.03616 | 0.049277 | 0.16088 | 0.15598 | 0.16164
| Catalytic converter-h health [kg CO2-eq/ea] |  |  |  | -0.052613 | -0.098374 | -0.16658 | -0.22001 | -0.20986
| Oil heat exchanger-h health [kg CO2-eq/ea] |  |  |  | -0.089913 | -0.13057 | -0.032283 | 0.053405 | 0.071095
| Pump-H health [kg CO2-eq/ea] |  |  |  | -0.089337 | 0.030771 | -0.016562 | -0.065611 | -0.06429
| Hydronic heat exchanger-h health [kg CO2-eq/ea] |  |  |  | -0.05625 | 0.023114 | 0.045353 | 0.045041 | 0.060402
| Electric connectors-h health [kg CO2-eq/kg] |  |  |  | 0.029499 | 0.036688 | 0.050345 | 0.10085 | 0.10027
| Electric cables-h health [kg CO2-eq/m] |  |  |  | -0.273 | -0.21506 | -0.1858 | -0.20019 | -0.1167
| PVC-H health [kg CO2-eq/kg] |  |  |  | -0.10661 | -0.093645 | -0.0091689 | 0.081296 | 0.0094329
| PE-H health [kg CO2-eq/kg] |  |  |  | 0.12373 | 0.13433 | 0.2653 | 0.29078 | 0.27704
| Polymer-H health [kg CO2-eq/kg] |  |  |  | 0.057114 | 0.12959 | 0.029439 | 0.033231 | -0.020222
| Cationic resin-h health [kg CO2-eq/kg] |  |  |  | -0.032151 | 0.027219 | -0.0018722 | -0.067543 | -0.02207
| Ceramic-H health [kg CO2-eq/kg] |  |  |  | 0.080144 | 0.058218 | 0.10929 | 0.23826 | 0.1735
| Fan-H health [kg CO2-eq/kg] |  |  |  | 0.16972 | 0.21146 | 0.14988 | 0.094557 | 0.018602
| Excavation-H resources [kg CO2-eq/m3] |  |  |  | 0.10363 | 0.09631 | 0.051917 | 0.047249 | -0.036532
| Brick-H resources [kg CO2-eq/kg] |  |  |  | -0.016346 | -0.042088 | -0.049637 | 0.0028803 | -0.054989
| Cement-H resources [kg CO2-eq/kg] |  |  |  | -0.05703 | 0.054353 | -0.051389 | -0.10968 | -0.080792
| Concrete-H resources [kg CO2-eq/m3] |  |  |  | -0.0025563 | 0.036796 | 0.030807 | 0.064698 | 0.061338
| Gravel-H resources [kg CO2-eq/kg] |  |  |  | -0.0027123 | 0.10986 | 0.16564 | 0.17549 | 0.17709
| Plastic-H resources [kg CO2-eq/kg] |  |  |  | -0.040564 | -0.088065 | -0.19729 | -0.20288 | -0.21137
| Sand-H resources [kg CO2-eq/kg] |  |  |  | 0.05991 | -0.057714 | 0.039412 | 0.070219 | 0.084236
| Stainless steel-h resources [kg CO2-eq/kg] |  |  |  | 0.069703 | 0.12019 | 0.20913 | 0.1769 | 0.16346
| Stainless steel sheet-h resources [kg CO2-eq/kg] |  |  |  | 0.08174 | 0.010477 | 0.11023 | 0.030999 | 0.14741
| Steel-H resources [kg CO2-eq/kg] |  |  |  | -0.0010081 | -0.0026883 | -0.10374 | -0.11267 | -0.13309
| Wood-H resources [kg CO2-eq/m3] |  |  |  | -0.22226 | -0.19682 | -0.18202 | -0.073195 | -0.065203
| Trucking-H resources [kg CO2-eq/tonne*km] |  |  |  | -0.056982 | 0.022262 | -0.051701 | -0.035596 | -0.085449
| Electric motor-h resources [kg CO2-eq/ea] |  |  |  | 0.28982 | 0.30899 | 0.2386 | 0.14076 | 0.12263
| Electronics-H resources [kg CO2-eq/kg] |  |  |  | -0.14074 | -0.23224 | -0.16643 | -0.08198 | -0.025179
| Catalytic converter-h resources [kg CO2-eq/ea] |  |  |  | -0.10134 | -0.047645 | -0.018818 | 0.028647 | 0.018338
| Oil heat exchanger-h resources [kg CO2-eq/ea] |  |  |  | 0.081092 | -0.0094689 | 0.11802 | 0.064518 | 0.13959
| Pump-H resources [kg CO2-eq/ea] |  |  |  | 0.068599 | 0.11972 | 0.02315 | 0.077612 | -0.0048485
| Hydronic heat exchanger-h resources [kg CO2-eq/ea] |  |  |  | 0.021566 | -0.031383 | -0.1329 | -0.16648 | -0.153
| Electric connectors-h resources [kg CO2-eq/kg] |  |  |  | 0.070831 | 0.068851 | -0.011797 | -0.084668 | -0.097318
| Electric cables-h resources [kg CO2-eq/m] |  |  |  | 0.031323 | 0.0045365 | -0.0093009 | -0.067531 | -0.10074
| PVC-H resources [kg CO2-eq/kg] |  |  |  | -0.03922 | 0.036556 | -0.12728 | -0.25781 | -0.2551
| PE-H resources [kg CO2-eq/kg] |  |  |  | -0.0054125 | -0.07754 | -0.11401 | -0.091305 | -0.092913
| Polymer-H resources [kg CO2-eq/kg] |  |  |  | 0.10591 | 0.11531 | 0.11549 | 0.10555 | 0.049433
| Cationic resin-h resources [kg CO2-eq/kg] |  |  |  | 0.041872 | 0.098926 | 0.075812 | 0.046877 | 0.013105
| Ceramic-H resources [kg CO2-eq/kg] |  |  |  | 0.023762 | -0.012385 | -0.041068 | -0.059154 | -0.061686
| Fan-H resources [kg CO2-eq/kg] |  |  |  | 0.11941 | 0.099442 | 0.085125 | 0.11506 | 0.10659
UDDT-B2 | UDDT toilet paper [kg/cap/hr] |  |  |  | 0.044956 | 0.053405 | 0.15381 | 0.20647 | 0.23574
| UDDT flushing water [kg/cap/hr] |  |  |  | -0.019598 | -0.051845 | -0.04186 | -0.04066 | -0.075752
| UDDT cleansing water [kg/cap/hr] |  |  |  | 0.017078 | -0.01811 | 0.093561 | 0.10221 | 0.1598
| UDDT desiccant V [m3/cap/hr] |  |  |  | 0.065815 | 0.13623 | 0.095578 | 0.052433 | 0.072907
| UDDT desiccant rho [kg/m3] |  |  |  | -0.071167 | 0.010609 | 0.024962 | 0.045425 | -0.010117
| UDDT COD max decay [fraction of oxygen demand removal] |  |  |  | 0.089793 | 0.071443 | 0.047861 | 0.092085 | 0.022118
| UDDT N max decay [fraction of N removal after N leaching] |  |  |  | 0.05991 | 0.045329 | 0.13977 | 0.071119 | 0.094125
| UDDT MCF aq [fraction of anaerobic conversion of degraded COD] |  |  |  | 0.048893 | 0.10896 | 0.14284 | 0.067687 | 0.097546
| UDDT n2o EF aq [fraction of N emitted as N2O] |  |  |  | 0.060126 | -0.026211 | 0.068179 | 0.1049 | 0.09871
| UDDT collection period [d] |  |  |  | -0.024218 | -0.025743 | -0.061782 | -0.064998 | -0.11555
| UDDT N volatilization [fraction of total N] |  |  |  | -0.028863 | -0.029355 | 0.0418 | 0.023582 | 0.047573
| UDDT struvite p ksp [-] |  |  |  | 0.034947 | 0.045137 | 0.010921 | -0.0093609 | 0.012289
| UDDT prep sludge [fraction of total precipitate appearing as sludge that settles and can be removed] |  |  |  | -0.10442 | -0.094953 | -0.029511 | -0.11464 | -0.036196
| UDDT log removal [log unit] |  |  |  | -0.11273 | -0.17872 | -0.12175 | 0.016766 | -0.029607
| UDDT ur p H [pH unit] |  |  |  | -0.0040564 | 0.057174 | -0.040144 | -0.010657 | -0.032139
| UDDT MCF decay [fraction of anaerobic conversion of degraded COD] |  |  |  | -0.087921 | -0.12066 | -0.1143 | -0.009601 | -0.044308
| UDDT n2o EF decay [fraction of N emitted as N2O] |  |  |  | 0.11887 | 0.095242 | 0.069547 | 0.042544 | 0.048545
| UDDT fec moi min [fraction] |  |  |  | 0.15618 | 0.036256 | 0.13446 | 0.13657 | 0.15785
| UDDT fec moi red rate [1/d] |  |  |  | -0.048749 | 0.052685 | -0.10488 | -0.14879 | -0.19815
| UDDT capital cost [USD] |  |  |  | 0.16346 | 0.059166 | 0.12737 | -0.0037084 | 0.093153
| UDDT operating cost [fraction of capital cost] |  |  |  | 0.29037 | 0.25089 | 0.23174 | 0.23274 | 0.15539
Trucking-B3 | Transportation loss [fraction] |  |  |  | 0.12983 | 0.11389 | -0.0061446 | 0.0017522 | -0.10704
| Transportation distance [km] |  |  |  | -0.038248 | 0.12972 | 0.012613 | -0.075032 | -0.011533
| Handcart fee [USD] |  |  |  | 0.17401 | -0.09823 | -0.024902 | 0.032991 | 0.08204
| Truck fee [USD] |  |  |  | -0.069607 | -0.0025683 | -0.032271 | -0.027279 | -0.057366
Biogenic refinery struvite precipitation-B5 | Biogenic refinery struvite precipitation material P pipe [m] |  |  |  | -0.12596 | -0.062082 | -0.097546 | 0.031359 | -0.061854
| Biogenic refinery struvite precipitation cost P reactor [USD] |  |  |  | 0.00093609 | -0.08378 | 0.0082448 | 0.095374 | 0.1016
| Biogenic refinery struvite precipitation cost P stirrer [USD/m2] |  |  |  | -0.19515 | -0.20079 | -0.20732 | -0.12757 | -0.12617
| Biogenic refinery struvite precipitation cost P pipe [USD/m] |  |  |  | -0.13342 | -0.15498 | -0.10405 | -0.088533 | -0.032439
| Biogenic refinery struvite precipitation filter reuse [# times reused] |  |  |  | 0.1002 | 0.069031 | 0.021374 | -0.056034 | -0.035968
| Biogenic refinery struvite precipitation reactor weight [kg] |  |  |  | -0.049877 | 0.026535 | 0.077708 | 0.19719 | 0.14178
| Biogenic refinery struvite precipitation pvc mass [kg PVC/m] |  |  |  | -0.14743 | -0.070327 | -0.038296 | -0.015926 | -0.030027
Biogenic refinery ion exchange-B6 | Biogenic refinery ion exchange N rec [%] |  |  |  | 0.15819 | 0.14884 | 0.14053 | 0.081476 | 0.053165
| Biogenic refinery ion exchange resin mass column [g per column] |  |  |  | 0.07994 | -0.055134 | 0.1359 | 0.15252 | 0.19071
| Biogenic refinery ion exchange material tubing [m] |  |  |  | 0.043252 | -0.0090849 | 0.15832 | 0.21972 | 0.27167
| Biogenic refinery ion exchange cost PVC column [USD/m] |  |  |  | 0.09517 | 0.063822 | 0.14357 | 0.23485 | 0.17097
| Biogenic refinery ion exchange cost tubing [USD/m] |  |  |  | -0.036616 | 0.0073447 | 0.00080408 | 0.058038 | 0.034467
| Biogenic Refinery Ion Exchange cost H2SO4 [USD/metric ton] |  |  |  | -0.024314 | 0.073591 | 0.13552 | 0.15918 | 0.16691
| Biogenic refinery ion exchange cost resin [USD/kg] |  |  |  | -0.14664 | -0.10271 | -0.019094 | 0.009829 | 0.089385
| Biogenic refinery ion exchange ad density [mmol N/g resin] |  |  |  | -0.019682 | -0.078596 | -0.037468 | 0.065731 | 0.053717
| Biogenic refinery ion exchange resin lifetime [cycles] |  |  |  | -0.14883 | -0.10451 | -0.066379 | -0.20005 | -0.10045
| Biogenic refinery ion exchange tubing length [m/column] |  |  |  | -0.054269 | 0.0067087 | -0.10161 | -0.18692 | -0.1563
| Biogenic refinery ion exchange pvc mass [kg PVC/m] |  |  |  | -0.0085329 | -0.079664 | 0.093861 | 0.099022 | 0.17041
| Biogenic refinery ion exchange tubing mass [kg PE /m] |  |  |  | -0.0083768 | -0.031491 | -0.0024482 | -0.025035 | 0.03778
| Biogenic refinery ion exchange tank mass [kg PE/300 L tank] |  |  |  | 0.15891 | 0.10454 | 0.16854 | 0.14046 | 0.12786
| Biogenic refinery ion exchange tank cost [USD/tank] |  |  |  | -0.087885 | 0.028011 | -0.15047 | -0.16359 | -0.2265
TEA | Operator daily wage [USD/d] |  |  |  | 0.26357 | 0.0034683 | -0.0092649 | 0.10089 | 0.0010081
Excretion-B1 | Household size [cap/household] |  |  |  | -0.82889 | -0.90814 | -0.75948 | -0.46962 | -0.40301
TEA | Const wage [USD/d] |  |  |  | -0.02099 | -0.074359 | -0.12098 | -0.16976 | -0.1571
Excretion-B1 | Certified electrician wages [USD/h] |  |  |  | 0.098998 | 0.069283 | 0.092985 | 0.013465 | 0.040408
| Service team wages [USD/h] |  |  |  | 0.18887 | 0.14927 | 0.18591 | 0.22953 | 0.18074
| Facility manager wages [USD/h] |  |  |  | -0.033195 | -0.047393 | -0.093501 | -0.094089 | -0.06105
| Biomass controls wages [USD/h] |  |  |  | -0.037012 | -0.070723 | -0.13247 | -0.14699 | -0.12887
LCA | Energy gwp [kg CO2-eq/kWh] |  |  |  | 0.01871 | 0.080492 | 0.10512 | 0.11687 | 0.093393
| Energy h ecosystems [points/kWh] |  |  |  | -0.075884 | 0.0063606 | -0.11444 | -0.12308 | -0.18614
| Energy h health [points/kWh] |  |  |  | 0.072835 | 0.025215 | 0.032679 | 0.053585 | 0.033039
| Energy h resources [points/kWh] |  |  |  | 0.099478 | 0.089325 | 0.03628 | 0.0038404 | 0.026331
TEA | N fertilizer price [USD/kg N] |  |  |  | -0.0090009 | 0.0071647 | 0.033675 | -0.045749 | 0.06375
| P fertilizer price [USD/kg P] |  |  |  | 0.16452 | 0.14686 | 0.010081 | -0.065647 | -0.069787
| K fertilizer price [USD/kg K] |  |  |  | 0.1079 | 0.15818 | 0.087717 | 0.06495 | 0.022586
| Nh3 fertilizer price [USD/kg N] |  |  |  | -0.067879 | -0.1123 | -0.18293 | -0.2216 | -0.19316
| Struvite fertilizer price [USD/kg P] |  |  |  | -0.057402 | -0.048941 | -0.062322 | -0.0028323 | -0.047333

## ngA_general
| Element | N recovery | P recovery | K recovery | TEA results | LCA results
| Metric | Total N [% N] | Total P [% P] | Total K [% K] | Annual net cost [USD/cap/yr] | GlobalWarming [kg CO2-eq/cap/yr] | H_Ecosystems [points/cap/yr] | H_Health [points/cap/yr] | H_Resources [points/cap/yr]
Element | Parameter
TEA | Labor wages [USD/h] |  |  |  | -0.051605 | -0.15689 | -0.090789 | -0.20239 | -0.061038
| Electricity price [$/kWh] |  |  |  | 0.12275 | -0.06369 | 0.038992 | -0.11078 | 0.058254
LCA | Electricity CF [kg CO2-eq/kWh] |  |  |  | -0.045161 | 0.081764 | -0.037456 | -0.014569 | -0.0087489
| Electricity ecosystems CF [points/kWh] |  |  |  | -0.023318 | 0.1651 | 0.088953 | 0.16947 | 0.0092769
| Electricity health CF [points/kWh] |  |  |  | 0.22244 | -0.045821 | 0.26502 | -0.12431 | 0.23928
| Electricity resources CF [points/kWh] |  |  |  | 0.063714 | -0.009709 | 0.081164 | 0.0052085 | 0.078452
TEA | N fertilizer price [USD/kg N] |  |  |  | -0.014245 | -0.020402 | 0.073795 | -0.017186 | 0.021722
| P fertilizer price [USD/kg P] |  |  |  | 0.096514 | 0.024098 | 0.045905 | -0.048029 | 0.06165
| K fertilizer price [USD/kg K] |  |  |  | 0.062706 | 0.094701 | -0.029307 | 0.14262 | -0.0090369
| NH3 fertilizer price [USD/kg N] |  |  |  | 0.071647 | 0.21583 | 0.073231 | 0.19561 | 0.024878
| Na cl price [USD/kg] |  |  |  | -0.0034683 | 0.0087609 | 0.018206 | 0.0059046 | -0.022622
| LPG price [USD/kg] |  |  |  | 0.31672 | -0.058878 | 0.095506 | -0.070135 | 0.087273
Excretion-A1 | Excretion e cal [kcal/cap/d] |  |  |  | 0.096982 | 0.27664 | -0.039484 | 0.31191 | 0.034995
| Excretion p veg [g/cap/d] |  |  |  | -0.053585 | 0.010453 | -0.14925 | 0.040324 | -0.057006
| Excretion p anim [g/cap/d] |  |  |  | 0.010597 | 0.10661 | -0.0062286 | 0.13589 | 0.00044404
| Excretion N prot [fraction] |  |  |  | -0.02375 | -0.078308 | -0.23304 | -0.051413 | -0.044524
| Excretion P prot v [fraction] |  |  |  | -0.081092 | 0.009877 | -0.28922 | 0.076856 | -0.16986
| Excretion P prot a [fraction] |  |  |  | 0.014881 | 0.12043 | 0.041332 | 0.11128 | 0.0776
| Excretion K cal [g K/1000 kcal] |  |  |  | -0.009793 | -0.074527 | -0.0035644 | -0.091977 | 0.0091569
| Excretion N exc [fraction of intake] |  |  |  | -0.075116 | -0.089853 | 0.023102 | -0.080384 | -0.0016442
| Excretion P exc [fraction of intake] |  |  |  | 0.011593 | 0.20785 | 0.010621 | 0.17878 | 0.010537
| Excretion K exc [fraction of intake] |  |  |  | -0.076184 | 0.16854 | 0.052805 | 0.14256 | -0.022034
| Excretion e exc [fraction of intake] |  |  |  | -0.19148 | 0.86848 | -0.043312 | 0.91036 | -0.15018
| Excretion N ur [fraction of total] |  |  |  | -0.24412 | -0.081872 | -0.22394 | 0.015434 | -0.24234
| Excretion P ur [fraction of total] |  |  |  | 0.062202 | 0.071119 | 0.1374 | 0.087141 | 0.081644
| Excretion K ur [fraction of total] |  |  |  | -0.13614 | -0.10305 | -0.030963 | -0.051449 | -0.050285
| Excretion e fec [fraction of total] |  |  |  | -0.04324 | 0.073459 | -0.018134 | 0.095854 | -0.054197
| Excretion N ur NH3 [fraction of total N in urine] |  |  |  | 0.021578 | -0.047537 | -0.038512 | -0.029739 | 0.013561
| Excretion N fec NH3 [fraction of total N in feces] |  |  |  | -0.013213 | 0.070771 | 0.091185 | 0.075788 | 0.0054485
| Excretion ur exc [g/cap/d] |  |  |  | 0.48023 | 0.031935 | 0.34212 | -0.073279 | 0.43096
| Excretion fec exc [g/cap/d] |  |  |  | 0.20127 | 0.04132 | 0.13355 | 0.0090009 | 0.24034
| Excretion ur moi [fraction] |  |  |  | -0.26187 | -0.041872 | -0.24038 | 0.10367 | -0.28212
| Excretion fec moi [fraction] |  |  |  | -0.040576 | -0.018986 | -0.066343 | -0.037348 | -0.023678
| Excretion mg ur [g Mg/cap/d] |  |  |  | 0.0056886 | -0.10436 | -0.028683 | -0.092517 | -0.0019682
| Excretion mg fec [g Mg/cap/d] |  |  |  | 0.00042004 | 0.042028 | -0.033411 | 0.040324 | -0.012565
| Excretion ca ur [g Ca/cap/d] |  |  |  | 0.022634 | -0.12806 | 0.053477 | -0.14659 | 0.034755
| Excretion ca fec [g Ca/cap/d] |  |  |  | -0.16508 | 0.061134 | -0.078032 | 0.092697 | -0.095374
MURT-A2 | MURT collection period [days] |  |  |  | -0.073375 | 0.065599 | -0.0044524 | 0.077924 | -0.039892
| MURT sludge accum rate [L/cap/yr] |  |  |  | 0.012829 | -0.02459 | 0.091509 | -0.025803 | -0.0036124
| MURT N volatilization [fraction of N input] |  |  |  | 0.01745 | 0.00057606 | -0.064758 | 0.036172 | -0.030435
| MURT squatting pan cost [USD] |  |  |  | 0.11033 | -0.070687 | 0.068455 | -0.10951 | 0.063522
| MURT urinal cost [USD] |  |  |  | -0.013489 | 0.10033 | 0.05775 | 0.068863 | 0.0039004
| MURT led cost [USD] |  |  |  | -0.13878 | -0.036784 | -0.1151 | 0.018422 | -0.16216
| MURT anticor floor cost [USD] |  |  |  | -0.21569 | -0.027639 | -0.13894 | 0.030363 | -0.2001
| MURT fan cost [USD] |  |  |  | 0.054221 | -0.0047045 | 0.12924 | 0.0093969 | 0.075248
| MURT circuit change cost [USD] |  |  |  | 0.067459 | 0.042832 | 0.095038 | 0.017426 | 0.077324
| MURT pipe cost [USD] |  |  |  | 0.019154 | -0.070291 | 0.025023 | -0.028887 | 0.0060366
| MURT squatting pan weight [kg] |  |  |  | 0.066835 | -0.055182 | -0.072091 | -0.019346 | -0.0088329
| MURT urinal weight [kg] |  |  |  | -0.13627 | -0.051077 | -0.064758 | 0.0033963 | -0.16278
NEWgenerator an MBR-A3 | NEWgenerator an MBR anmbr reactor tank [USD] |  |  |  | 0.022562 | 0.05625 | 0.026691 | 0.0037924 | 0.027675
| NEWgenerator an MBR anmbr reactor media [USD] |  |  |  | -0.099934 | -0.2833 | -0.092133 | -0.24862 | -0.052481
| NEWgenerator an MBR anmbr reactor fittings [USD] |  |  |  | 0.20172 | -0.022226 | 0.10401 | -0.067243 | 0.1781
| NEWgenerator an MBR anmbr membrane module [USD] |  |  |  | -0.085449 | 0.17777 | -0.091041 | 0.20157 | -0.13069
| NEWgenerator an MBR anmbr permeate pump [USD] |  |  |  | -0.044272 | -0.13018 | -0.043552 | -0.18398 | -0.062238
| NEWgenerator an MBR anmbr backwash pump [USD] |  |  |  | -0.15796 | 0.028419 | -0.074059 | 0.048665 | -0.11467
| NEWgenerator an MBR anmbr water pump [USD] |  |  |  | 0.090021 | 0.065419 | 0.18407 | 0.01781 | 0.11898
| NEWgenerator an MBR anmbr membrane fittings [USD] |  |  |  | -0.13063 | -0.11284 | -0.072079 | -0.11485 | -0.12311
| NEWgenerator an MBR anmbr biogas gas bag [USD] |  |  |  | -0.0036484 | -0.081068 | -0.012841 | -0.046685 | -0.048257
| NEWgenerator an MBR anmbr biogas fittings [USD] |  |  |  | -0.13063 | -0.10502 | -0.12121 | -0.087585 | -0.1126
| NEWgenerator an MBR anmbr biogas ventilation [USD] |  |  |  | -0.038908 | -0.15264 | -0.079004 | -0.17599 | -0.051401
| NEWgenerator an MBR anmbr COD removal [ratio] |  |  |  | 0.0058446 | -0.010261 | 0.032571 | 0.025863 | 0.017378
| NEWgenerator an MBR anmbr TN removal [ratio] |  |  |  | -0.0062526 | 0.015542 | 0.01727 | 0.0071287 | 0.043648
| NEWgenerator an MBR anmbr TP removal [ratio] |  |  |  | 0.050813 | -0.12476 | -0.13546 | -0.1631 | 0.015398
| NEWgenerator an MBR anmbr water pump energy percycle [kWh] |  |  |  | -0.035536 | 0.0041284 | -0.0010801 | 0.035524 | -0.033075
| NEWgenerator an MBR anmbr permeate pump energy percycle [kWh] |  |  |  | -0.12252 | -0.036244 | -0.0043444 | -0.01703 | -0.095218
| NEWgenerator an MBR anmbr backwash pump energy percycle [kWh] |  |  |  | -0.017642 | 0.088629 | 0.043804 | 0.061578 | -0.021386
| NEWgenerator an MBR anmbr batch cycle perday [# batches day-1] |  |  |  | 0.12143 | 0.14713 | 0.16341 | 0.090669 | 0.1497
| NEWgenerator an MBR anmbr labor maintenance membrane chem cleaning [hrs/yr] |  |  |  | 0.019874 | 0.10897 | 0.0062646 | 0.051929 | 0.0049565
| NEWgenerator an MBR anmbr labor maintenance sludge removal [hrs/yr] |  |  |  | -0.033615 | 0.020606 | -0.02147 | 0.050189 | -0.012193
| NEWgenerator an MBR anmbr labor replacement membrane pump [hrs/yr] |  |  |  | 0.089385 | -0.043084 | -0.022946 | -0.02303 | 0.041464
| NEWgenerator an MBR anmbr labor replacement permeate pump [hrs/yr] |  |  |  | 0.034107 | 0.026211 | 0.020438 | 0.0044524 | 0.00033603
| NEWgenerator an MBR anmbr labor replacement membrane module [hrs/yr] |  |  |  | -0.043756 | -0.10142 | -0.071299 | -0.081152 | -0.020558
| NEWgenerator an MBR anmbr labor replacement misc repairs [hr/y] |  |  |  | -0.12818 | -0.022754 | -0.11558 | 0.047093 | -0.11894
| NEWgenerator an MBR anmbr reactor weight [kg] |  |  |  | -0.089253 | -0.0076928 | -0.081164 | 0.0090489 | -0.11527
| NEWgenerator an MBR anmbr tau [d] |  |  |  | 0.057342 | 0.05793 | 0.0012841 | 0.055806 | 0.0045245
| NEWgenerator an MBR anmbr soluble methane fraction [nan] |  |  |  | -0.22387 | 0.10569 | -0.19953 | 0.14032 | -0.23771
| NEWgenerator an MBR anmbr VSS TSS ratio [nan] |  |  |  | -0.14925 | -0.031851 | -0.10519 | -0.063246 | -0.10627
| NEWgenerator an MBR anmbr membrane weight [kg] |  |  |  | 0.077912 | -0.12528 | 0.12467 | -0.1311 | 0.07922
| NEWgenerator an MBR anmbr PE weight [kg] |  |  |  | -0.074683 | -0.22178 | -0.10506 | -0.20224 | -0.073435
| NEWgenerator an MBR anmbr PVC weight [kg] |  |  |  | -0.06093 | 0.016202 | 0.020522 | 0.051497 | -0.06261
| NEWgenerator an MBR anmbr plastic weight [kg] |  |  |  | 0.13882 | 0.23455 | 0.12712 | 0.15488 | 0.10675
| NEWgenerator an MBR anmbr piping [USD] |  |  |  | -0.025443 | 0.057342 | -0.045389 | 0.042196 | -0.0036724
| NEWgenerator an MBR anmbr piping PVC weight [kg] |  |  |  | 0.020366 | 0.01625 | -0.035908 | 0.014653 | -0.035416
| NEWgenerator an MBR wages [USD/cap/h] |  |  |  | 0.035908 | 0.069799 | 0.019946 | 0.099982 | 0.0036604
| NEWgenerator an MBR anmbr sludge yield [kg-VSS/kg-BOD removed] |  |  |  | 0.26896 | 0.051281 | 0.13601 | -0.0062766 | 0.18611
| NEWgenerator an MBR anmbr methane yield [m3-CH4/kg COD removed] |  |  |  | 0.1669 | 0.15142 | 0.090933 | 0.17385 | 0.14206
| NEWgenerator an MBR anmbr moisture content [nan] |  |  |  | -0.14319 | 0.030747 | -0.050021 | 0.041512 | -0.086193
| NEWgenerator an MBR dissolved methane HFMC removed [nan] |  |  |  | 0.0033003 | 0.059946 | 0.060114 | 0.030771 | 0.053309
Sludge pasteurization-A4 | Sludge pasteurization sludge dryer weight [kg] |  |  |  | -0.098686 | 0.033123 | -0.12962 | 0.11948 | -0.12736
| Sludge pasteurization sludge barrel weight [kg] |  |  |  | 0.13049 | -0.042112 | 0.10729 | -0.040372 | 0.14484
| Sludge pasteurization sludge dryer [USD] |  |  |  | 0.11243 | -0.10158 | 0.087261 | -0.16084 | 0.10508
| Sludge pasteurization sludge barrel [USD] |  |  |  | -0.053429 | -0.14985 | -0.13887 | -0.095254 | -0.092949
| Sludge pasteurization sludge labor maintenance [h] |  |  |  | -0.094461 | -0.075476 | -0.093933 | -0.039484 | -0.10316
| Sludge pasteurization wages [USD/cap/h] |  |  |  | -0.022862 | -0.055506 | -0.21666 | -0.026535 | -0.128
| Sludge pasteurization hhx heat recovery [-] |  |  |  | -0.74313 | -0.38493 | -0.76848 | -0.16043 | -0.80964
| Fraction biogas lost [fraction] |  |  |  | 0.08018 | 0.057642 | 0.056826 | 0.089661 | 0.11087
| Biogas efficiency [fraction] |  |  |  | -0.074191 | -0.011833 | -0.073963 | 0.0063486 | -0.026895
| Heat loss [fraction] |  |  |  | 0.12146 | 0.052289 | 0.072535 | -0.017018 | 0.090273
| Sludge temperature [fraction] |  |  |  | -0.065419 | 0.10063 | -0.01871 | 0.099634 | -0.050213
NEWgenerator ion exchange-A5 | NEWgenerator ion exchange ion eq2 tank [USD] |  |  |  | 0.090765 | 0.085245 | 0.12836 | 0.0821 | 0.092889
| NEWgenerator ion exchange ion eq2 pump [USD] |  |  |  | -0.028431 | -0.15317 | -0.020354 | -0.1429 | -0.0046685
| NEWgenerator ion exchange ion eq2 powered valve [USD] |  |  |  | 0.15741 | -0.015098 | 0.11324 | -0.059766 | 0.13969
| NEWgenerator ion exchange ion eq2 fittings [USD] |  |  |  | 0.085509 | 0.16718 | 0.088833 | 0.12972 | 0.055734
| NEWgenerator ion exchange ion zeolite tanks [USD] |  |  |  | -0.0031683 | 0.044812 | -0.10686 | 0.074119 | -0.042616
| NEWgenerator ion exchange ion filtration media [USD] |  |  |  | -0.05697 | -0.0027843 | 0.077984 | -0.058446 | -0.0045245
| NEWgenerator ion exchange ion gac [USD] |  |  |  | -0.037732 | 0.021602 | 0.027111 | 0.017774 | 0.029979
| NEWgenerator ion exchange ion zeolite [USD] |  |  |  | -0.11045 | -0.11164 | -0.069295 | -0.09631 | -0.095326
| NEWgenerator ion exchange ion zeolite fittings [USD] |  |  |  | -0.019886 | 0.050381 | -0.023474 | 0.043036 | -0.024674
| NEWgenerator ion exchange ion eq3 tank [USD] |  |  |  | 0.065887 | 0.0010441 | 0.087093 | -0.030627 | 0.069307
| NEWgenerator ion exchange ion eq3 pump [USD] |  |  |  | -0.1628 | -0.069571 | -0.062334 | -0.051461 | -0.11982
| NEWgenerator ion exchange ion eq3 filter [USD] |  |  |  | -0.037924 | 0.095938 | 0.029175 | 0.079952 | 0.011989
| NEWgenerator ion exchange ion eq3 fittings [USD] |  |  |  | 0.026859 | -0.1483 | -0.012709 | -0.14143 | -0.0059046
| NEWgenerator ion exchange ion COD removal [nan] |  |  |  | -0.16948 | -0.13902 | -0.13093 | -0.065467 | -0.14105
| NEWgenerator ion exchange ion TN removal [nan] |  |  |  | 0.17356 | -0.018026 | -0.081068 | -0.065623 | 0.10597
| NEWgenerator ion exchange ion TP removal [nan] |  |  |  | -0.13139 | -0.11675 | -0.11443 | -0.050633 | -0.13105
| NEWgenerator ion exchange ion labor maintenance zeolite regeneration [hr/y] |  |  |  | -0.13447 | -0.061422 | -0.14998 | 0.010813 | -0.18548
| NEWgenerator ion exchange ion labor maintenance GAC replacement [hr/y] |  |  |  | -0.012481 | 0.10091 | -0.022274 | 0.056658 | -0.022634
| NEWgenerator ion exchange ion labor replacement zeolite [hr/y] |  |  |  | 0.24304 | 0.13965 | 0.1552 | 0.11443 | 0.18277
| NEWgenerator ion exchange ion labor replacement misc repairs [hr/y] |  |  |  | -0.093417 | 0.054689 | -0.025095 | 0.096106 | -0.065971
| NEWgenerator ion exchange ion labor replacement other pump [hrs/yr] |  |  |  | 0.050945 | -0.013417 | 0.11771 | -0.070759 | 0.10226
| NEWgenerator ion exchange ion backwash pump energy percycle [kWh] |  |  |  | -0.06471 | -0.074947 | -0.10002 | -0.046841 | -0.10878
| NEWgenerator ion exchange ion batch cycle perday [# batches day-1] |  |  |  | 0.021794 | 0.15864 | 0.068635 | 0.093597 | 0.029247
| NEWgenerator ion exchange ion gac unit cost [USD/kg] |  |  |  | -0.10337 | -0.033387 | 0.0025083 | 0.0035884 | -0.051845
| NEWgenerator ion exchange ion zeolite unit cost [USD/kg] |  |  |  | -0.092805 | -0.028323 | -0.12508 | 0.029367 | -0.113
| NEWgenerator ion exchange ion na cl unit cost [USD/kg] |  |  |  | 0.13557 | 0.26117 | 0.19455 | 0.19866 | 0.20766
| NEWgenerator ion exchange ion na OH unit cost [USD/kg] |  |  |  | 0.1494 | -0.064302 | 0.11036 | -0.099466 | 0.12368
| NEWgenerator ion exchange ion regen freq per yr [events/yr] |  |  |  | 0.0016922 | 0.12377 | 0.020942 | 0.16055 | -0.050657
| NEWgenerator ion exchange ion regen efficiency [nan] |  |  |  | 0.11766 | 0.017246 | 0.056946 | 0.0054845 | 0.088773
| NEWgenerator ion exchange ion polycarbonate weight [kg] |  |  |  | -0.086697 | -0.17099 | -0.18577 | -0.15735 | -0.10272
| NEWgenerator ion exchange ion steel weight [kg] |  |  |  | 0.17125 | -0.12588 | 0.11808 | -0.17387 | 0.14505
| NEWgenerator ion exchange ion PE weight [kg] |  |  |  | -0.01721 | -0.13215 | -0.097126 | -0.12919 | -0.053201
| NEWgenerator ion exchange ion PVC weight [kg] |  |  |  | 0.031659 | 0.069139 | 0.090261 | 0.10316 | 0.049913
| NEWgenerator ion exchange ion plastic weight [kg] |  |  |  | -0.046697 | 0.071083 | -0.13909 | 0.085257 | -0.12137
| NEWgenerator ion exchange ion piping PVC weight [kg] |  |  |  | 0.19857 | 0.08258 | 0.15574 | 0.021974 | 0.1868
| NEWgenerator ion exchange wages [USD/cap/h] |  |  |  | 0.17744 | -0.089121 | -0.022946 | -0.058422 | 0.019418
| NEWgenerator ion exchange ion piping [USD] |  |  |  | -0.076328 | -0.057654 | -0.050309 | -0.02447 | -0.090765
| NEWgenerator ion exchange ion replacement scenario drums [USD] |  |  |  | 0.014221 | -0.10817 | -0.072331 | -0.13667 | -0.035932
| NEWgenerator ion exchange ion largerncs scenario zeolite tanks [USD] |  |  |  | -0.05601 | 0.056514 | -0.0035764 | 0.060738 | -0.052409
| NEWgenerator ion exchange ion largerncs scenario zeolite [USD] |  |  |  | 0.019022 | -0.02087 | -0.056286 | -0.05979 | 0.0032643
| NEWgenerator ion exchange ion zeolite fittings largerncs [USD] |  |  |  | 0.14242 | 0.024446 | 0.18536 | -0.032787 | 0.12958
NEWgenerator chlorination-A6 | NEWgenerator chlorination chlorination recycle pump [USD] |  |  |  | -0.2031 | 0.030603 | -0.21667 | 0.098398 | -0.1844
| NEWgenerator chlorination chlorination electochlorinator [USD] |  |  |  | -0.16254 | -0.10771 | -0.18043 | -0.099874 | -0.21933
| NEWgenerator chlorination chlorination powered valve [USD] |  |  |  | 0.064218 | -0.051485 | -0.03832 | -0.030579 | 0.026151
| NEWgenerator chlorination chlorination fittings [USD] |  |  |  | 0.044008 | -0.12679 | 0.017378 | -0.13747 | 0.01847
| NEWgenerator chlorination chlorination tanks [USD] |  |  |  | 0.14031 | 0.27699 | 0.18224 | 0.23134 | 0.14604
| NEWgenerator chlorination chlorination COD removal [%] |  |  |  | -0.0078968 | 0.086757 | -0.063282 | 0.094917 | -0.029607
| NEWgenerator chlorination chlorination TN removal [%] |  |  |  | -0.17236 | 0.0083408 | -0.17984 | 0.095926 | -0.1602
| NEWgenerator chlorination chlorination TP removal [%] |  |  |  | 0.10241 | 0.065203 | 0.079628 | 0.023966 | 0.049757
| NEWgenerator chlorination chlorination chlorinator energy percycle [kWh] |  |  |  | -0.14929 | 0.074023 | -0.10064 | 0.11963 | -0.14723
| NEWgenerator chlorination chlorination pump energy percycle [kWh] |  |  |  | 0.092301 | 0.08114 | 0.096142 | 0.050165 | 0.11375
| NEWgenerator chlorination chlorination ventilation energy percycle [kWh] |  |  |  | 0.026391 | -0.11862 | -0.06315 | -0.1174 | -0.012973
| NEWgenerator chlorination chlorination valve energy percycle [kWh] |  |  |  | -0.10689 | -0.045101 | -0.066151 | -0.041248 | -0.071323
| NEWgenerator chlorination chlorination product water pump energy percycle [kWh] |  |  |  | 0.014233 | 0.0039004 | 0.0031683 | -0.0029883 | -0.015878
| NEWgenerator chlorination chlorination batch cycle per day [# batches day-1] |  |  |  | 0.094365 | 0.029655 | 0.066055 | 0.040828 | 0.062802
| NEWgenerator chlorination chlorination labor maintenance chlorinator recharging [hr/y] |  |  |  | 0.32198 | 0.0057726 | 0.20454 | -0.076616 | 0.30092
| NEWgenerator chlorination chlorination labor replacement chlorinator replacement [hr/y] |  |  |  | -0.18431 | -0.078788 | -0.17762 | 0.0069727 | -0.19929
| NEWgenerator chlorination chlorination labor replacement other pump [hr/y] |  |  |  | -0.0036484 | -0.044968 | 0.04312 | -0.066907 | 0.0041044
| NEWgenerator chlorination chlorination labor replacement misc repairs [hr/y] |  |  |  | -0.052553 | -0.011293 | 0.038608 | -0.0069847 | -0.0010561
| NEWgenerator chlorination chlorination na cl dosage [mg/L] |  |  |  | -0.0085089 | 0.19009 | 0.078968 | 0.13839 | 0.033255
| NEWgenerator chlorination chlorination throughput flow [L/d] |  |  |  | 0.030075 | 0.16919 | 0.056622 | 0.14308 | -0.00086409
| NEWgenerator chlorination chlorination PE weight [kg] |  |  |  | 0.085389 | 0.041092 | 0.081644 | -0.0067327 | 0.14656
| NEWgenerator chlorination chlorination PVC weight [kg] |  |  |  | -0.054089 | -0.0014881 | -0.10797 | -0.018326 | -0.061986
| NEWgenerator chlorination chlorination electronics active weight [kg] |  |  |  | -0.026427 | -0.0026763 | 0.016718 | -0.038956 | 0.024734
| NEWgenerator chlorination chlorination piping [USD] |  |  |  | -0.11136 | -0.0010921 | -0.05841 | 0.032595 | -0.11936
| NEWgenerator chlorination chlorination piping PVC weight [kg] |  |  |  | 0.04396 | -0.009733 | 0.010069 | -0.0019562 | 0.047177
| NEWgenerator chlorination wages [USD/cap/h] |  |  |  | 0.1495 | 0.019202 | -0.031095 | -0.01745 | 0.0836
NEWgenerator controls-A8 | NEWgenerator controls control box enclosure panel [USD] |  |  |  | 0.071647 | 0.032943 | 0.080684 | -0.029079 | 0.10092
| NEWgenerator controls control box arduino microcontroller [USD] |  |  |  | -0.057114 | -0.083924 | -0.12706 | -0.079244 | -0.097654
| NEWgenerator controls control box microcontroller din rails [USD] |  |  |  | 0.098746 | -0.049781 | 0.084944 | -0.076352 | 0.11016
| NEWgenerator controls control box wifi [USD] |  |  |  | 0.11228 | -0.13255 | 0.11734 | -0.17377 | 0.10085
| NEWgenerator controls control box solid state relays [USD] |  |  |  | 0.038236 | -0.13069 | -0.046337 | -0.18409 | 0.012721
| NEWgenerator controls control box other relays [USD] |  |  |  | 0.1152 | 0.13224 | 0.097822 | 0.091809 | 0.13767
| NEWgenerator controls control box conductors [USD] |  |  |  | -0.13072 | -0.15124 | -0.11382 | -0.1897 | -0.10391
| NEWgenerator controls control box din rails [USD] |  |  |  | -0.14293 | -0.0009841 | -0.10141 | -0.04378 | -0.12608
| NEWgenerator controls control sensors enclosure panel [USD] |  |  |  | 0.092409 | 0.19216 | 0.16482 | 0.14826 | 0.18256
| NEWgenerator controls control sensors signal conditioners [USD] |  |  |  | 0.017534 | -0.17003 | 0.026235 | -0.1587 | 0.028383
| NEWgenerator controls control sensors din rails [USD] |  |  |  | 0.013081 | 0.0042244 | 0.0038644 | 0.028683 | -0.016826
| NEWgenerator controls control sensors voltage converter [USD] |  |  |  | 0.071911 | 0.018098 | 0.033375 | 0.043864 | 0.02201
| NEWgenerator controls control orp enclosure panel [USD] |  |  |  | 0.074743 | -0.017582 | 0.03778 | -0.017654 | 0.040612
| NEWgenerator controls control orp voltage converter [USD] |  |  |  | -0.046601 | -0.0057486 | -0.1116 | -0.025191 | -0.05637
| NEWgenerator controls control orp controller [USD] |  |  |  | 0.047621 | 0.18095 | 0.045833 | 0.16479 | 0.033759
| NEWgenerator controls control orp probe [USD] |  |  |  | -0.0044764 | -0.038272 | 0.054185 | 0.0018962 | 0.036784
| NEWgenerator controls control orp cables [USD] |  |  |  | -0.086937 | -0.13815 | -0.11984 | -0.056658 | -0.087429
| NEWgenerator controls control pump enclosure panel [USD] |  |  |  | -0.1223 | 0.047813 | -0.15164 | 0.12344 | -0.14626
| NEWgenerator controls control pump voltage converter [USD] |  |  |  | 0.19574 | 0.091377 | 0.15963 | 0.017042 | 0.17518
| NEWgenerator controls control pump voltage rectifier [USD] |  |  |  | 0.061362 | 0.1244 | 0.031443 | 0.1218 | 0.077828
| NEWgenerator controls control pump box relay [USD] |  |  |  | -0.023354 | -0.073351 | -0.0046085 | -0.056166 | 0.026319
| NEWgenerator controls control sensors level sensor [USD] |  |  |  | 0.02201 | -0.089865 | -0.043948 | -0.10506 | -0.0079448
| NEWgenerator controls control sensors level switch [USD] |  |  |  | -0.078164 | 0.052421 | 0.0045605 | 0.020366 | -0.054197
| NEWgenerator controls control sensors flow switches [USD] |  |  |  | -0.009613 | -0.010501 | -0.045569 | 0.0065887 | -0.044236
| NEWgenerator controls control sensors proximity sensor [USD] |  |  |  | -0.025923 | 0.19112 | -0.015374 | 0.18097 | -0.044296
| NEWgenerator controls control stranded cables [USD] |  |  |  | -0.15195 | -0.096646 | -0.16506 | -0.0019202 | -0.17345
| NEWgenerator controls control sensor cables [USD] |  |  |  | 0.069811 | -0.017966 | 0.105 | -0.050309 | 0.071443
| NEWgenerator controls control cable glands [USD] |  |  |  | 0.066739 | -0.021518 | -0.018926 | -0.030663 | 0.024842
| NEWgenerator controls control gauge ferrules [USD] |  |  |  | -0.0013441 | -0.0010201 | -0.017186 | 0.043708 | -0.035044
| NEWgenerator controls control zip ties [USD] |  |  |  | -0.023366 | -0.07772 | -0.12412 | -0.058446 | -0.017066
| NEWgenerator controls control terminal block jumper [USD] |  |  |  | 0.085953 | 0.030075 | 0.040888 | 0.023414 | 0.013369
| NEWgenerator controls control system energy percycle [kW] |  |  |  | -0.014281 | 0.011653 | 0.062394 | 0.031311 | -0.035464
| NEWgenerator controls control system ORP energy percycle [kW] |  |  |  | -0.12715 | -0.25439 | -0.24166 | -0.22365 | -0.14482
| NEWgenerator controls control background runtime energy perday [kWh] |  |  |  | 0.16877 | 0.20203 | 0.18727 | 0.11576 | 0.1998
| NEWgenerator controls control batch cycle perday [# batches day-1] |  |  |  | -0.050981 | 0.00012001 | 0.057882 | 0.010501 | -0.056394
| NEWgenerator controls control labor replacement misc repairs [hr/y] |  |  |  | 0.0030243 | -0.078152 | 0.091449 | -0.10113 | 0.054893
| NEWgenerator controls control polycarbonate weight [kg] |  |  |  | -0.040312 | -0.038896 | 0.027903 | -0.01637 | -0.028863
| NEWgenerator controls control aluminum weight [kg] |  |  |  | 0.21522 | 0.14164 | 0.16964 | 0.11033 | 0.16631
| NEWgenerator controls control cable length [m] |  |  |  | 0.10031 | -0.039424 | 0.044524 | -0.053309 | 0.13357
| NEWgenerator controls control electronics passive weight [kg] |  |  |  | 0.052853 | 0.073219 | 0.17469 | 0.068011 | 0.10339
| NEWgenerator controls control electronics active weight [kg] |  |  |  | 0.051185 | -0.093441 | 0.057438 | -0.13264 | 0.073063
| NEWgenerator controls control control units weight [kg] |  |  |  | 0.041356 | -0.074347 | -0.016742 | -0.083984 | 0.03766
| NEWgenerator controls wages [USD/cap/h] |  |  |  | 0.069283 | 0.09673 | 0.12067 | 0.087609 | 0.087165
NEWgenerator housing-A9 | NEWgenerator housing housing framework [USD] |  |  |  | 0.18814 | 0.039292 | 0.071575 | -0.041176 | 0.16271
| NEWgenerator housing housing framework shipping [USD] |  |  |  | 0.068539 | -0.12904 | 0.076952 | -0.14962 | 0.079772
| NEWgenerator housing housing fittings [USD] |  |  |  | 0.12674 | 0.046217 | 0.17144 | 0.0442 | 0.11987
| NEWgenerator housing housing steel weight [kg] |  |  |  | 0.18471 | -0.050501 | 0.19352 | -0.090261 | 0.18247
| NEWgenerator housing housing zinc coated steel weight [kg] |  |  |  | -0.054437 | -0.06315 | -0.10079 | -0.0779 | -0.090849
| NEWgenerator housing housing zinc coat [m2] |  |  |  | 0.011077 | -0.17488 | -0.13231 | -0.13433 | -0.041896
| NEWgenerator housing housing aluminum weight [kg] |  |  |  | 0.055902 | -0.063246 | 0.024938 | -0.10885 | 0.071035
| NEWgenerator housing housing PE weight [kg] |  |  |  | 0.010501 | 0.045509 | -0.033903 | 0.042064 | -0.013045
| NEWgenerator housing housing largerncs framework [USD] |  |  |  | 0.0062286 | 0.037516 | -0.0057126 | 0.069523 | -0.026691
| NEWgenerator housing cheaper housing framework [USD] |  |  |  | 0.20942 | 0.033015 | 0.22943 | 0.017606 | 0.1846
NEWgenerator pretreatment-A10 | NEWgenerator pretreatment pretreatment eq tank [USD] |  |  |  | 0.1342 | -0.054737 | 0.096058 | -0.096118 | 0.083336
| NEWgenerator pretreatment pretreatment tank PE weight [kg] |  |  |  | 0.027063 | -0.073243 | 0.072931 | -0.10475 | 0.082724
| NEWgenerator pretreatment pretreatment piping [USD] |  |  |  | 0.16742 | 0.034719 | 0.10421 | 0.050309 | 0.097018
| NEWgenerator pretreatment pretreatment piping PVC weight [kg] |  |  |  | 0.22799 | 0.20695 | 0.21866 | 0.18859 | 0.218
| NEWgenerator pretreatment pretreatment feed pump [USD] |  |  |  | 0.095422 | -0.096142 | -0.056238 | -0.11924 | 0.047777
| NEWgenerator pretreatment pretreatment feed pump energy percycle [kWh] |  |  |  | -0.011593 | -0.20658 | -0.03514 | -0.23392 | 0.057234
| NEWgenerator pretreatment pretreatment batch cycle perday [# batches day-1] |  |  |  | -0.069451 | -0.16389 | -0.021386 | -0.15164 | -0.026175
| NEWgenerator pretreatment pretreatment labor replacement other pump [hrs/yr] |  |  |  | 0.17278 | -0.017534 | 0.10503 | -0.026991 | 0.11783
| NEWgenerator pretreatment pretreatment labor screen pit cleaning [hrs/yr] |  |  |  | 0.2378 | 0.039028 | 0.21672 | -0.025959 | 0.20799
| NEWgenerator pretreatment pretreatment barscreen cost [USD] |  |  |  | 0.015518 | -0.091389 | -0.0036244 | -0.10904 | 0.022886
| NEWgenerator pretreatment pretreatment barscreen weight [kg] |  |  |  | -0.052865 | -0.0051485 | -0.12905 | 0.0041524 | -0.1082
| NEWgenerator pretreatment pretreatment barscreen [USD] |  |  |  | 0.20758 | 0.11308 | 0.093597 | 0.094293 | 0.14476
| NEWgenerator pretreatment wages [USD/cap/h] |  |  |  | 0.079064 | -0.11798 | 0.035668 | -0.085209 | 0.08204
NEWgenerator foundation-A11 | NEWgenerator foundation foundation concrete unit cost [USD m-3] |  |  |  | -0.060834 | 0.082892 | -0.044704 | 0.092493 | -0.019562
| NEWgenerator foundation foundation concrete thickness [m] |  |  |  | -0.011293 | 0.15814 | -0.009745 | 0.1052 | 0.0052565
MURT-A2 | Max ch4 emission [g CH4/g COD] |  |  |  | 0.20866 | -0.029583 | 0.22031 | -0.11696 | 0.1862
| Full degradation time [yr] |  |  |  | 0.061974 | 0.087273 | 0.15582 | 0.11842 | 0.080696
| Log degradation [-] |  |  |  | 0.1574 | 0.048437 | 0.1813 | -0.031275 | 0.21608
TEA | Price factor [-] |  |  |  | -0.009925 | -0.095086 | 0.057282 | -0.12922 | 0.011557
| Zeolite price [USD/kg] |  |  |  | -0.010669 | -0.012625 | 0.026871 | 0.013081 | 0.022958
| GAC price [USD/kg] |  |  |  | -0.12373 | -0.080984 | -0.13479 | -0.0058926 | -0.14491
| Na OH price [USD/kg] |  |  |  | -0.17036 | 0.11053 | -0.11476 | 0.13992 | -0.10753
LCA | CH4 CF [kg CO2-eq/kg CH4] |  |  |  | 0.1691 | 0.28122 | 0.1816 | 0.087861 | 0.17213
| CH4 ecosystems CF [points/kg CH4] |  |  |  | 0.10785 | 0.079616 | 0.095122 | 0.022562 | 0.15555
| CH4 health CF [points/kg CH4] |  |  |  | -0.020102 | 0.17325 | 0.02099 | 0.30743 | -0.027015
| N2O CF [kg CO2-eq/kg N2O] |  |  |  | -0.054833 | 0.05769 | -0.060078 | 0.027087 | -0.051029
| N2O ecosystems CF [points/kg N2O] |  |  |  | 0.12042 | 0.025863 | 0.18685 | -0.069547 | 0.18119
| N2O health CF [points/kg N2O] |  |  |  | 0.035956 | 0.030471 | 0.009577 | 0.0058926 | 0.033555
| N fertilizer CF [kg CO2-eq/kg N] |  |  |  | 0.11056 | 0.0086889 | 0.044332 | 0.028479 | 0.085761
| N fertilizer ecosystems CF [points/kg N] |  |  |  | -0.28404 | -0.1811 | -0.25819 | -0.10316 | -0.26538
| N fertilizer health CF [points/kg N] |  |  |  | 0.048713 | 0.065599 | 0.086505 | 0.097666 | 0.042868
| N fertilizer resources CF [points/kg N] |  |  |  | -0.06327 | 0.0036604 | -0.091029 | 0.032127 | -0.10157
| P fertilizer CF [kg CO2-eq/kg P] |  |  |  | 0.19225 | -0.11851 | 0.11851 | -0.13105 | 0.15806
| P fertilizer ecosystems CF [points/kg P] |  |  |  | -0.071407 | -0.065383 | -0.14993 | -0.073987 | -0.083072
| P fertilizer health CF [points/kg P] |  |  |  | 0.077216 | 0.10029 | -0.017234 | 0.14413 | -0.0038884
| P fertilizer resources CF [points/kg P] |  |  |  | -0.061122 | 0.050621 | -0.10905 | 0.084884 | -0.066487
| K fertilizer CF [kg CO2-eq/kg K] |  |  |  | -0.1228 | -0.010573 | -0.24857 | 0.088701 | -0.18185
| K fertilizer ecosystems CF [points/kg K] |  |  |  | 0.055638 | 0.044284 | 0.036304 | -0.0053645 | 0.053417
| K fertilizer health CF [points/kg K] |  |  |  | 0.01811 | -0.10103 | 0.054737 | -0.12056 | 0.031875
| K fertilizer resources CF [points/kg K] |  |  |  | 0.222 | -0.037468 | 0.12157 | -0.03646 | 0.15705
| Conc nh3 CF [kg CO2-eq/kg] |  |  |  | -0.035644 | -0.023858 | -0.11087 | 0.021014 | -0.04006
| Conc nh3 ecosystems CF [points/kg] |  |  |  | -0.0071647 | -0.01937 | -0.048641 | -0.0064206 | 0.018482
| Conc nh3 health CF [points/kg] |  |  |  | -0.067771 | -0.021734 | -0.040996 | 0.014173 | -0.047849
| Conc nh3 resources CF [points/kg] |  |  |  | 0.0043684 | 0.077756 | 0.0093729 | 0.027711 | 0.045269
| GAC CF [kg CO2-eq/kg] |  |  |  | -0.09883 | 0.087789 | -0.091473 | 0.056214 | -0.08084
| GAC ecosystems CF [points/kg] |  |  |  | 0.1533 | -0.095986 | 0.088137 | -0.14331 | 0.11882
| GAC health CF [points/kg] |  |  |  | -0.025239 | -0.0037444 | -0.07808 | -0.0075968 | -0.046637
| GAC resources CF [points/kg] |  |  |  | -0.0014281 | -0.0083648 | -0.070015 | -0.01589 | -0.018902
| Zeolite CF [kg CO2-eq/kg] |  |  |  | 0.14737 | 0.25209 | 0.17336 | 0.185 | 0.12872
| Zeolite ecosystems CF [points/kg] |  |  |  | 0.086889 | 0.06369 | 0.12019 | 0.046589 | 0.10518
| Zeolite health CF [points/kg] |  |  |  | 0.13677 | 0.054653 | 0.1137 | 0.059394 | 0.12
| Zeolite resources CF [points/kg] |  |  |  | 0.038896 | 0.11419 | -0.024998 | 0.12136 | 0.0091809
| Na cl CF [kg CO2-eq/kg] |  |  |  | 0.19364 | -0.0017762 | 0.05949 | -0.012157 | 0.12616
| Na cl ecosystems CF [points/kg] |  |  |  | 0.039436 | -0.17234 | 0.066847 | -0.24164 | 0.036628
| Na cl health CF [points/kg] |  |  |  | -0.10033 | 0.13563 | -0.11489 | 0.2044 | -0.15063
| Na cl resources CF [points/kg] |  |  |  | 0.030063 | 0.14164 | 0.068599 | 0.13644 | 0.060678
| Na OH CF [kg CO2-eq/kg] |  |  |  | 0.03706 | 0.1129 | -0.028575 | 0.10223 | 0.009769
| Na OH ecosystems CF [points/kg] |  |  |  | 0.045749 | -0.071551 | 0.014233 | -0.056178 | 0.048149
| Na OH health CF [points/kg] |  |  |  | -0.18233 | -0.014989 | -0.13405 | 0.041308 | -0.18989
| Na OH resources CF [points/kg] |  |  |  | -0.066511 | 0.050369 | 0.027939 | 0.091929 | -0.038392
| LPG CF [kg CO2-eq/kg] |  |  |  | 0.0087609 | -0.072727 | 0.010885 | -0.15398 | 0.047033
| LPG ecosystems CF [points/kg] |  |  |  | 0.16349 | 0.18689 | 0.29725 | 0.11237 | 0.20601
| LPG health CF [points/kg] |  |  |  | 0.10212 | 0.029019 | 0.050633 | 0.0092289 | 0.080756
| LPG resources CF [points/kg] |  |  |  | 0.038272 | 0.058734 | 0.050693 | -0.0011161 | 0.095302
| Excavation-Global warming [kg CO2-eq/m3] |  |  |  | -0.06225 | 0.034407 | 0.0040204 | 0.055098 | -0.046169
| Brick-Global warming [kg CO2-eq/kg] |  |  |  | 0.2386 | -0.033591 | 0.22633 | -0.044308 | 0.21632
| Cement-Global warming [kg CO2-eq/kg] |  |  |  | 0.028971 | 0.068023 | 0.078176 | 0.046553 | 0.075788
| Concrete-Global warming [kg CO2-eq/m3] |  |  |  | 0.014017 | 0.026487 | 0.033543 | 0.0084488 | 0.05595
| Gravel-Global warming [kg CO2-eq/kg] |  |  |  | -0.10343 | 0.019274 | -0.083408 | 0.06267 | -0.13027
| Plastic-Global warming [kg CO2-eq/kg] |  |  |  | -0.0026403 | -0.10325 | 0.058854 | -0.12299 | 0.059838
| Sand-Global warming [kg CO2-eq/kg] |  |  |  | -0.047141 | -0.0046685 | 0.050261 | 0.0054125 | -0.018878
| Stainless steel-global warming [kg CO2-eq/kg] |  |  |  | 0.17333 | 0.075704 | 0.055218 | 0.037588 | 0.11591
| Stainless steel sheet-global warming [kg CO2-eq/kg] |  |  |  | 0.18933 | 0.14074 | 0.12578 | 0.067135 | 0.1978
| Steel-Global warming [kg CO2-eq/kg] |  |  |  | -0.15718 | -0.19582 | -0.19851 | -0.21719 | -0.14608
| Wood-Global warming [kg CO2-eq/m3] |  |  |  | 0.07832 | 0.090357 | 0.029163 | 0.093249 | 0.091425
| Trucking-Global warming [kg CO2-eq/tonne*km] |  |  |  | -0.0019562 | -0.1335 | -0.10025 | -0.14109 | -0.0088929
| Electric motor-global warming [kg CO2-eq/ea] |  |  |  | -0.1628 | -0.12961 | -0.13833 | -0.071971 | -0.11894
| Electronics-Global warming [kg CO2-eq/kg] |  |  |  | 0.062586 | 0.16424 | 0.13249 | 0.12126 | 0.06309
| Catalytic converter-global warming [kg CO2-eq/ea] |  |  |  | -0.0084128 | -0.089049 | -0.03838 | -0.080504 | -0.045509
| Oil heat exchanger-global warming [kg CO2-eq/ea] |  |  |  | 0.061194 | 0.087405 | 0.045629 | 0.054197 | 0.088533
| Pump-Global warming [kg CO2-eq/ea] |  |  |  | 0.022118 | -0.022742 | -0.11254 | -0.03952 | -0.012361
| Hydronic heat exchanger-global warming [kg CO2-eq/ea] |  |  |  | 0.024398 | -0.16991 | -0.0058566 | -0.19971 | 0.01565
| Electric connectors-global warming [kg CO2-eq/kg] |  |  |  | 0.038248 | 0.083816 | -0.054269 | 0.098158 | 0.0016682
| Electric cables-global warming [kg CO2-eq/m] |  |  |  | -0.16499 | 0.037576 | -0.087333 | 0.067231 | -0.14051
| PVC-Global warming [kg CO2-eq/kg] |  |  |  | -0.044488 | 0.14563 | -0.067327 | 0.17229 | -0.072631
| PE-Global warming [kg CO2-eq/kg] |  |  |  | 0.090705 | -0.12137 | 0.022994 | -0.17475 | 0.09901
| Polymer-Global warming [kg CO2-eq/kg] |  |  |  | 0.033735 | 0.050129 | -0.029799 | 0.032115 | 0.045425
| Cationic resin-global warming [kg CO2-eq/kg] |  |  |  | 0.13973 | 0.20257 | 0.095182 | 0.16157 | 0.15191
| Ceramic-Global warming [kg CO2-eq/kg] |  |  |  | -0.069619 | -0.038332 | -0.019826 | -0.027591 | -0.051581
| Fan-Global warming [kg CO2-eq/kg] |  |  |  | -0.067627 | -0.023858 | 0.0094689 | -0.011065 | -0.025971
| Aluminum-Global warming [kg CO2-eq/kg] |  |  |  | 0.075908 | -0.16912 | 0.05763 | -0.19645 | 0.10133
| LPG-Global warming [kg CO2-eq/kg] |  |  |  | 0.0058926 | -0.030447 | 0.072847 | -0.051209 | 0.012013
| Zinc coat-global warming [kg CO2-eq/m2] |  |  |  | 0.059142 | 0.020366 | 0.069955 | 0.019586 | 0.05937
| Polyacrylamide-Global warming [kg CO2-eq/kg] |  |  |  | 0.02003 | 0.12448 | 0.094713 | 0.11449 | 0.095674
| Photovoltaic panel-global warming [kg CO2-eq/m2] |  |  |  | 0.075392 | -0.057654 | -0.065479 | -0.0043444 | 0.0028083
| GACProduction-Global warming [kg CO2-eq/kg] |  |  |  | -0.068635 | 0.02093 | -0.086217 | 0.046385 | -0.11425
| GACRegeneration-Global warming [kg CO2-eq/kg] |  |  |  | -0.019046 | 0.023222 | -0.066499 | -0.012889 | 0.018914
| Switches-Global warming [kg CO2-eq/kg] |  |  |  | 0.042868 | 0.13218 | -0.063222 | 0.15766 | -0.011677
| Control units-global warming [kg CO2-eq/kg] |  |  |  | -0.16601 | -0.072211 | -0.18596 | -0.028383 | -0.15677
| Electronics active-global warming [kg CO2-eq/kg] |  |  |  | -0.081104 | 0.17777 | 0.045353 | 0.12934 | -0.0033843
| Electronics passive-global warming [kg CO2-eq/kg] |  |  |  | -0.026403 | 0.062838 | -0.017018 | 0.070843 | -0.046649
| Transformers-Global warming [kg CO2-eq/kg] |  |  |  | 0.028563 | 0.087405 | 0.09511 | 0.042052 | 0.049673
| Fertilizer offset-global warming [kg CO2-eq/kg] |  |  |  | -0.056178 | -0.13216 | -0.014857 | -0.11873 | -0.073771
| Polycarbonate-Global warming [kg CO2-eq/kg] |  |  |  | -0.01601 | 0.049253 | -0.012625 | -0.017594 | 0.0089769
| Membrane-Global warming [kg CO2-eq/kg] |  |  |  | -0.17512 | 0.034143 | -0.14965 | 0.070759 | -0.14742
| Na cl-global warming [kg CO2-eq/kg] |  |  |  | 0.037096 | -0.052589 | 0.060702 | -0.052133 | 0.037492
| Na oh-global warming [kg CO2-eq/kg] |  |  |  | 0.08402 | 0.018338 | 0.021098 | -0.051893 | 0.072067
| Zeolite-Global warming [kg CO2-eq/kg] |  |  |  | -0.10778 | -0.14124 | -0.048929 | -0.1414 | -0.049061
| Battery-Global warming [kg CO2-eq/kg] |  |  |  | -0.16348 | -0.028431 | -0.18838 | 0.044284 | -0.16954
| Lithium battery-global warming [kg CO2-eq/kg] |  |  |  | 0.25209 | -0.0083168 | 0.15592 | -0.0039964 | 0.20827
| Excavation-H ecosystems [kg CO2-eq/m3] |  |  |  | -0.040636 | 0.17597 | 0.0081368 | 0.16965 | 0.0059646
| Brick-H ecosystems [kg CO2-eq/kg] |  |  |  | -0.13368 | -0.22069 | -0.18808 | -0.14266 | -0.12941
| Cement-H ecosystems [kg CO2-eq/kg] |  |  |  | -0.10593 | 0.013957 | -0.0043204 | 0.02309 | -0.042808
| Concrete-H ecosystems [kg CO2-eq/m3] |  |  |  | -0.11161 | -0.096358 | -0.09619 | -0.086229 | -0.076172
| Gravel-H ecosystems [kg CO2-eq/kg] |  |  |  | -0.027615 | -0.018998 | -0.060954 | -0.028971 | -0.054089
| Plastic-H ecosystems [kg CO2-eq/kg] |  |  |  | 0.049805 | -0.00028803 | -0.0090609 | -0.096106 | 0.035872
| Sand-H ecosystems [kg CO2-eq/kg] |  |  |  | -0.0058926 | 0.089541 | -0.0093129 | 0.091137 | 0.03922
| Stainless steel-h ecosystems [kg CO2-eq/kg] |  |  |  | -0.14121 | 0.038656 | -0.071743 | 0.018494 | -0.095314
| Stainless steel sheet-h ecosystems [kg CO2-eq/kg] |  |  |  | 0.096514 | -0.081512 | 0.071947 | -0.12248 | 0.09613
| Steel-H ecosystems [kg CO2-eq/kg] |  |  |  | 0.061866 | 0.0078488 | 0.10113 | 0.0018962 | 0.07652
| Wood-H ecosystems [kg CO2-eq/m3] |  |  |  | 0.018674 | -0.0055326 | -0.024362 | -0.015362 | 0.0031083
| Trucking-H ecosystems [kg CO2-eq/tonne*km] |  |  |  | 0.0043684 | 0.13794 | 0.0054365 | 0.15278 | -0.025503
| Electric motor-h ecosystems [kg CO2-eq/ea] |  |  |  | 0.010369 | -0.078932 | 0.053345 | -0.067471 | 0.047453
| Electronics-H ecosystems [kg CO2-eq/kg] |  |  |  | -0.036316 | -0.1237 | 0.013141 | -0.11897 | -0.02411
| Catalytic converter-h ecosystems [kg CO2-eq/ea] |  |  |  | -0.0089649 | 0.070495 | -0.022238 | 0.064554 | 0.030015
| Oil heat exchanger-h ecosystems [kg CO2-eq/ea] |  |  |  | -0.28378 | 0.066595 | -0.15701 | 0.15152 | -0.2704
| Pump-H ecosystems [kg CO2-eq/ea] |  |  |  | 0.085137 | 0.073459 | 0.20218 | 0.097114 | 0.13455
| Hydronic heat exchanger-h ecosystems [kg CO2-eq/ea] |  |  |  | 0.0048365 | 0.13535 | 0.020414 | 0.1399 | -0.017042
| Electric connectors-h ecosystems [kg CO2-eq/kg] |  |  |  | 0.014869 | -0.13195 | -0.085065 | -0.12119 | -0.0017762
| Electric cables-h ecosystems [kg CO2-eq/m] |  |  |  | 0.073039 | 0.1335 | 0.066739 | 0.13923 | 0.036796
| PVC-H ecosystems [kg CO2-eq/kg] |  |  |  | 0.07916 | -0.0445 | 0.10058 | -0.067603 | 0.0797
| PE-H ecosystems [kg CO2-eq/kg] |  |  |  | 0.070855 | 0.0079688 | -0.010357 | 0.014413 | 0.04168
| Polymer-H ecosystems [kg CO2-eq/kg] |  |  |  | 0.070675 | 0.19179 | 0.10688 | 0.16287 | 0.056526
| Cationic resin-h ecosystems [kg CO2-eq/kg] |  |  |  | 0.13305 | -0.036964 | 0.025899 | -0.031635 | 0.048989
| Ceramic-H ecosystems [kg CO2-eq/kg] |  |  |  | 0.1195 | 0.2326 | 0.11388 | 0.17168 | 0.11114
| Fan-H ecosystems [kg CO2-eq/kg] |  |  |  | 0.0025083 | -0.10365 | -0.0053405 | -0.12764 | -0.046877
| Aluminum-H ecosystems [kg CO2-eq/kg] |  |  |  | 0.23982 | 0.071587 | 0.22214 | 0.02117 | 0.24593
| LPG-H ecosystems [kg CO2-eq/kg] |  |  |  | 0.073963 | 0.25965 | 0.097762 | 0.21085 | 0.10641
| Zinc coat-h ecosystems [kg CO2-eq/m2] |  |  |  | -0.058146 | -0.043792 | -0.0075488 | -0.042772 | -0.0041644
| Polyacrylamide-H ecosystems [kg CO2-eq/kg] |  |  |  | 0.10443 | 0.12349 | -0.017762 | 0.11578 | 0.0082928
| Photovoltaic panel-h ecosystems [kg CO2-eq/m2] |  |  |  | -0.18037 | 0.15612 | -0.049589 | 0.14851 | -0.1362
| GACProduction-H ecosystems [kg CO2-eq/kg] |  |  |  | -0.067135 | 0.014857 | -0.021962 | 0.051389 | -0.027579
| GACRegeneration-H ecosystems [kg CO2-eq/kg] |  |  |  | 0.11053 | -0.0037684 | 0.049913 | -0.013789 | 0.10447
| Switches-H ecosystems [kg CO2-eq/kg] |  |  |  | 0.03616 | 0.058734 | -0.093897 | 0.093573 | -0.023366
| Control units-h ecosystems [kg CO2-eq/kg] |  |  |  | 0.014413 | 0.12947 | 0.015866 | 0.11776 | 0.0077768
| Electronics active-h ecosystems [kg CO2-eq/kg] |  |  |  | 0.067783 | -0.079076 | 0.017726 | -0.071251 | 0.0046565
| Electronics passive-h ecosystems [kg CO2-eq/kg] |  |  |  | 0.15054 | 0.19312 | 0.24972 | 0.14484 | 0.16449
| Transformers-H ecosystems [kg CO2-eq/kg] |  |  |  | 0.02099 | 0.16287 | -0.031575 | 0.15698 | -0.011809
| Fertilizer offset-h ecosystems [kg CO2-eq/kg] |  |  |  | -0.066463 | 0.095554 | -0.073555 | 0.11872 | -0.11564
| Polycarbonate-H ecosystems [kg CO2-eq/kg] |  |  |  | 0.060258 | 0.12775 | 0.057546 | 0.096766 | 0.085065
| Membrane-H ecosystems [kg CO2-eq/kg] |  |  |  | 0.066547 | 0.017834 | 0.07574 | 0.027363 | 0.080708
| Na cl-h ecosystems [kg CO2-eq/kg] |  |  |  | 0.11635 | 0.010309 | 0.20318 | 0.023606 | 0.1002
| Na oh-h ecosystems [kg CO2-eq/kg] |  |  |  | 0.02201 | -0.17833 | 0.028239 | -0.14938 | 0.042748
| Zeolite-H ecosystems [kg CO2-eq/kg] |  |  |  | -0.024602 | 0.1608 | -0.026115 | 0.15825 | -0.0077288
| Battery-H ecosystems [kg CO2-eq/kg] |  |  |  | -0.079532 | -0.06063 | -0.10505 | -0.090225 | -0.073291
| Lithium battery-h ecosystems [kg CO2-eq/kg] |  |  |  | -0.11345 | 0.074863 | -0.090513 | 0.079496 | -0.11657
| Excavation-H health [kg CO2-eq/m3] |  |  |  | 0.073615 | 0.20325 | 0.058818 | 0.19255 | 0.060534
| Brick-H health [kg CO2-eq/kg] |  |  |  | -0.12085 | 0.34361 | -0.056694 | 0.41093 | -0.096394
| Cement-H health [kg CO2-eq/kg] |  |  |  | 0.070915 | 0.028071 | 0.028155 | 0.025659 | 0.037096
| Concrete-H health [kg CO2-eq/m3] |  |  |  | 0.18591 | -0.070819 | 0.052685 | -0.10571 | 0.138
| Gravel-H health [kg CO2-eq/kg] |  |  |  | 0.027471 | 0.0071407 | 0.018302 | -0.033063 | 0.019778
| Plastic-H health [kg CO2-eq/kg] |  |  |  | 0.021482 | -0.043252 | -0.026679 | -0.02231 | 0.0017762
| Sand-H health [kg CO2-eq/kg] |  |  |  | -0.0083888 | -0.055602 | 0.0058446 | -0.015818 | -0.019094
| Stainless steel-h health [kg CO2-eq/kg] |  |  |  | 0.10469 | 0.043648 | 0.024938 | -0.0071047 | 0.10838
| Stainless steel sheet-h health [kg CO2-eq/kg] |  |  |  | -0.0086289 | -0.13941 | 0.03874 | -0.18029 | 0.025899
| Steel-H health [kg CO2-eq/kg] |  |  |  | -0.094641 | -0.025563 | -0.011413 | 0.01997 | -0.094413
| Wood-H health [kg CO2-eq/m3] |  |  |  | 0.047813 | -0.031239 | 0.023774 | -0.024314 | 0.021878
| Trucking-H health [kg CO2-eq/tonne*km] |  |  |  | -0.17666 | -0.13787 | -0.19122 | -0.10889 | -0.11148
| Electric motor-h health [kg CO2-eq/ea] |  |  |  | -0.070207 | 0.16007 | -0.032331 | 0.11278 | -0.01829
| Electronics-H health [kg CO2-eq/kg] |  |  |  | 0.0059526 | -0.051629 | 0.022934 | -0.047633 | -0.054005
| Catalytic converter-h health [kg CO2-eq/ea] |  |  |  | -0.10694 | 0.0019922 | -0.02237 | -0.00032403 | -0.076724
| Oil heat exchanger-h health [kg CO2-eq/ea] |  |  |  | -0.19696 | -0.070399 | -0.17248 | 0.0025443 | -0.15399
| Pump-H health [kg CO2-eq/ea] |  |  |  | 0.23461 | 0.087309 | 0.1685 | 0.1052 | 0.15711
| Hydronic heat exchanger-h health [kg CO2-eq/ea] |  |  |  | -0.13987 | -0.031551 | -0.17067 | -0.024014 | -0.12853
| Electric connectors-h health [kg CO2-eq/kg] |  |  |  | 0.012085 | -0.15344 | -0.010825 | -0.11896 | -0.013609
| Electric cables-h health [kg CO2-eq/m] |  |  |  | -0.21209 | -0.15476 | -0.19557 | -0.10885 | -0.21039
| PVC-H health [kg CO2-eq/kg] |  |  |  | 0.14669 | 0.010441 | 0.24287 | -0.12962 | 0.21157
| PE-H health [kg CO2-eq/kg] |  |  |  | -0.092685 | 0.082412 | -0.043228 | 0.13207 | -0.12918
| Polymer-H health [kg CO2-eq/kg] |  |  |  | 0.042976 | 0.051305 | -0.02213 | 0.019454 | 0.019814
| Cationic resin-h health [kg CO2-eq/kg] |  |  |  | -0.17171 | -0.099766 | -0.19903 | -0.024566 | -0.23347
| Ceramic-H health [kg CO2-eq/kg] |  |  |  | 0.028707 | -0.14867 | 0.027927 | -0.1476 | 0.0014281
| Fan-H health [kg CO2-eq/kg] |  |  |  | -0.011929 | 0.11113 | 0.016646 | 0.091689 | -0.0078848
| Aluminum-H health [kg CO2-eq/kg] |  |  |  | 0.037504 | 0.090789 | -0.051437 | 0.12931 | 0.009853
| LPG-H health [kg CO2-eq/kg] |  |  |  | -0.033963 | 0.19454 | 0.065419 | 0.20457 | 0.021278
| Zinc coat-h health [kg CO2-eq/m2] |  |  |  | -0.022526 | -0.12199 | -0.040564 | -0.10053 | -0.049553
| Polyacrylamide-H health [kg CO2-eq/kg] |  |  |  | -8.4008e-05 | -0.12284 | -0.035476 | -0.11797 | -0.018338
| Photovoltaic panel-h health [kg CO2-eq/m2] |  |  |  | -0.0040084 | 0.039916 | -0.02123 | 0.099142 | -0.067063
| GACProduction-H health [kg CO2-eq/kg] |  |  |  | 0.092661 | 0.18698 | 0.016802 | 0.14653 | 0.10268
| GACRegeneration-H health [kg CO2-eq/kg] |  |  |  | -0.063294 | 0.024458 | -0.027291 | 0.011677 | -0.047897
| Switches-H health [kg CO2-eq/kg] |  |  |  | -0.058794 | 0.042952 | -0.012253 | -0.012457 | -0.02171
| Control units-h health [kg CO2-eq/kg] |  |  |  | 0.00085209 | 0.019598 | 0.082736 | 0.0081248 | 0.022022
| Electronics active-h health [kg CO2-eq/kg] |  |  |  | 0.082244 | -0.11384 | 0.06051 | -0.13595 | 0.046673
| Electronics passive-h health [kg CO2-eq/kg] |  |  |  | -0.082112 | -0.04 | -0.16173 | -0.01655 | -0.094365
| Transformers-H health [kg CO2-eq/kg] |  |  |  | -0.081284 | -0.12647 | 0.0058446 | -0.16737 | -0.014245
| Fertilizer offset-h health [kg CO2-eq/kg] |  |  |  | 0.065347 | -0.10679 | 0.013981 | -0.10213 | 0.028851
| Polycarbonate-H health [kg CO2-eq/kg] |  |  |  | -0.026823 | 0.067819 | -0.070435 | 0.069991 | -0.058698
| Membrane-H health [kg CO2-eq/kg] |  |  |  | -0.1106 | -0.12662 | -0.11568 | -0.11854 | -0.10753
| Na cl-h health [kg CO2-eq/kg] |  |  |  | 0.1612 | 0.13141 | 0.1211 | 0.11472 | 0.11174
| Na oh-h health [kg CO2-eq/kg] |  |  |  | 0.057486 | -0.014269 | 0.0066727 | -0.0046805 | -0.012073
| Zeolite-H health [kg CO2-eq/kg] |  |  |  | -0.05553 | -0.01769 | -0.026019 | 0.027963 | -0.021278
| Battery-H health [kg CO2-eq/kg] |  |  |  | 0.065131 | -0.090645 | 0.040624 | -0.1551 | 0.080552
| Lithium battery-h health [kg CO2-eq/kg] |  |  |  | -0.10123 | -0.041272 | -0.13439 | -0.039124 | -0.07862
| Excavation-H resources [kg CO2-eq/m3] |  |  |  | 0.069175 | -0.053921 | 0.15857 | -0.085917 | 0.13537
| Brick-H resources [kg CO2-eq/kg] |  |  |  | -0.13834 | -0.018662 | -0.15921 | 0.069811 | -0.15022
| Cement-H resources [kg CO2-eq/kg] |  |  |  | 0.13375 | 0.094017 | 0.096802 | 0.061266 | 0.10661
| Concrete-H resources [kg CO2-eq/m3] |  |  |  | 0.031371 | 0.088257 | 0.048185 | 0.099994 | 0.03556
| Gravel-H resources [kg CO2-eq/kg] |  |  |  | 0.04204 | -0.042688 | 0.03766 | -0.11326 | 0.043864
| Plastic-H resources [kg CO2-eq/kg] |  |  |  | -0.02165 | -0.020558 | 0.035584 | -0.027987 | -0.012577
| Sand-H resources [kg CO2-eq/kg] |  |  |  | -0.034215 | -0.040576 | -0.056706 | -0.016418 | -0.070147
| Stainless steel-h resources [kg CO2-eq/kg] |  |  |  | -0.019622 | -0.10248 | -0.011089 | -0.11341 | -0.02087
| Stainless steel sheet-h resources [kg CO2-eq/kg] |  |  |  | -0.047885 | 0.13096 | 0.091905 | 0.12037 | -0.00024002
| Steel-H resources [kg CO2-eq/kg] |  |  |  | 0.032079 | 0.012013 | -0.03784 | 0.019358 | -0.021026
| Wood-H resources [kg CO2-eq/m3] |  |  |  | 0.14417 | 0.05853 | 0.17753 | -0.023354 | 0.18302
| Trucking-H resources [kg CO2-eq/tonne*km] |  |  |  | -0.12941 | -0.01673 | -0.068947 | -0.009757 | -0.067423
| Electric motor-h resources [kg CO2-eq/ea] |  |  |  | 0.15983 | 0.18115 | 0.16294 | 0.092349 | 0.18647
| Electronics-H resources [kg CO2-eq/kg] |  |  |  | -0.023762 | -0.013933 | -0.080588 | -0.013225 | -0.010573
| Catalytic converter-h resources [kg CO2-eq/ea] |  |  |  | 0.030135 | -0.019766 | 0.037324 | 0.0057246 | 0.058014
| Oil heat exchanger-h resources [kg CO2-eq/ea] |  |  |  | -0.029715 | -0.058302 | -0.029175 | -0.099754 | -0.09751
| Pump-H resources [kg CO2-eq/ea] |  |  |  | -0.11034 | -0.28047 | -0.13643 | -0.26175 | -0.1348
| Hydronic heat exchanger-h resources [kg CO2-eq/ea] |  |  |  | -0.26284 | -0.15123 | -0.26693 | -0.092949 | -0.27213
| Electric connectors-h resources [kg CO2-eq/kg] |  |  |  | -0.056982 | -0.049193 | 0.060318 | -0.039508 | -0.028323
| Electric cables-h resources [kg CO2-eq/m] |  |  |  | -0.10973 | -0.0078128 | -0.17908 | 0.058866 | -0.15137
| PVC-H resources [kg CO2-eq/kg] |  |  |  | -0.035056 | -0.0045725 | -0.059274 | -0.014785 | -0.087609
| PE-H resources [kg CO2-eq/kg] |  |  |  | 0.10855 | 0.14697 | 0.10981 | 0.069547 | 0.11486
| Polymer-H resources [kg CO2-eq/kg] |  |  |  | -0.0085209 | -0.11808 | -0.050669 | -0.11366 | -0.08072
| Cationic resin-h resources [kg CO2-eq/kg] |  |  |  | 0.15887 | 0.054497 | 0.09949 | 0.072967 | 0.13137
| Ceramic-H resources [kg CO2-eq/kg] |  |  |  | -0.12912 | 0.14263 | -0.03916 | 0.13311 | -0.11406
| Fan-H resources [kg CO2-eq/kg] |  |  |  | -0.12473 | 0.093441 | -0.0091209 | 0.11839 | -0.071359
| Aluminum-H resources [kg CO2-eq/kg] |  |  |  | -0.0061566 | -0.097378 | -0.021038 | -0.12217 | -0.0038044
| LPG-H resources [kg CO2-eq/kg] |  |  |  | 0.019886 | -0.076976 | 0.11393 | -0.12079 | 0.069439
| Zinc coat-h resources [kg CO2-eq/m2] |  |  |  | -0.091317 | -0.037012 | -0.020414 | -0.014761 | -0.12617
| Polyacrylamide-H resources [kg CO2-eq/kg] |  |  |  | 0.16774 | -0.018662 | 0.15413 | -0.055314 | 0.1467
| Photovoltaic panel-h resources [kg CO2-eq/m2] |  |  |  | 0.013225 | -0.029943 | -0.066355 | 0.010153 | -0.082736
| GACProduction-H resources [kg CO2-eq/kg] |  |  |  | -0.058482 | -0.06087 | -0.12667 | 0.0046445 | -0.12079
| GACRegeneration-H resources [kg CO2-eq/kg] |  |  |  | -0.0079688 | 0.0017522 | 0.031167 | -0.024242 | -0.021074
| Switches-H resources [kg CO2-eq/kg] |  |  |  | -0.17428 | -0.060678 | -0.092565 | -0.038524 | -0.13465
| Control units-h resources [kg CO2-eq/kg] |  |  |  | 0.019658 | 0.09991 | 0.00014401 | 0.11363 | 0.031839
| Electronics active-h resources [kg CO2-eq/kg] |  |  |  | -0.057426 | -0.12703 | 0.023534 | -0.091773 | 0.01793
| Electronics passive-h resources [kg CO2-eq/kg] |  |  |  | -0.07832 | -0.0073567 | -0.087177 | 0.011281 | -0.12444
| Transformers-H resources [kg CO2-eq/kg] |  |  |  | 0.18711 | 0.14749 | 0.14653 | 0.052601 | 0.15604
| Fertilizer offset-h resources [kg CO2-eq/kg] |  |  |  | 0.0433 | 0.061854 | 0.055518 | 0.045881 | 0.050861
| Polycarbonate-H resources [kg CO2-eq/kg] |  |  |  | -0.010609 | -0.084308 | 0.10206 | -0.14959 | 0.026667
| Membrane-H resources [kg CO2-eq/kg] |  |  |  | -0.028023 | -0.027795 | 0.043732 | -0.05853 | 0.0052805
| Na cl-h resources [kg CO2-eq/kg] |  |  |  | 0.16582 | -0.074599 | 0.15989 | -0.11525 | 0.20364
| Na oh-h resources [kg CO2-eq/kg] |  |  |  | -0.019346 | -0.03838 | -0.038032 | -0.012961 | -0.040504
| Zeolite-H resources [kg CO2-eq/kg] |  |  |  | -0.0080168 | 0.072367 | 0.1401 | 0.010549 | 0.038572
| Battery-H resources [kg CO2-eq/kg] |  |  |  | 0.063846 | 0.095014 | 0.032475 | 0.11123 | 0.068371
| Lithium battery-h resources [kg CO2-eq/kg] |  |  |  | -0.017366 | -0.10166 | -0.13852 | -0.052025 | -0.08264
NEWgenerator photovoltaic-A7 | NEWgenerator photovoltaic pv panel [USD] |  |  |  | 0.06339 | 0.15884 | 0.029391 | 0.11335 | 0.034527
| NEWgenerator photovoltaic pv panel shipping [USD] |  |  |  | -0.03838 | -0.13609 | 0.04456 | -0.15106 | 0.0093009
| NEWgenerator photovoltaic pv racking system [USD] |  |  |  | 0.020258 | 0.17722 | 0.030291 | 0.1504 | 0.047033
| NEWgenerator photovoltaic pv charge controllers [USD] |  |  |  | 0.009589 | 0.2578 | -0.0012481 | 0.26321 | 0.016538
| NEWgenerator photovoltaic pv connectors [USD] |  |  |  | 0.048017 | -0.13873 | 0.0012361 | -0.092409 | 0.0056286
| NEWgenerator photovoltaic pv combiner box [USD] |  |  |  | 0.031287 | -0.025935 | -0.047477 | -0.028683 | 0.033315
| NEWgenerator photovoltaic pv circuit breaker [USD] |  |  |  | -0.10224 | -0.041248 | -0.10979 | 0.0067807 | -0.11555
| NEWgenerator photovoltaic pv battery [USD] |  |  |  | 0.011641 | 0.13769 | 0.062862 | 0.074527 | 0.010153
| NEWgenerator photovoltaic pv battery connectors [USD] |  |  |  | 0.051845 | -0.20193 | 0.026247 | -0.18271 | 0.030363
| NEWgenerator photovoltaic pv battery switch [USD] |  |  |  | -0.026679 | -0.039304 | 0.028791 | -0.061782 | 0.030591
| NEWgenerator photovoltaic pv battery terminal [USD] |  |  |  | -0.051941 | 0.13601 | 0.029463 | 0.10764 | -0.022886
| NEWgenerator photovoltaic pv dc enclosure panel [USD] |  |  |  | -0.1245 | 0.080312 | -0.15677 | 0.12386 | -0.15462
| NEWgenerator photovoltaic pv dc din rail [USD] |  |  |  | -0.090981 | -0.049529 | 0.027327 | -0.071623 | -0.047633
| NEWgenerator photovoltaic pv dc din circuit breaker [USD] |  |  |  | 0.067447 | -0.026859 | 0.15624 | -0.045305 | 0.071107
| NEWgenerator photovoltaic pv dc distribution block [USD] |  |  |  | 0.14422 | -0.15148 | -0.0036964 | -0.20272 | 0.066319
| NEWgenerator photovoltaic pv dc voltage converter [USD] |  |  |  | 0.091401 | 0.20451 | 0.078992 | 0.22518 | 0.058758
| NEWgenerator photovoltaic pv misc [USD] |  |  |  | 0.060018 | -0.021758 | 0.02267 | -0.0051365 | 0.032955
| NEWgenerator photovoltaic pv labor replacement batteries [hr/y] |  |  |  | 0.15749 | 0.18752 | 0.17043 | 0.15474 | 0.16278
| NEWgenerator photovoltaic pv lithium battery [USD] |  |  |  | 0.050249 | 0.046373 | 0.11288 | 0.0049805 | 0.033399
| NEWgenerator photovoltaic pv labor replacement misc repairs [hr/y] |  |  |  | -0.15776 | -0.11644 | -0.096142 | -0.088449 | -0.12156
| NEWgenerator photovoltaic pv photovoltaic panel area [m2] |  |  |  | 0.020246 | -0.13453 | 0.13781 | -0.15959 | 0.050345
| NEWgenerator photovoltaic pv aluminum weight [kg] |  |  |  | 0.020102 | -0.0081728 | -0.0072247 | 0.0070687 | 0.01775
| NEWgenerator photovoltaic pv control units weight [kg] |  |  |  | -0.040516 | -0.040024 | -0.10753 | -0.013441 | -0.097426
| NEWgenerator photovoltaic pv cable length [m] |  |  |  | -0.038476 | -0.14751 | -0.12277 | -0.15436 | -0.10244
| NEWgenerator photovoltaic pv connectors weight [kg] |  |  |  | -0.049265 | -0.065287 | -0.019634 | -0.054593 | -0.049253
| NEWgenerator photovoltaic pv switch weight [kg] |  |  |  | -0.13903 | -0.14694 | -0.10063 | -0.16995 | -0.13948
| NEWgenerator photovoltaic pv polycarbonate weight [kg] |  |  |  | -0.033147 | 0.036988 | 0.01625 | 0.0015122 | 0.019274
| NEWgenerator photovoltaic pv electronics passive weight [kg] |  |  |  | 0.14415 | -0.035356 | 0.1555 | -0.045353 | 0.15537
| NEWgenerator photovoltaic wages [USD/cap/h] |  |  |  | 0.047801 | 0.10214 | 0.10555 | 0.12076 | 0.011953

## ngA_BeijingChina
| Element | N recovery | P recovery | K recovery | TEA results | LCA results
| Metric | Total N [% N] | Total P [% P] | Total K [% K] | Annual net cost [USD/cap/yr] | GlobalWarming [kg CO2-eq/cap/yr] | H_Ecosystems [points/cap/yr] | H_Health [points/cap/yr] | H_Resources [points/cap/yr]
Element | Parameter
TEA | Labor wages [USD/h] |  |  |  | -0.13813 | -0.10127 | 0.047621 | -0.15767 | -0.032247
| Electricity price [$/kWh] |  |  |  | 0.096586 | 0.10949 | -0.11554 | 0.15035 | -0.018518
LCA | Electricity CF [kg CO2-eq/kWh] |  |  |  | -0.015686 | -0.048329 | 0.028119 | -0.066343 | 0.058038
| Electricity ecosystems CF [points/kWh] |  |  |  | 0.11341 | 0.063966 | 0.072655 | 0.054977 | 0.060642
| Electricity health CF [points/kWh] |  |  |  | 0.025371 | 0.16517 | 0.019382 | 0.13349 | 0.04456
| Electricity resources CF [points/kWh] |  |  |  | -0.061494 | 0.014197 | -0.15536 | 0.067207 | -0.14722
TEA | NH3 fertilizer price [USD/kg N] |  |  |  | -0.038188 | 0.062334 | 0.038872 | 0.081212 | 0.020318
| Na cl price [USD/kg] |  |  |  | -0.023162 | 0.06015 | 0.13653 | 0.049073 | 0.031515
| LPG price [USD/kg] |  |  |  | -0.0073327 | -0.20029 | 0.023294 | -0.22633 | -0.015866
Excretion-A1 | Excretion e cal [kcal/cap/d] |  |  |  | -0.010861 | 0.06051 | 0.076328 | 0.12983 | 0.032031
| Excretion p veg [g/cap/d] |  |  |  | 0.04108 | -0.098662 | -0.066079 | -0.029067 | -0.020618
| Excretion p anim [g/cap/d] |  |  |  | 0.096082 | -0.16532 | 0.083432 | -0.15402 | 0.12649
| Excretion N prot [fraction] |  |  |  | -0.084908 | -0.16528 | -0.31957 | -0.072319 | -0.14273
| Excretion P prot v [fraction] |  |  |  | 0.045281 | 0.04324 | -0.23742 | 0.029019 | -0.020558
| Excretion P prot a [fraction] |  |  |  | -0.0040444 | 0.045533 | -0.070759 | 0.041248 | -0.03964
| Excretion K cal [g K/1000 kcal] |  |  |  | -0.06207 | -0.08102 | 0.0091929 | -0.045593 | -0.0061086
| Excretion N exc [fraction of intake] |  |  |  | 0.16318 | 0.0014161 | 0.10321 | -0.0039484 | 0.10548
| Excretion P exc [fraction of intake] |  |  |  | -0.048041 | 0.083648 | -0.1437 | 0.11239 | -0.10513
| Excretion K exc [fraction of intake] |  |  |  | 0.052349 | 0.0412 | 0.049121 | 0.009709 | 0.060774
| Excretion e exc [fraction of intake] |  |  |  | -0.12137 | 0.84785 | -0.13497 | 0.89255 | -0.14443
| Excretion N ur [fraction of total] |  |  |  | 0.033027 | -0.050393 | -0.12043 | -0.062298 | -0.030555
| Excretion P ur [fraction of total] |  |  |  | -0.14963 | 0.082784 | -0.026619 | 0.11275 | -0.13779
| Excretion K ur [fraction of total] |  |  |  | 0.092361 | -0.053513 | 0.055854 | -0.11318 | 0.16931
| Excretion e fec [fraction of total] |  |  |  | 0.023066 | 0.0021002 | 0.14695 | -0.015506 | 0.056214
| Excretion N ur NH3 [fraction of total N in urine] |  |  |  | -0.089913 | 0.025851 | -0.013273 | 0.031155 | -0.043876
| Excretion N fec NH3 [fraction of total N in feces] |  |  |  | 0.013201 | 0.13761 | 0.081116 | 0.09631 | 0.030411
| Excretion ur exc [g/cap/d] |  |  |  | 0.081512 | -0.091737 | 0.065875 | -0.094845 | 0.08048
| Excretion fec exc [g/cap/d] |  |  |  | 0.27072 | 0.0076448 | 0.28808 | -0.10467 | 0.30225
| Excretion ur moi [fraction] |  |  |  | -0.29101 | 0.027267 | -0.25129 | 0.045437 | -0.27242
| Excretion fec moi [fraction] |  |  |  | -0.069811 | -0.075836 | -0.032607 | -0.087825 | -0.053153
| Excretion mg ur [g Mg/cap/d] |  |  |  | 0.059766 | -0.15064 | -0.072151 | -0.14524 | 0.036784
| Excretion mg fec [g Mg/cap/d] |  |  |  | 0.036184 | -0.11923 | -0.08168 | -0.089037 | -0.043768
| Excretion ca ur [g Ca/cap/d] |  |  |  | -0.039724 | 0.014341 | 0.0034323 | 0.073411 | -0.010129
| Excretion ca fec [g Ca/cap/d] |  |  |  | 0.11647 | 0.14017 | 0.157 | 0.12791 | 0.12958
MURT-A2 | MURT collection period [days] |  |  |  | 0.033699 | 0.029787 | -0.079928 | 0.022886 | -0.061494
| MURT sludge accum rate [L/cap/yr] |  |  |  | 0.027003 | -0.099814 | 0.033027 | -0.14503 | 0.071539
| MURT N volatilization [fraction of N input] |  |  |  | -0.11605 | -0.10807 | 0.14039 | -0.10483 | 0.030411
| MURT squatting pan cost [USD] |  |  |  | 0.085941 | -0.048797 | -0.0088929 | -0.034863 | -0.00024002
| MURT urinal cost [USD] |  |  |  | -0.085497 | 0.045737 | -0.022742 | 0.10148 | -0.054245
| MURT led cost [USD] |  |  |  | -0.098794 | 0.071551 | -0.24923 | 0.084128 | -0.18619
| MURT anticor floor cost [USD] |  |  |  | -0.021926 | -0.013561 | 0.032271 | -0.040768 | -0.0052325
| MURT fan cost [USD] |  |  |  | -0.0044404 | 0.11436 | -0.026919 | 0.14271 | -0.043456
| MURT circuit change cost [USD] |  |  |  | 0.10014 | -0.18925 | 0.14995 | -0.17627 | 0.093249
| MURT pipe cost [USD] |  |  |  | 0.075836 | 0.051821 | -0.053621 | 0.030243 | -0.0084968
| MURT squatting pan weight [kg] |  |  |  | -0.026595 | -0.023834 | 0.0010801 | -0.0014281 | -0.043432
| MURT urinal weight [kg] |  |  |  | -0.033195 | -0.20949 | -0.01829 | -0.21858 | 0.022094
NEWgenerator an MBR-A3 | NEWgenerator an MBR anmbr reactor tank [USD] |  |  |  | -0.11108 | -0.15825 | -0.1745 | -0.081944 | -0.1657
| NEWgenerator an MBR anmbr reactor media [USD] |  |  |  | -0.19351 | -0.030687 | -0.037684 | -0.0026883 | -0.080732
| NEWgenerator an MBR anmbr reactor fittings [USD] |  |  |  | 0.12823 | -0.0015002 | 0.15728 | -0.040228 | 0.11743
| NEWgenerator an MBR anmbr membrane module [USD] |  |  |  | -0.052121 | -0.20305 | -0.1682 | -0.13123 | -0.11356
| NEWgenerator an MBR anmbr permeate pump [USD] |  |  |  | 0.13048 | 0.064686 | 0.029523 | 0.0019082 | 0.072295
| NEWgenerator an MBR anmbr backwash pump [USD] |  |  |  | -0.12924 | 0.0046325 | -0.00055206 | -0.025155 | -0.018638
| NEWgenerator an MBR anmbr water pump [USD] |  |  |  | -0.042748 | -0.0018122 | 0.020918 | 0.015962 | -0.045977
| NEWgenerator an MBR anmbr membrane fittings [USD] |  |  |  | -0.03838 | 0.0033123 | 0.0048485 | 0.0083048 | 0.0088329
| NEWgenerator an MBR anmbr biogas gas bag [USD] |  |  |  | -0.15822 | -0.031863 | -0.040108 | -0.023954 | -0.11878
| NEWgenerator an MBR anmbr biogas fittings [USD] |  |  |  | 0.2016 | -0.069223 | 0.11522 | -0.10381 | 0.086961
| NEWgenerator an MBR anmbr biogas ventilation [USD] |  |  |  | 0.14622 | -0.061878 | 0.18359 | -0.093765 | 0.21575
| NEWgenerator an MBR anmbr COD removal [ratio] |  |  |  | -0.061098 | 0.043768 | -0.037444 | 0.074263 | -0.041992
| NEWgenerator an MBR anmbr TN removal [ratio] |  |  |  | -0.087633 | -8.4008e-05 | -0.1371 | 0.015086 | -0.13263
| NEWgenerator an MBR anmbr TP removal [ratio] |  |  |  | 0.10667 | 0.12414 | -0.041764 | 0.072535 | 0.051341
| NEWgenerator an MBR anmbr water pump energy percycle [kWh] |  |  |  | 0.033159 | 0.11622 | -0.024374 | 0.11173 | -0.05535
| NEWgenerator an MBR anmbr permeate pump energy percycle [kWh] |  |  |  | 0.040312 | -0.022586 | 0.073411 | -0.044968 | 0.11112
| NEWgenerator an MBR anmbr backwash pump energy percycle [kWh] |  |  |  | 0.12079 | -0.090753 | 0.26451 | -0.17711 | 0.25409
| NEWgenerator an MBR anmbr batch cycle perday [# batches day-1] |  |  |  | 0.070183 | -0.012373 | -0.19514 | 0.017558 | -0.072511
| NEWgenerator an MBR anmbr labor maintenance membrane chem cleaning [hrs/yr] |  |  |  | -0.058038 | 0.0026763 | -0.068515 | 0.037996 | -0.058026
| NEWgenerator an MBR anmbr labor maintenance sludge removal [hrs/yr] |  |  |  | -0.076508 | -0.05793 | -0.094389 | -0.050921 | -0.11604
| NEWgenerator an MBR anmbr labor replacement membrane pump [hrs/yr] |  |  |  | -0.14999 | -0.010741 | -0.26651 | 0.11131 | -0.24611
| NEWgenerator an MBR anmbr labor replacement permeate pump [hrs/yr] |  |  |  | 0.22015 | 0.17384 | 0.085893 | 0.12798 | 0.11419
| NEWgenerator an MBR anmbr labor replacement membrane module [hrs/yr] |  |  |  | 0.026607 | 0.13962 | 0.047837 | 0.17051 | 0.084008
| NEWgenerator an MBR anmbr labor replacement misc repairs [hr/y] |  |  |  | 0.086661 | -0.02423 | 0.088581 | -0.090765 | 0.095014
| NEWgenerator an MBR anmbr reactor weight [kg] |  |  |  | 0.039772 | 0.168 | -0.026175 | 0.10394 | -0.032355
| NEWgenerator an MBR anmbr tau [d] |  |  |  | -0.14758 | 0.10629 | -0.053297 | 0.11388 | -0.10977
| NEWgenerator an MBR anmbr soluble methane fraction [nan] |  |  |  | -0.088833 | 0.3365 | -0.089457 | 0.34259 | -0.069787
| NEWgenerator an MBR anmbr VSS TSS ratio [nan] |  |  |  | -0.14908 | 0.035212 | -0.048473 | 0.079856 | -0.068323
| NEWgenerator an MBR anmbr membrane weight [kg] |  |  |  | -0.0020282 | 0.10055 | 0.09631 | 0.039376 | 0.10501
| NEWgenerator an MBR anmbr PE weight [kg] |  |  |  | 0.023138 | 0.16119 | 0.091917 | 0.11428 | 0.11917
| NEWgenerator an MBR anmbr PVC weight [kg] |  |  |  | -0.10239 | 0.081752 | -0.18301 | 0.094533 | -0.13925
| NEWgenerator an MBR anmbr plastic weight [kg] |  |  |  | 0.083816 | -0.090345 | 0.059454 | -0.11122 | 0.061866
| NEWgenerator an MBR anmbr piping [USD] |  |  |  | 0.1156 | 0.12631 | 0.070651 | 0.12432 | 0.080432
| NEWgenerator an MBR anmbr piping PVC weight [kg] |  |  |  | 0.0024242 | -0.12764 | -0.056022 | -0.12064 | -0.051977
| NEWgenerator an MBR wages [USD/cap/h] |  |  |  | 0.096814 | -0.12542 | 0.049649 | -0.12053 | 0.038896
| NEWgenerator an MBR anmbr sludge yield [kg-VSS/kg-BOD removed] |  |  |  | 0.17021 | 0.027063 | 0.15095 | -0.08156 | 0.22045
| NEWgenerator an MBR anmbr methane yield [m3-CH4/kg COD removed] |  |  |  | -0.16433 | 0.18513 | -0.071695 | 0.23228 | -0.19128
| NEWgenerator an MBR anmbr moisture content [nan] |  |  |  | 0.009565 | -0.091197 | -0.010261 | -0.080984 | -0.041884
| NEWgenerator an MBR dissolved methane HFMC removed [nan] |  |  |  | -0.026547 | -0.011545 | -0.14405 | 0.074203 | -0.10025
Sludge pasteurization-A4 | Sludge pasteurization sludge dryer weight [kg] |  |  |  | 0.043324 | -0.054653 | 0.0086049 | -0.021302 | 0.019706
| Sludge pasteurization sludge barrel weight [kg] |  |  |  | -0.028695 | -0.064074 | 0.011017 | -0.13686 | 0.043564
| Sludge pasteurization sludge dryer [USD] |  |  |  | -0.091197 | -0.042352 | -0.059982 | -0.049565 | -0.085041
| Sludge pasteurization sludge barrel [USD] |  |  |  | -0.01625 | 0.12318 | -0.10589 | 0.14921 | -0.089001
| Sludge pasteurization sludge labor maintenance [h] |  |  |  | 0.014545 | -0.093189 | 0.10851 | -0.079688 | 0.03538
| Sludge pasteurization wages [USD/cap/h] |  |  |  | -0.20062 | -0.015194 | -0.15978 | 0.045329 | -0.1932
| Sludge pasteurization hhx heat recovery [-] |  |  |  | -0.66343 | -0.24296 | -0.66283 | 0.023966 | -0.77421
| Fraction biogas lost [fraction] |  |  |  | -0.23356 | 0.030459 | -0.14425 | 0.065623 | -0.1898
| Biogas efficiency [fraction] |  |  |  | -0.012865 | 0.044236 | -0.043816 | 0.015194 | -0.031815
| Heat loss [fraction] |  |  |  | 0.095506 | -0.081176 | 0.0055566 | -0.11792 | 0.11204
| Sludge temperature [fraction] |  |  |  | -0.16768 | 0.14837 | -0.17059 | 0.23039 | -0.1789
NEWgenerator ion exchange-A5 | NEWgenerator ion exchange ion eq2 tank [USD] |  |  |  | 0.10376 | -0.073387 | -0.0048125 | -0.026115 | -0.0043204
| NEWgenerator ion exchange ion eq2 pump [USD] |  |  |  | -0.030567 | 0.094113 | -0.044188 | 0.068227 | 0.00087609
| NEWgenerator ion exchange ion eq2 powered valve [USD] |  |  |  | 0.078668 | 0.087453 | -0.069199 | 0.122 | -0.044752
| NEWgenerator ion exchange ion eq2 fittings [USD] |  |  |  | 0.0046445 | 0.1389 | 0.019538 | 0.12382 | 0.065023
| NEWgenerator ion exchange ion zeolite tanks [USD] |  |  |  | 0.10029 | -0.23309 | 0.028503 | -0.15464 | 0.029403
| NEWgenerator ion exchange ion filtration media [USD] |  |  |  | 0.1163 | -0.033723 | 0.0011521 | -0.028491 | 0.062658
| NEWgenerator ion exchange ion gac [USD] |  |  |  | 0.25065 | 0.014521 | 0.16714 | -0.043564 | 0.21486
| NEWgenerator ion exchange ion zeolite [USD] |  |  |  | -0.049445 | 0.026355 | -0.1671 | 0.0074407 | -0.11068
| NEWgenerator ion exchange ion zeolite fittings [USD] |  |  |  | 0.010597 | 0.13204 | 0.010501 | 0.11088 | 0.024614
| NEWgenerator ion exchange ion eq3 tank [USD] |  |  |  | -0.075656 | -0.030447 | -0.040192 | -0.038176 | -0.024146
| NEWgenerator ion exchange ion eq3 pump [USD] |  |  |  | 0.057762 | 0.011401 | 0.12992 | -0.01943 | 0.046697
| NEWgenerator ion exchange ion eq3 filter [USD] |  |  |  | -0.024038 | -0.24322 | -0.075068 | -0.18659 | -0.090141
| NEWgenerator ion exchange ion eq3 fittings [USD] |  |  |  | -0.10517 | 0.063654 | -0.10713 | 0.068251 | -0.16427
| NEWgenerator ion exchange ion COD removal [nan] |  |  |  | 0.25542 | -0.052841 | 0.19303 | -0.064314 | 0.25078
| NEWgenerator ion exchange ion TN removal [nan] |  |  |  | 0.14383 | 0.022466 | -0.17339 | 0.022562 | 0.071719
| NEWgenerator ion exchange ion TP removal [nan] |  |  |  | 0.086589 | 0.11999 | 0.043876 | 0.098122 | 0.026007
| NEWgenerator ion exchange ion labor maintenance zeolite regeneration [hr/y] |  |  |  | 0.10645 | 0.12836 | -0.01655 | 0.1095 | 0.029811
| NEWgenerator ion exchange ion labor maintenance GAC replacement [hr/y] |  |  |  | -0.12353 | -0.02357 | -0.11142 | -0.023222 | -0.12762
| NEWgenerator ion exchange ion labor replacement zeolite [hr/y] |  |  |  | -0.13199 | 0.18178 | -0.065887 | 0.14591 | -0.087489
| NEWgenerator ion exchange ion labor replacement misc repairs [hr/y] |  |  |  | 0.074227 | 0.051641 | 0.11396 | 0.039028 | 0.098374
| NEWgenerator ion exchange ion labor replacement other pump [hrs/yr] |  |  |  | 0.054617 | 0.009565 | -0.048593 | 0.014293 | -0.02489
| NEWgenerator ion exchange ion backwash pump energy percycle [kWh] |  |  |  | 0.029871 | -0.024674 | -0.044464 | 0.028515 | 0.015458
| NEWgenerator ion exchange ion batch cycle perday [# batches day-1] |  |  |  | 0.06285 | 0.12251 | 0.085785 | 0.096862 | 0.079916
| NEWgenerator ion exchange ion gac unit cost [USD/kg] |  |  |  | 0.014197 | 0.13429 | 0.066715 | 0.1437 | 0.035668
| NEWgenerator ion exchange ion zeolite unit cost [USD/kg] |  |  |  | 0.0094089 | 0.0445 | 0.061494 | 0.01943 | 0.015398
| NEWgenerator ion exchange ion na cl unit cost [USD/kg] |  |  |  | 0.081764 | 0.086721 | 0.029067 | 0.089853 | 0.037768
| NEWgenerator ion exchange ion na OH unit cost [USD/kg] |  |  |  | -0.017258 | -0.020822 | -0.048749 | 0.034779 | -0.072607
| NEWgenerator ion exchange ion regen freq per yr [events/yr] |  |  |  | -0.10407 | 0.051989 | 0.15767 | 0.079064 | 0.033123
| NEWgenerator ion exchange ion regen efficiency [nan] |  |  |  | -0.15437 | -0.010549 | -0.09763 | 0.028479 | -0.10698
| NEWgenerator ion exchange ion polycarbonate weight [kg] |  |  |  | -0.122 | 0.0445 | -0.10919 | 0.044956 | -0.075488
| NEWgenerator ion exchange ion steel weight [kg] |  |  |  | -0.15315 | -0.15345 | -0.053345 | -0.13109 | -0.086637
| NEWgenerator ion exchange ion PE weight [kg] |  |  |  | -0.05571 | -0.018026 | -0.082676 | 0.018902 | -0.036112
| NEWgenerator ion exchange ion PVC weight [kg] |  |  |  | -0.059922 | 0.034299 | -0.058122 | 0.032007 | -0.08354
| NEWgenerator ion exchange ion plastic weight [kg] |  |  |  | -0.067915 | -0.11858 | -0.049505 | -0.12787 | -0.072595
| NEWgenerator ion exchange ion piping PVC weight [kg] |  |  |  | 0.0054845 | 0.13771 | -0.091269 | 0.13887 | -0.027171
| NEWgenerator ion exchange wages [USD/cap/h] |  |  |  | 0.039928 | 0.00088809 | 0.074755 | -0.032259 | 0.12527
| NEWgenerator ion exchange ion piping [USD] |  |  |  | -0.0052685 | -0.051341 | -0.0037444 | -0.014677 | -0.046349
| NEWgenerator ion exchange ion replacement scenario drums [USD] |  |  |  | 0.1194 | 0.040372 | 0.077372 | 0.014197 | 0.06165
| NEWgenerator ion exchange ion largerncs scenario zeolite tanks [USD] |  |  |  | -0.077132 | 0.067207 | -0.017882 | 0.068899 | -0.018362
| NEWgenerator ion exchange ion largerncs scenario zeolite [USD] |  |  |  | -0.019838 | -0.0059406 | -0.0054965 | 0.0080168 | -0.04336
| NEWgenerator ion exchange ion zeolite fittings largerncs [USD] |  |  |  | 0.034419 | -0.062118 | -0.090285 | -0.034671 | -0.050093
NEWgenerator chlorination-A6 | NEWgenerator chlorination chlorination recycle pump [USD] |  |  |  | 0.045533 | 0.18093 | 0.046109 | 0.17186 | 0.034875
| NEWgenerator chlorination chlorination electochlorinator [USD] |  |  |  | 0.034743 | -0.12534 | 0.047729 | -0.11756 | -0.068815
| NEWgenerator chlorination chlorination powered valve [USD] |  |  |  | -0.077048 | 0.052481 | -0.14715 | 0.10035 | -0.1368
| NEWgenerator chlorination chlorination fittings [USD] |  |  |  | 0.017234 | -0.020306 | -0.11497 | -0.038968 | -0.080888
| NEWgenerator chlorination chlorination tanks [USD] |  |  |  | -0.052061 | 0.12457 | -0.12992 | 0.1199 | -0.07916
| NEWgenerator chlorination chlorination COD removal [%] |  |  |  | -0.1363 | -0.078824 | -0.079244 | -0.024674 | -0.088317
| NEWgenerator chlorination chlorination TN removal [%] |  |  |  | -0.029403 | -0.0021602 | -0.038992 | 0.0020282 | -0.012505
| NEWgenerator chlorination chlorination TP removal [%] |  |  |  | 0.13788 | -0.11904 | 0.1643 | -0.1876 | 0.12952
| NEWgenerator chlorination chlorination chlorinator energy percycle [kWh] |  |  |  | 0.0060366 | 0.1904 | 0.03664 | 0.19014 | -0.031071
| NEWgenerator chlorination chlorination pump energy percycle [kWh] |  |  |  | 0.0054485 | -0.054953 | 0.045341 | 0.0087129 | 0.032631
| NEWgenerator chlorination chlorination ventilation energy percycle [kWh] |  |  |  | -0.026247 | -0.039208 | 0.033195 | -0.029103 | -0.010921
| NEWgenerator chlorination chlorination valve energy percycle [kWh] |  |  |  | -0.045017 | -0.17221 | -0.029535 | -0.16635 | -0.010849
| NEWgenerator chlorination chlorination product water pump energy percycle [kWh] |  |  |  | -0.018686 | 0.063618 | 0.082688 | 0.052709 | -0.017906
| NEWgenerator chlorination chlorination batch cycle per day [# batches day-1] |  |  |  | -0.042112 | -0.070111 | -0.13104 | -0.039472 | -0.085257
| NEWgenerator chlorination chlorination labor maintenance chlorinator recharging [hr/y] |  |  |  | 0.06213 | -0.21055 | 0.011869 | -0.14869 | 0.0038884
| NEWgenerator chlorination chlorination labor replacement chlorinator replacement [hr/y] |  |  |  | -0.45806 | 0.025755 | -0.24022 | 0.1038 | -0.34824
| NEWgenerator chlorination chlorination labor replacement other pump [hr/y] |  |  |  | 0.021326 | 0.011413 | -0.071047 | 0.070555 | -0.021926
| NEWgenerator chlorination chlorination labor replacement misc repairs [hr/y] |  |  |  | -0.065563 | 0.023942 | 0.034839 | 0.074263 | -0.040636
| NEWgenerator chlorination chlorination na cl dosage [mg/L] |  |  |  | -0.15621 | -0.062202 | -0.18166 | -0.025947 | -0.19158
| NEWgenerator chlorination chlorination throughput flow [L/d] |  |  |  | -0.091845 | 0.15306 | -0.11183 | 0.17831 | -0.057186
| NEWgenerator chlorination chlorination PE weight [kg] |  |  |  | -0.013597 | 0.064794 | -0.090189 | 0.091929 | -0.020534
| NEWgenerator chlorination chlorination PVC weight [kg] |  |  |  | -0.092289 | -0.129 | 0.043288 | -0.12953 | 0.012853
| NEWgenerator chlorination chlorination electronics active weight [kg] |  |  |  | 0.17044 | -0.095578 | 0.17551 | -0.17726 | 0.19383
| NEWgenerator chlorination chlorination piping [USD] |  |  |  | -0.06069 | -0.10752 | -0.0016682 | -0.12097 | -0.052781
| NEWgenerator chlorination chlorination piping PVC weight [kg] |  |  |  | 0.084524 | 0.036652 | 0.087657 | 0.00093609 | 0.10251
| NEWgenerator chlorination wages [USD/cap/h] |  |  |  | -0.22484 | 0.10013 | -0.093033 | 0.10501 | -0.11513
NEWgenerator controls-A8 | NEWgenerator controls control box enclosure panel [USD] |  |  |  | 0.11143 | -0.0051725 | 0.15362 | -0.058038 | 0.12142
| NEWgenerator controls control box arduino microcontroller [USD] |  |  |  | -0.0075248 | 0.0084728 | 0.031719 | 0.022154 | 0.05733
| NEWgenerator controls control box microcontroller din rails [USD] |  |  |  | -0.088761 | 0.12157 | -0.11618 | 0.14365 | -0.13551
| NEWgenerator controls control box wifi [USD] |  |  |  | -0.070975 | 0.12544 | 0.050549 | 0.11178 | 0.015014
| NEWgenerator controls control box solid state relays [USD] |  |  |  | 0.07526 | -0.026283 | 0.045581 | -0.033411 | 0.070879
| NEWgenerator controls control box other relays [USD] |  |  |  | -0.13374 | -0.074323 | 0.031047 | -0.024194 | -0.074887
| NEWgenerator controls control box conductors [USD] |  |  |  | -0.0047885 | 0.1555 | -0.099982 | 0.19808 | -0.0078968
| NEWgenerator controls control box din rails [USD] |  |  |  | 0.081308 | -0.14565 | 0.0094329 | -0.12853 | 0.029055
| NEWgenerator controls control sensors enclosure panel [USD] |  |  |  | -0.025719 | -0.085857 | -0.17684 | -0.054017 | -0.050321
| NEWgenerator controls control sensors signal conditioners [USD] |  |  |  | 0.0018122 | -0.17567 | 0.079304 | -0.20482 | 0.066271
| NEWgenerator controls control sensors din rails [USD] |  |  |  | 0.0037444 | 0.18099 | -0.018626 | 0.13297 | -0.010393
| NEWgenerator controls control sensors voltage converter [USD] |  |  |  | 0.089289 | 0.052985 | 0.044872 | 0.073351 | 0.093573
| NEWgenerator controls control orp enclosure panel [USD] |  |  |  | 0.10232 | 0.0024722 | 0.25227 | -0.044416 | 0.2012
| NEWgenerator controls control orp voltage converter [USD] |  |  |  | 0.045653 | 0.1399 | 0.0087129 | 0.13692 | 0.031815
| NEWgenerator controls control orp controller [USD] |  |  |  | -0.10122 | -0.087549 | -0.18585 | -0.022838 | -0.14704
| NEWgenerator controls control orp probe [USD] |  |  |  | -0.092073 | -0.06255 | 0.081032 | -0.11525 | 0.031215
| NEWgenerator controls control orp cables [USD] |  |  |  | -0.13828 | -0.20472 | -0.068431 | -0.17731 | -0.16307
| NEWgenerator controls control pump enclosure panel [USD] |  |  |  | 0.079688 | 0.0035284 | 0.069379 | 0.0033363 | 0.038968
| NEWgenerator controls control pump voltage converter [USD] |  |  |  | -0.21513 | -0.12557 | -0.13369 | -0.037648 | -0.22859
| NEWgenerator controls control pump voltage rectifier [USD] |  |  |  | -0.034755 | 0.10842 | -0.073039 | 0.088413 | -0.068179
| NEWgenerator controls control pump box relay [USD] |  |  |  | -0.053753 | -0.018458 | -0.051857 | -0.025899 | -0.05931
| NEWgenerator controls control sensors level sensor [USD] |  |  |  | -0.11168 | 0.056574 | 0.073435 | 0.050729 | -0.046301
| NEWgenerator controls control sensors level switch [USD] |  |  |  | 0.043744 | 0.021002 | 0.1158 | -0.085413 | 0.10693
| NEWgenerator controls control sensors flow switches [USD] |  |  |  | -0.047933 | 0.092901 | -0.028347 | 0.13038 | -0.047621
| NEWgenerator controls control sensors proximity sensor [USD] |  |  |  | -0.16727 | -0.17143 | -0.15057 | -0.096646 | -0.2118
| NEWgenerator controls control stranded cables [USD] |  |  |  | -0.0038884 | 0.095458 | 0.03988 | 0.088917 | 0.052073
| NEWgenerator controls control sensor cables [USD] |  |  |  | -0.033015 | -0.011713 | -0.0094449 | -0.023786 | -0.065719
| NEWgenerator controls control cable glands [USD] |  |  |  | 0.096262 | -0.064074 | -0.0045005 | -0.07688 | 0.085569
| NEWgenerator controls control gauge ferrules [USD] |  |  |  | 0.033687 | 0.043108 | -0.068743 | 0.073063 | -0.040132
| NEWgenerator controls control zip ties [USD] |  |  |  | -0.09955 | -0.27867 | -0.015038 | -0.2237 | -0.043636
| NEWgenerator controls control terminal block jumper [USD] |  |  |  | 0.067831 | -0.071887 | -0.012037 | -0.085473 | 0.032691
| NEWgenerator controls control system energy percycle [kW] |  |  |  | -0.0043924 | -0.14274 | 0.11471 | -0.21743 | 0.072019
| NEWgenerator controls control system ORP energy percycle [kW] |  |  |  | -0.12936 | 0.11872 | -0.13216 | 0.15977 | -0.19063
| NEWgenerator controls control background runtime energy perday [kWh] |  |  |  | -0.050357 | 0.064266 | -0.098746 | 0.083276 | -0.12979
| NEWgenerator controls control batch cycle perday [# batches day-1] |  |  |  | 0.21656 | -0.17837 | 0.091581 | -0.24012 | 0.16427
| NEWgenerator controls control labor replacement misc repairs [hr/y] |  |  |  | 0.072787 | -0.09817 | 0.142 | -0.13031 | 0.15378
| NEWgenerator controls control polycarbonate weight [kg] |  |  |  | -0.21463 | -0.0072367 | -0.19663 | 0.050069 | -0.30385
| NEWgenerator controls control aluminum weight [kg] |  |  |  | 0.010537 | 0.068959 | 0.034443 | 0.030771 | 0.015398
| NEWgenerator controls control cable length [m] |  |  |  | 0.062202 | 0.051653 | 0.053261 | 0.063486 | 0.09793
| NEWgenerator controls control electronics passive weight [kg] |  |  |  | 0.066799 | -0.11472 | 0.17638 | -0.16546 | 0.13342
| NEWgenerator controls control electronics active weight [kg] |  |  |  | 0.030999 | 0.043168 | 0.098482 | 0.040192 | 0.072787
| NEWgenerator controls control control units weight [kg] |  |  |  | 0.13012 | -0.051221 | -0.084836 | -0.053969 | 0.0024842
| NEWgenerator controls wages [USD/cap/h] |  |  |  | -0.14508 | -0.16926 | -0.091845 | -0.081212 | -0.14627
NEWgenerator housing-A9 | NEWgenerator housing housing framework [USD] |  |  |  | 0.14495 | -0.026451 | -0.0012721 | -0.027843 | 0.03538
| NEWgenerator housing housing framework shipping [USD] |  |  |  | 0.05775 | 0.087489 | -0.026211 | 0.071419 | 0.066955
| NEWgenerator housing housing fittings [USD] |  |  |  | 0.013405 | -0.13143 | -0.072391 | -0.10149 | -0.0060006
| NEWgenerator housing housing steel weight [kg] |  |  |  | -0.0015362 | 0.14437 | 0.14395 | 0.12487 | 0.098578
| NEWgenerator housing housing zinc coated steel weight [kg] |  |  |  | -0.064662 | 0.062922 | -0.094797 | 0.10609 | -0.12337
| NEWgenerator housing housing zinc coat [m2] |  |  |  | -0.025683 | 0.11692 | -0.10623 | 0.11741 | -0.072991
| NEWgenerator housing housing aluminum weight [kg] |  |  |  | 0.011401 | 0.11622 | -0.0063486 | 0.069727 | -0.0057486
| NEWgenerator housing housing PE weight [kg] |  |  |  | -0.16254 | -0.029991 | -0.14407 | 0.027039 | -0.1471
| NEWgenerator housing housing largerncs framework [USD] |  |  |  | 0.045461 | 0.11045 | 0.079544 | 0.10879 | 0.08402
| NEWgenerator housing cheaper housing framework [USD] |  |  |  | -0.068755 | -0.0077888 | -0.0081128 | 0.010489 | -0.054773
NEWgenerator pretreatment-A10 | NEWgenerator pretreatment pretreatment eq tank [USD] |  |  |  | -0.17369 | 0.069307 | 0.011989 | 0.085017 | -0.13915
| NEWgenerator pretreatment pretreatment tank PE weight [kg] |  |  |  | -0.12031 | 0.0036124 | 0.049445 | -0.039292 | -0.01703
| NEWgenerator pretreatment pretreatment piping [USD] |  |  |  | 0.009997 | 0.041896 | -0.083612 | 0.021098 | 0.0061686
| NEWgenerator pretreatment pretreatment piping PVC weight [kg] |  |  |  | 0.043888 | -0.013237 | -0.12479 | 0.043564 | -0.076712
| NEWgenerator pretreatment pretreatment feed pump [USD] |  |  |  | -0.0033483 | -0.023426 | 0.0016202 | -0.035224 | -0.02051
| NEWgenerator pretreatment pretreatment feed pump energy percycle [kWh] |  |  |  | -0.021182 | 0.10327 | -0.083756 | 0.13589 | -0.056658
| NEWgenerator pretreatment pretreatment batch cycle perday [# batches day-1] |  |  |  | 0.10601 | -0.034563 | 0.055866 | -0.090177 | 0.093081
| NEWgenerator pretreatment pretreatment labor replacement other pump [hrs/yr] |  |  |  | -0.062322 | 0.20169 | -0.047993 | 0.19842 | -0.032367
| NEWgenerator pretreatment pretreatment labor screen pit cleaning [hrs/yr] |  |  |  | -0.28425 | 0.01865 | -0.20091 | 0.041752 | -0.22425
| NEWgenerator pretreatment pretreatment barscreen cost [USD] |  |  |  | 0.016382 | -0.11459 | 0.032355 | -0.10655 | 0.027927
| NEWgenerator pretreatment pretreatment barscreen weight [kg] |  |  |  | -0.21325 | -0.042364 | -0.097438 | -0.02213 | -0.11616
| NEWgenerator pretreatment pretreatment barscreen [USD] |  |  |  | 0.052013 | 0.097186 | 0.038536 | 0.090141 | 0.030195
| NEWgenerator pretreatment wages [USD/cap/h] |  |  |  | -0.098146 | -6.0006e-05 | -0.098314 | 0.091821 | -0.15658
NEWgenerator foundation-A11 | NEWgenerator foundation foundation concrete unit cost [USD m-3] |  |  |  | -0.056814 | 0.055854 | -0.063966 | 0.082868 | -0.037
| NEWgenerator foundation foundation concrete thickness [m] |  |  |  | -0.046913 | -0.018026 | -0.050513 | 0.011161 | -0.027507
MURT-A2 | Max ch4 emission [g CH4/g COD] |  |  |  | -0.11324 | -0.01973 | -0.037876 | -0.0040804 | -0.065647
| Full degradation time [yr] |  |  |  | 0.15456 | -0.22217 | 0.055554 | -0.23024 | 0.11251
| Log degradation [-] |  |  |  | 0.048845 | 0.16263 | 0.16011 | 0.11234 | 0.097426
TEA | Price factor [-] |  |  |  | -0.01997 | -0.0032643 | -0.0028203 | 0.0019202 | 0.022478
| Zeolite price [USD/kg] |  |  |  | 0.06417 | -0.072043 | -0.06051 | -0.061326 | -0.013321
| GAC price [USD/kg] |  |  |  | 0.01883 | 0.0079928 | 0.031803 | -0.022598 | 0.054665
| Na OH price [USD/kg] |  |  |  | 0.089349 | -0.0791 | 0.062898 | -0.12245 | 0.03958
LCA | CH4 CF [kg CO2-eq/kg CH4] |  |  |  | -0.096694 | 0.28146 | -0.010033 | 0.13714 | -0.05595
| CH4 ecosystems CF [points/kg CH4] |  |  |  | 0.20998 | -0.064746 | 0.09535 | -0.11789 | 0.1693
| CH4 health CF [points/kg CH4] |  |  |  | -0.24707 | 0.033771 | -0.21093 | 0.2036 | -0.24979
| N2O CF [kg CO2-eq/kg N2O] |  |  |  | -0.0041284 | 0.043576 | -0.09979 | -0.010177 | -0.024434
| N2O ecosystems CF [points/kg N2O] |  |  |  | -0.15065 | 0.043372 | -0.02225 | 0.06057 | -0.085521
| N2O health CF [points/kg N2O] |  |  |  | -0.055326 | 0.2071 | -0.01865 | 0.19924 | -0.049217
| N fertilizer CF [kg CO2-eq/kg N] |  |  |  | -0.069187 | -0.13287 | -0.14794 | -0.095722 | -0.11591
| N fertilizer ecosystems CF [points/kg N] |  |  |  | -0.10163 | 0.049481 | -0.068011 | 0.088113 | -0.083504
| N fertilizer health CF [points/kg N] |  |  |  | -0.093393 | 0.080288 | -0.097198 | 0.046409 | -0.049001
| N fertilizer resources CF [points/kg N] |  |  |  | 0.04048 | -0.019022 | 0.096058 | 0.010789 | 0.067087
| P fertilizer CF [kg CO2-eq/kg P] |  |  |  | -0.032619 | -0.11731 | -0.038764 | -0.11576 | -0.031287
| P fertilizer ecosystems CF [points/kg P] |  |  |  | 0.058002 | -0.075176 | 0.092637 | -0.10095 | 0.086133
| P fertilizer health CF [points/kg P] |  |  |  | 0.019034 | -0.074071 | 0.18685 | -0.092853 | 0.13041
| P fertilizer resources CF [points/kg P] |  |  |  | 0.20216 | -0.011569 | 0.14581 | -0.013717 | 0.12175
| K fertilizer CF [kg CO2-eq/kg K] |  |  |  | 0.011329 | 0.11981 | -0.089073 | 0.075212 | -0.035308
| K fertilizer ecosystems CF [points/kg K] |  |  |  | 0.071347 | -0.027807 | 0.079532 | -0.020114 | 0.054221
| K fertilizer health CF [points/kg K] |  |  |  | 0.026787 | -0.0039004 | 0.10737 | -0.022262 | 0.053945
| K fertilizer resources CF [points/kg K] |  |  |  | -0.019778 | 0.014773 | -0.028983 | 0.0090609 | -0.014857
| Conc nh3 CF [kg CO2-eq/kg] |  |  |  | 0.088389 | -0.11218 | 0.1083 | -0.061158 | 0.069559
| Conc nh3 ecosystems CF [points/kg] |  |  |  | -0.1357 | 0.17146 | -0.12671 | 0.18682 | -0.11308
| Conc nh3 health CF [points/kg] |  |  |  | -0.16377 | -0.0031803 | -0.082028 | 0.01727 | -0.085137
| Conc nh3 resources CF [points/kg] |  |  |  | -0.0017762 | -0.15779 | 0.079472 | -0.14065 | -0.0418
| GAC CF [kg CO2-eq/kg] |  |  |  | -0.083492 | -0.0045245 | -0.029535 | -0.081896 | -0.064698
| GAC ecosystems CF [points/kg] |  |  |  | -0.02231 | -0.032307 | -0.056094 | 0.01835 | -0.078512
| GAC health CF [points/kg] |  |  |  | 0.051065 | -0.045977 | 0.056334 | -0.0093009 | 0.086157
| GAC resources CF [points/kg] |  |  |  | 0.066943 | 0.041968 | 0.10119 | 0.010729 | 0.084536
| Zeolite CF [kg CO2-eq/kg] |  |  |  | -0.00062406 | 0.16304 | -0.025743 | 0.12076 | 0.028359
| Zeolite ecosystems CF [points/kg] |  |  |  | 0.075752 | 0.014185 | 0.076676 | 0.019718 | 0.034071
| Zeolite health CF [points/kg] |  |  |  | -0.10727 | 0.0063726 | -0.19194 | 0.027351 | -0.15082
| Zeolite resources CF [points/kg] |  |  |  | -0.015566 | 0.070855 | -0.021542 | 0.063966 | -0.017618
| Na cl CF [kg CO2-eq/kg] |  |  |  | -0.056958 | 0.0034803 | 0.021146 | -0.02327 | 0.0019802
| Na cl ecosystems CF [points/kg] |  |  |  | -0.12246 | 0.099802 | -0.077756 | 0.086325 | -0.093693
| Na cl health CF [points/kg] |  |  |  | 0.012553 | -0.043852 | 0.013129 | 0.0059166 | -0.056298
| Na cl resources CF [points/kg] |  |  |  | 0.053753 | -0.025359 | -0.013405 | 0.012865 | 0.0046205
| Na OH CF [kg CO2-eq/kg] |  |  |  | 0.058962 | 0.10316 | 0.062514 | 0.11766 | -0.033807
| Na OH ecosystems CF [points/kg] |  |  |  | -0.039436 | -0.14447 | 0.014293 | -0.10683 | -0.030567
| Na OH health CF [points/kg] |  |  |  | 0.1641 | -0.17432 | 0.10908 | -0.19008 | 0.15666
| Na OH resources CF [points/kg] |  |  |  | 0.16774 | -0.099814 | 0.12064 | -0.12085 | 0.14146
| LPG CF [kg CO2-eq/kg] |  |  |  | 0.20325 | 0.18218 | 0.17519 | 0.076676 | 0.18386
| LPG ecosystems CF [points/kg] |  |  |  | 0.027843 | -0.08402 | -0.010693 | -0.063342 | 0.0016202
| LPG health CF [points/kg] |  |  |  | -0.13763 | -0.20382 | -0.11813 | -0.18848 | -0.1312
| LPG resources CF [points/kg] |  |  |  | -0.036676 | -0.035344 | -0.046901 | -0.009541 | 0.016526
| Excavation-Global warming [kg CO2-eq/m3] |  |  |  | -0.017654 | 0.11387 | -0.13944 | 0.10707 | -0.069331
| Brick-Global warming [kg CO2-eq/kg] |  |  |  | 0.016154 | -0.016334 | -0.11764 | 0.043288 | -0.050369
| Cement-Global warming [kg CO2-eq/kg] |  |  |  | -0.045773 | -0.038524 | 0.017318 | -0.042772 | 0.025503
| Concrete-Global warming [kg CO2-eq/m3] |  |  |  | -0.061722 | 0.15566 | -0.054341 | 0.15132 | -0.067291
| Gravel-Global warming [kg CO2-eq/kg] |  |  |  | 0.13873 | -0.014401 | 0.10604 | -0.072391 | 0.14152
| Plastic-Global warming [kg CO2-eq/kg] |  |  |  | 0.017618 | -0.10988 | 0.13033 | -0.10591 | 0.096526
| Sand-Global warming [kg CO2-eq/kg] |  |  |  | 0.087801 | 0.060318 | 0.085485 | 0.041476 | 0.11514
| Stainless steel-global warming [kg CO2-eq/kg] |  |  |  | -0.13842 | 0.12013 | -0.097618 | 0.18155 | -0.13653
| Stainless steel sheet-global warming [kg CO2-eq/kg] |  |  |  | 0.049445 | -0.010333 | 0.073171 | -0.072271 | 0.062106
| Steel-Global warming [kg CO2-eq/kg] |  |  |  | -0.083564 | -0.048785 | -0.056958 | -0.078128 | -0.029679
| Wood-Global warming [kg CO2-eq/m3] |  |  |  | 0.083564 | 0.14411 | 0.13134 | 0.11326 | 0.16059
| Trucking-Global warming [kg CO2-eq/tonne*km] |  |  |  | 0.050909 | 0.091077 | 0.15309 | 0.062718 | 0.12224
| Electric motor-global warming [kg CO2-eq/ea] |  |  |  | -0.24629 | -0.020054 | -0.081152 | 0.011437 | -0.07886
| Electronics-Global warming [kg CO2-eq/kg] |  |  |  | 0.099082 | -0.0011761 | 0.049469 | -0.010873 | 0.12684
| Catalytic converter-global warming [kg CO2-eq/ea] |  |  |  | -0.0066007 | 0.087165 | 0.01877 | 0.088245 | -0.051881
| Oil heat exchanger-global warming [kg CO2-eq/ea] |  |  |  | 0.13515 | -0.077144 | 0.098134 | -0.12491 | 0.10922
| Pump-Global warming [kg CO2-eq/ea] |  |  |  | -0.07676 | -0.090357 | 0.030159 | -0.052457 | -0.029643
| Hydronic heat exchanger-global warming [kg CO2-eq/ea] |  |  |  | 0.145 | 0.065575 | 0.067255 | 0.045689 | 0.08252
| Electric connectors-global warming [kg CO2-eq/kg] |  |  |  | -0.093765 | 0.19418 | -0.074995 | 0.22526 | -0.074527
| Electric cables-global warming [kg CO2-eq/m] |  |  |  | 0.20749 | 0.10741 | 0.36283 | 0.0070447 | 0.30699
| PVC-Global warming [kg CO2-eq/kg] |  |  |  | -0.076988 | -0.032991 | -0.0041284 | -0.032787 | -0.051797
| PE-Global warming [kg CO2-eq/kg] |  |  |  | -0.046217 | -0.10398 | 0.0051725 | -0.12746 | 0.0050165
| Polymer-Global warming [kg CO2-eq/kg] |  |  |  | -0.22916 | -0.063786 | -0.25819 | 0.0089769 | -0.24936
| Cationic resin-global warming [kg CO2-eq/kg] |  |  |  | -0.037468 | -0.030855 | -0.0072967 | -0.016382 | 0.018782
| Ceramic-Global warming [kg CO2-eq/kg] |  |  |  | -0.082592 | 0.1189 | -0.05949 | 0.15556 | -0.011185
| Fan-Global warming [kg CO2-eq/kg] |  |  |  | -0.00094809 | -0.010237 | 0.090813 | -0.067603 | 0.059142
| Aluminum-Global warming [kg CO2-eq/kg] |  |  |  | -0.1595 | -0.11538 | -0.23759 | -0.0093009 | -0.21405
| LPG-Global warming [kg CO2-eq/kg] |  |  |  | -0.2346 | -0.07772 | -0.29288 | 0.0052685 | -0.26481
| Zinc coat-global warming [kg CO2-eq/m2] |  |  |  | 0.12076 | -0.040792 | 0.11686 | -0.077828 | 0.083744
| Polyacrylamide-Global warming [kg CO2-eq/kg] |  |  |  | 0.032031 | -0.18107 | -0.099982 | -0.19016 | -0.024422
| Photovoltaic panel-global warming [kg CO2-eq/m2] |  |  |  | -0.23172 | 0.052613 | -0.15834 | 0.14328 | -0.2159
| GACProduction-Global warming [kg CO2-eq/kg] |  |  |  | 0.045041 | 0.029271 | 0.066631 | 0.047957 | 0.070423
| GACRegeneration-Global warming [kg CO2-eq/kg] |  |  |  | 0.092709 | -0.019298 | 0.019406 | -0.025047 | 0.10074
| Switches-Global warming [kg CO2-eq/kg] |  |  |  | -0.088665 | -0.1576 | -0.048665 | -0.11234 | -0.052805
| Control units-global warming [kg CO2-eq/kg] |  |  |  | -0.099706 | -0.15263 | -0.1983 | -0.061854 | -0.16227
| Electronics active-global warming [kg CO2-eq/kg] |  |  |  | -0.16918 | 0.0089409 | -0.18481 | 0.086229 | -0.22026
| Electronics passive-global warming [kg CO2-eq/kg] |  |  |  | 0.025347 | -0.062826 | -0.22325 | -0.048533 | -0.089865
| Transformers-Global warming [kg CO2-eq/kg] |  |  |  | -0.096598 | 0.10382 | -0.15563 | 0.17153 | -0.17395
| Fertilizer offset-global warming [kg CO2-eq/kg] |  |  |  | 0.033639 | 0.088377 | -0.11624 | 0.095962 | -0.032247
| Polycarbonate-Global warming [kg CO2-eq/kg] |  |  |  | -0.059658 | -0.074875 | 0.022934 | -0.071959 | -0.0053765
| Membrane-Global warming [kg CO2-eq/kg] |  |  |  | -0.1341 | 0.080612 | -0.093969 | 0.077672 | -0.10737
| Na cl-global warming [kg CO2-eq/kg] |  |  |  | -0.058386 | 0.037888 | -0.023318 | 0.0049445 | -0.050753
| Na oh-global warming [kg CO2-eq/kg] |  |  |  | 0.037192 | 0.046193 | 0.028071 | 0.025971 | 0.020426
| Zeolite-Global warming [kg CO2-eq/kg] |  |  |  | 0.011533 | -0.018542 | 0.039964 | -0.012001 | 0.046349
| Battery-Global warming [kg CO2-eq/kg] |  |  |  | 0.084308 | 0.088965 | 0.12775 | 0.050453 | 0.15233
| Lithium battery-global warming [kg CO2-eq/kg] |  |  |  | 0.081044 | -0.17519 | 0.090705 | -0.12937 | 0.094989
| Excavation-H ecosystems [kg CO2-eq/m3] |  |  |  | -0.18815 | 0.018026 | -0.14517 | 0.091005 | -0.17839
| Brick-H ecosystems [kg CO2-eq/kg] |  |  |  | 0.12548 | 0.019694 | 0.00090009 | 0.043348 | 0.033303
| Cement-H ecosystems [kg CO2-eq/kg] |  |  |  | -0.0077768 | -0.087909 | 0.021386 | -0.099034 | -0.0028803
| Concrete-H ecosystems [kg CO2-eq/m3] |  |  |  | 0.05877 | 0.048257 | 0.12617 | 0.015254 | 0.092769
| Gravel-H ecosystems [kg CO2-eq/kg] |  |  |  | 0.060318 | -0.10671 | 0.10351 | -0.12793 | 0.079484
| Plastic-H ecosystems [kg CO2-eq/kg] |  |  |  | 0.094941 | -0.20307 | -0.0026523 | -0.1404 | 0.035032
| Sand-H ecosystems [kg CO2-eq/kg] |  |  |  | -0.025407 | 0.019418 | 0.093681 | 0.02417 | 0.02231
| Stainless steel-h ecosystems [kg CO2-eq/kg] |  |  |  | 0.10388 | 0.082844 | 0.10119 | 0.018926 | 0.12719
| Stainless steel sheet-h ecosystems [kg CO2-eq/kg] |  |  |  | -0.014725 | -0.13761 | 0.022922 | -0.13264 | 0.045665
| Steel-H ecosystems [kg CO2-eq/kg] |  |  |  | -0.018926 | 0.015122 | -0.048269 | 0.0083168 | -0.042808
| Wood-H ecosystems [kg CO2-eq/m3] |  |  |  | 0.081824 | 0.010309 | -0.077552 | 0.0031083 | 0.009685
| Trucking-H ecosystems [kg CO2-eq/tonne*km] |  |  |  | 0.0029403 | 0.018182 | 0.027519 | -0.009565 | 0.045497
| Electric motor-h ecosystems [kg CO2-eq/ea] |  |  |  | 0.060882 | -0.1742 | -0.016886 | -0.14481 | 0.0078728
| Electronics-H ecosystems [kg CO2-eq/kg] |  |  |  | -0.057858 | -0.10489 | -0.058218 | -0.10483 | -0.057618
| Catalytic converter-h ecosystems [kg CO2-eq/ea] |  |  |  | 0.17366 | 0.031803 | 0.13198 | -0.024182 | 0.15692
| Oil heat exchanger-h ecosystems [kg CO2-eq/ea] |  |  |  | 0.15306 | -0.10328 | 0.21371 | -0.1835 | 0.25857
| Pump-H ecosystems [kg CO2-eq/ea] |  |  |  | 0.079676 | -0.090429 | -0.033315 | -0.082232 | -0.038392
| Hydronic heat exchanger-h ecosystems [kg CO2-eq/ea] |  |  |  | -0.084824 | -0.079316 | 0.034083 | -0.021182 | -0.032055
| Electric connectors-h ecosystems [kg CO2-eq/kg] |  |  |  | 0.092433 | 0.18599 | 0.17883 | 0.11438 | 0.13108
| Electric cables-h ecosystems [kg CO2-eq/m] |  |  |  | -0.042904 | -0.10739 | 0.015374 | -0.11078 | -0.0023282
| PVC-H ecosystems [kg CO2-eq/kg] |  |  |  | -0.0083288 | 0.17375 | -0.048233 | 0.17751 | -0.0046325
| PE-H ecosystems [kg CO2-eq/kg] |  |  |  | 0.042196 | 0.05685 | -0.01919 | 0.094869 | -0.036172
| Polymer-H ecosystems [kg CO2-eq/kg] |  |  |  | -0.038428 | -0.047621 | -0.10968 | -0.024338 | -0.0067927
| Cationic resin-h ecosystems [kg CO2-eq/kg] |  |  |  | 0.043432 | 0.18526 | -0.056298 | 0.16653 | -0.0011761
| Ceramic-H ecosystems [kg CO2-eq/kg] |  |  |  | 0.010225 | -0.069223 | 0.026175 | 0.0056046 | -0.011485
| Fan-H ecosystems [kg CO2-eq/kg] |  |  |  | 0.18104 | -0.14807 | 0.11652 | -0.2129 | 0.20462
| Aluminum-H ecosystems [kg CO2-eq/kg] |  |  |  | -0.11287 | -0.16785 | -0.20547 | -0.096238 | -0.18086
| LPG-H ecosystems [kg CO2-eq/kg] |  |  |  | -0.14769 | -0.05565 | -0.26416 | 0.010753 | -0.22803
| Zinc coat-h ecosystems [kg CO2-eq/m2] |  |  |  | 0.18319 | 0.013501 | 0.093225 | -0.044668 | 0.11599
| Polyacrylamide-H ecosystems [kg CO2-eq/kg] |  |  |  | 0.13765 | 0.16092 | 0.26589 | 0.030747 | 0.22115
| Photovoltaic panel-h ecosystems [kg CO2-eq/m2] |  |  |  | 0.072319 | 0.094425 | 0.17006 | 0.072859 | 0.092781
| GACProduction-H ecosystems [kg CO2-eq/kg] |  |  |  | -0.065155 | -0.066511 | 0.051233 | -0.070471 | 0.0035884
| GACRegeneration-H ecosystems [kg CO2-eq/kg] |  |  |  | -0.025683 | 0.078068 | 0.0061326 | 0.096406 | -0.0033603
| Switches-H ecosystems [kg CO2-eq/kg] |  |  |  | 0.14088 | 0.060042 | 0.15266 | -0.031815 | 0.12787
| Control units-h ecosystems [kg CO2-eq/kg] |  |  |  | -0.015146 | -0.010825 | -0.10715 | -0.046673 | -0.09547
| Electronics active-h ecosystems [kg CO2-eq/kg] |  |  |  | 0.086373 | 0.13948 | 0.025539 | 0.11718 | 0.040852
| Electronics passive-h ecosystems [kg CO2-eq/kg] |  |  |  | -0.011269 | 0.092157 | 0.068827 | 0.062406 | 0.077696
| Transformers-H ecosystems [kg CO2-eq/kg] |  |  |  | 0.14058 | -0.095134 | 0.1179 | -0.12895 | 0.084272
| Fertilizer offset-h ecosystems [kg CO2-eq/kg] |  |  |  | -0.1014 | 0.047813 | 0.014389 | 0.018758 | 0.0069127
| Polycarbonate-H ecosystems [kg CO2-eq/kg] |  |  |  | 0.065179 | 0.081956 | -0.11986 | 0.080396 | -0.016562
| Membrane-H ecosystems [kg CO2-eq/kg] |  |  |  | 0.10363 | 0.0056166 | 0.0089769 | -0.021998 | 0.069775
| Na cl-h ecosystems [kg CO2-eq/kg] |  |  |  | 0.0053645 | -0.01979 | 0.061182 | -0.01859 | -0.020426
| Na oh-h ecosystems [kg CO2-eq/kg] |  |  |  | 0.044224 | 0.085413 | 0.078548 | 0.035632 | 0.044656
| Zeolite-H ecosystems [kg CO2-eq/kg] |  |  |  | 0.11003 | -0.012805 | 0.094701 | -0.087369 | 0.094185
| Battery-H ecosystems [kg CO2-eq/kg] |  |  |  | 0.097654 | -0.21138 | 0.021986 | -0.22962 | 0.0078368
| Lithium battery-h ecosystems [kg CO2-eq/kg] |  |  |  | -0.026559 | -0.050261 | -0.024638 | -0.076688 | 0.0013921
| Excavation-H health [kg CO2-eq/m3] |  |  |  | -0.047645 | -0.073315 | 0.058494 | -0.11334 | 0.018074
| Brick-H health [kg CO2-eq/kg] |  |  |  | -0.071107 | 0.061986 | -0.12941 | 0.068911 | -0.10481
| Cement-H health [kg CO2-eq/kg] |  |  |  | 0.0082328 | -0.011437 | -0.009529 | 0.015566 | 0.00018002
| Concrete-H health [kg CO2-eq/m3] |  |  |  | 0.020942 | -0.025239 | -0.051653 | -0.015914 | -0.014077
| Gravel-H health [kg CO2-eq/kg] |  |  |  | 0.044704 | 0.02087 | 0.091641 | -0.041044 | 0.14535
| Plastic-H health [kg CO2-eq/kg] |  |  |  | -0.029619 | -0.18226 | -0.039448 | -0.15988 | -0.0057966
| Sand-H health [kg CO2-eq/kg] |  |  |  | 0.11842 | -0.21219 | 0.080264 | -0.26791 | 0.10995
| Stainless steel-h health [kg CO2-eq/kg] |  |  |  | -0.20955 | -0.063942 | -0.13638 | -0.091329 | -0.14957
| Stainless steel sheet-h health [kg CO2-eq/kg] |  |  |  | -0.14729 | 0.080276 | -0.11222 | 0.094317 | -0.12692
| Steel-H health [kg CO2-eq/kg] |  |  |  | -0.10039 | -0.076616 | -0.0063246 | -0.096526 | -0.020606
| Wood-H health [kg CO2-eq/m3] |  |  |  | -0.10385 | -0.19725 | -0.19119 | -0.14932 | -0.18616
| Trucking-H health [kg CO2-eq/tonne*km] |  |  |  | -0.082364 | 0.011677 | -0.0014641 | -0.017042 | -0.0020642
| Electric motor-h health [kg CO2-eq/ea] |  |  |  | 0.13456 | -0.17896 | 0.075512 | -0.17489 | 0.14721
| Electronics-H health [kg CO2-eq/kg] |  |  |  | 0.037252 | -0.1413 | -0.11083 | -0.1085 | -0.073075
| Catalytic converter-h health [kg CO2-eq/ea] |  |  |  | 0.054413 | -0.12218 | -0.0072487 | -0.13393 | 0.046997
| Oil heat exchanger-h health [kg CO2-eq/ea] |  |  |  | -0.081008 | 0.083204 | -0.069883 | 0.05961 | -0.072187
| Pump-H health [kg CO2-eq/ea] |  |  |  | 0.14187 | 0.095362 | 0.16095 | -0.028575 | 0.19867
| Hydronic heat exchanger-h health [kg CO2-eq/ea] |  |  |  | 0.077588 | 0.21198 | 0.061998 | 0.16205 | 0.090213
| Electric connectors-h health [kg CO2-eq/kg] |  |  |  | 0.0048365 | 0.009613 | 0.025911 | -0.026235 | -0.0064806
| Electric cables-h health [kg CO2-eq/m] |  |  |  | 0.11218 | -0.049433 | 0.090285 | -0.11916 | 0.11608
| PVC-H health [kg CO2-eq/kg] |  |  |  | -0.096778 | 0.12562 | -0.14766 | 0.15254 | -0.10955
| PE-H health [kg CO2-eq/kg] |  |  |  | -0.068959 | 0.011593 | -0.12533 | 0.030627 | -0.14307
| Polymer-H health [kg CO2-eq/kg] |  |  |  | 0.048329 | -0.0019442 | 0.11255 | -0.075884 | 0.12018
| Cationic resin-h health [kg CO2-eq/kg] |  |  |  | 0.064266 | 0.0069007 | 0.24438 | -0.05871 | 0.17236
| Ceramic-H health [kg CO2-eq/kg] |  |  |  | -0.15537 | 0.17615 | -0.12923 | 0.15771 | -0.14093
| Fan-H health [kg CO2-eq/kg] |  |  |  | -0.30407 | 0.19616 | -0.12991 | 0.19903 | -0.20874
| Aluminum-H health [kg CO2-eq/kg] |  |  |  | -0.050525 | 0.16551 | 0.0071767 | 0.10061 | -0.039376
| LPG-H health [kg CO2-eq/kg] |  |  |  | 0.14197 | -0.011173 | 0.033795 | -0.076712 | 0.086085
| Zinc coat-h health [kg CO2-eq/m2] |  |  |  | -0.059574 | 0.14002 | -0.045257 | 0.12109 | 0.036832
| Polyacrylamide-H health [kg CO2-eq/kg] |  |  |  | -0.14223 | -0.14739 | -0.1329 | -0.12475 | -0.13234
| Photovoltaic panel-h health [kg CO2-eq/m2] |  |  |  | -0.066811 | -0.048437 | -0.093777 | -0.011257 | -0.13876
| GACProduction-H health [kg CO2-eq/kg] |  |  |  | 0.11632 | 0.21477 | 0.19845 | 0.15197 | 0.1748
| GACRegeneration-H health [kg CO2-eq/kg] |  |  |  | -0.066175 | -0.11756 | -0.077468 | -0.085989 | -0.10002
| Switches-H health [kg CO2-eq/kg] |  |  |  | -0.24641 | -0.035392 | -0.2139 | 0.080048 | -0.28089
| Control units-h health [kg CO2-eq/kg] |  |  |  | 0.14986 | 0.052877 | 0.11041 | 0.026307 | 0.1071
| Electronics active-h health [kg CO2-eq/kg] |  |  |  | -0.072487 | -0.11986 | -0.046145 | -0.12445 | -0.054401
| Electronics passive-h health [kg CO2-eq/kg] |  |  |  | 0.037936 | 0.21666 | -0.091917 | 0.20442 | -0.051281
| Transformers-H health [kg CO2-eq/kg] |  |  |  | -0.016586 | 0.18415 | -0.012613 | 0.18458 | -0.0081728
| Fertilizer offset-h health [kg CO2-eq/kg] |  |  |  | -0.040828 | 0.10297 | -0.063438 | 0.11314 | -0.11722
| Polycarbonate-H health [kg CO2-eq/kg] |  |  |  | -0.015098 | -0.069175 | 0.033939 | -0.086157 | 0.0039364
| Membrane-H health [kg CO2-eq/kg] |  |  |  | -0.031071 | -0.088605 | -0.11316 | -0.065287 | -0.065659
| Na cl-h health [kg CO2-eq/kg] |  |  |  | -0.04072 | -0.0087009 | 0.020186 | 0.021542 | 0.017474
| Na oh-h health [kg CO2-eq/kg] |  |  |  | 0.00076808 | 0.058482 | -0.029031 | 0.057378 | -0.04126
| Zeolite-H health [kg CO2-eq/kg] |  |  |  | 0.025575 | -0.056358 | -0.032943 | -0.09919 | 0.045425
| Battery-H health [kg CO2-eq/kg] |  |  |  | 0.037024 | 0.047213 | -0.045293 | 0.031227 | -0.0067687
| Lithium battery-h health [kg CO2-eq/kg] |  |  |  | -0.034215 | 0.020294 | 0.02201 | 0.024998 | 0.027375
| Excavation-H resources [kg CO2-eq/m3] |  |  |  | -0.1017 | -0.10632 | -0.053453 | -0.069583 | -0.12055
| Brick-H resources [kg CO2-eq/kg] |  |  |  | 0.040948 | -0.009601 | -0.065887 | -0.062106 | -0.031347
| Cement-H resources [kg CO2-eq/kg] |  |  |  | 0.0085209 | -0.0035164 | 0.061206 | 0.0046205 | 0.013885
| Concrete-H resources [kg CO2-eq/m3] |  |  |  | 0.070147 | 0.019346 | 0.16115 | -0.019382 | 0.16272
| Gravel-H resources [kg CO2-eq/kg] |  |  |  | -0.012193 | -0.0014401 | -0.10985 | 0.0085449 | -0.056574
| Plastic-H resources [kg CO2-eq/kg] |  |  |  | 0.14686 | -0.14099 | 0.20344 | -0.23089 | 0.15822
| Sand-H resources [kg CO2-eq/kg] |  |  |  | -0.057666 | -0.11366 | -0.24266 | -0.029955 | -0.14123
| Stainless steel-h resources [kg CO2-eq/kg] |  |  |  | -0.024734 | -0.014557 | -0.081068 | -0.068011 | -0.049517
| Stainless steel sheet-h resources [kg CO2-eq/kg] |  |  |  | 0.13204 | 0.054257 | 0.049721 | 0.046937 | 0.12162
| Steel-H resources [kg CO2-eq/kg] |  |  |  | 0.096514 | -0.0068647 | 0.082988 | -0.025623 | 0.09973
| Wood-H resources [kg CO2-eq/m3] |  |  |  | 0.12572 | 0.029235 | 0.041596 | -0.0035044 | 0.03958
| Trucking-H resources [kg CO2-eq/tonne*km] |  |  |  | 0.17027 | 0.074095 | 0.25927 | 0.014713 | 0.23776
| Electric motor-h resources [kg CO2-eq/ea] |  |  |  | 0.14296 | 0.10379 | -0.053105 | 0.095338 | 0.043324
| Electronics-H resources [kg CO2-eq/kg] |  |  |  | -0.11771 | 0.13509 | -0.0797 | 0.10729 | -0.086121
| Catalytic converter-h resources [kg CO2-eq/ea] |  |  |  | 0.0028683 | 0.046085 | -0.052001 | 0.029907 | -0.037576
| Oil heat exchanger-h resources [kg CO2-eq/ea] |  |  |  | -0.12504 | 0.0080048 | -0.087525 | 0.013513 | -0.10865
| Pump-H resources [kg CO2-eq/ea] |  |  |  | -0.037264 | -0.0012361 | 0.0045365 | -0.013993 | -0.0063606
| Hydronic heat exchanger-h resources [kg CO2-eq/ea] |  |  |  | 0.083504 | 0.24306 | 0.14149 | 0.15772 | 0.1586
| Electric connectors-h resources [kg CO2-eq/kg] |  |  |  | -0.031395 | 0.17829 | 0.14153 | 0.14122 | 0.12262
| Electric cables-h resources [kg CO2-eq/m] |  |  |  | -0.081908 | -0.11008 | -0.023834 | -0.079592 | -0.11443
| PVC-H resources [kg CO2-eq/kg] |  |  |  | 0.011881 | 0.20601 | 0.0803 | 0.20691 | 0.066823
| PE-H resources [kg CO2-eq/kg] |  |  |  | 0.036352 | -0.098914 | 0.060726 | -0.07922 | 0.025851
| Polymer-H resources [kg CO2-eq/kg] |  |  |  | -0.09697 | 0.021734 | -0.15838 | 0.0054845 | -0.11656
| Cationic resin-h resources [kg CO2-eq/kg] |  |  |  | 0.06213 | 0.065923 | -0.0073927 | 0.06435 | 0.020978
| Ceramic-H resources [kg CO2-eq/kg] |  |  |  | 0.1648 | -0.19568 | 0.14578 | -0.22509 | 0.1318
| Fan-H resources [kg CO2-eq/kg] |  |  |  | 0.045281 | 0.066247 | 0.061506 | 0.012913 | 0.059538
| Aluminum-H resources [kg CO2-eq/kg] |  |  |  | 0.090453 | 0.1974 | 0.18417 | 0.10082 | 0.16002
| LPG-H resources [kg CO2-eq/kg] |  |  |  | 0.037432 | 0.0053405 | -0.013861 | -0.029187 | 0.0022202
| Zinc coat-h resources [kg CO2-eq/m2] |  |  |  | 0.11066 | 0.14421 | -0.015998 | 0.10911 | 0.053945
| Polyacrylamide-H resources [kg CO2-eq/kg] |  |  |  | 0.096682 | 0.032871 | 0.065467 | -0.0085689 | 0.073207
| Photovoltaic panel-h resources [kg CO2-eq/m2] |  |  |  | 0.17608 | -0.019934 | 0.13757 | -0.063906 | 0.11394
| GACProduction-H resources [kg CO2-eq/kg] |  |  |  | -0.086817 | -0.11113 | -0.21384 | -0.041968 | -0.13627
| GACRegeneration-H resources [kg CO2-eq/kg] |  |  |  | 0.16566 | 0.059514 | 0.1094 | 0.025839 | 0.15717
| Switches-H resources [kg CO2-eq/kg] |  |  |  | 0.15623 | 0.12946 | 0.14489 | 0.0827 | 0.18735
| Control units-h resources [kg CO2-eq/kg] |  |  |  | -0.13948 | 0.013849 | -0.14272 | -0.0080768 | -0.14094
| Electronics active-h resources [kg CO2-eq/kg] |  |  |  | -0.0806 | -0.073639 | -0.02411 | -0.019322 | -0.081116
| Electronics passive-h resources [kg CO2-eq/kg] |  |  |  | -0.031359 | -0.10729 | 0.017654 | -0.11213 | -0.022226
| Transformers-H resources [kg CO2-eq/kg] |  |  |  | -0.15452 | 0.048797 | -0.16716 | 0.035836 | -0.15614
| Fertilizer offset-h resources [kg CO2-eq/kg] |  |  |  | -0.14727 | -0.0091209 | -0.16632 | 0.038044 | -0.18977
| Polycarbonate-H resources [kg CO2-eq/kg] |  |  |  | -0.032343 | 0.14094 | 0.048665 | 0.11473 | 0.04378
| Membrane-H resources [kg CO2-eq/kg] |  |  |  | -0.1467 | 0.19893 | -0.028635 | 0.20275 | -0.047633
| Na cl-h resources [kg CO2-eq/kg] |  |  |  | -0.050597 | -0.10736 | -0.11327 | -0.11153 | -0.063798
| Na oh-h resources [kg CO2-eq/kg] |  |  |  | 0.10129 | -0.15682 | -0.038404 | -0.16582 | 0.072319
| Zeolite-H resources [kg CO2-eq/kg] |  |  |  | 0.038944 | 0.092445 | 0.013693 | 0.057246 | 0.010741
| Battery-H resources [kg CO2-eq/kg] |  |  |  | -0.072703 | 0.051209 | -0.087681 | 0.040552 | -0.12494
| Lithium battery-h resources [kg CO2-eq/kg] |  |  |  | -0.045665 | -0.10553 | -0.14525 | -0.034839 | -0.026739
NEWgenerator photovoltaic-A7 | NEWgenerator photovoltaic pv panel [USD] |  |  |  | -0.010597 | -0.21194 | -0.033051 | -0.20707 | -0.052145
| NEWgenerator photovoltaic pv panel shipping [USD] |  |  |  | 0.066931 | -0.04048 | 0.13875 | -0.049349 | 0.17528
| NEWgenerator photovoltaic pv racking system [USD] |  |  |  | -0.0021962 | 0.062166 | -0.030639 | 0.053285 | 0.009649
| NEWgenerator photovoltaic pv charge controllers [USD] |  |  |  | 0.03646 | -0.054209 | 0.028707 | -0.075764 | 0.018926
| NEWgenerator photovoltaic pv connectors [USD] |  |  |  | -0.0039844 | 0.1131 | 0.084308 | 0.11912 | 0.061782
| NEWgenerator photovoltaic pv combiner box [USD] |  |  |  | -0.021494 | 0.11094 | -0.11328 | 0.15818 | -0.081872
| NEWgenerator photovoltaic pv circuit breaker [USD] |  |  |  | 0.051953 | -0.086037 | -0.050141 | -0.065743 | 0.0012601
| NEWgenerator photovoltaic pv battery [USD] |  |  |  | 0.083708 | 0.0053285 | 0.066883 | -0.010177 | 0.074755
| NEWgenerator photovoltaic pv battery connectors [USD] |  |  |  | 0.15836 | 0.035548 | 0.055566 | -0.052397 | 0.11378
| NEWgenerator photovoltaic pv battery switch [USD] |  |  |  | -0.04006 | 0.17318 | -0.032043 | 0.22683 | 0.0075488
| NEWgenerator photovoltaic pv battery terminal [USD] |  |  |  | 0.20204 | 0.030963 | 0.037948 | 0.0020282 | 0.14832
| NEWgenerator photovoltaic pv dc enclosure panel [USD] |  |  |  | 0.039784 | 0.13289 | 0.025419 | 0.15417 | -0.024734
| NEWgenerator photovoltaic pv dc din rail [USD] |  |  |  | 0.083024 | 0.1679 | 0.012337 | 0.16061 | 0.031095
| NEWgenerator photovoltaic pv dc din circuit breaker [USD] |  |  |  | 0.1855 | -0.083636 | 0.056382 | -0.13659 | 0.069643
| NEWgenerator photovoltaic pv dc distribution block [USD] |  |  |  | -0.1525 | 0.073855 | -0.10143 | 0.087057 | -0.088377
| NEWgenerator photovoltaic pv dc voltage converter [USD] |  |  |  | -0.25896 | 0.18524 | -0.13845 | 0.20508 | -0.12109
| NEWgenerator photovoltaic pv misc [USD] |  |  |  | -0.1563 | 0.04234 | -0.13773 | 0.1172 | -0.1228
| NEWgenerator photovoltaic pv labor replacement batteries [hr/y] |  |  |  | 0.088761 | -0.096058 | 0.24208 | -0.13781 | 0.13872
| NEWgenerator photovoltaic pv lithium battery [USD] |  |  |  | -0.13499 | 0.079556 | -0.044932 | 0.030051 | -0.12098
| NEWgenerator photovoltaic pv labor replacement misc repairs [hr/y] |  |  |  | -0.049841 | -0.031011 | -0.025023 | 0.01775 | -0.044644
| NEWgenerator photovoltaic pv photovoltaic panel area [m2] |  |  |  | -0.12172 | -0.023258 | 0.053813 | -0.063798 | -0.0397
| NEWgenerator photovoltaic pv aluminum weight [kg] |  |  |  | -0.10728 | 0.081668 | -0.11447 | 0.062754 | -0.059106
| NEWgenerator photovoltaic pv control units weight [kg] |  |  |  | -0.14928 | 0.011509 | -0.13027 | 0.043132 | -0.11842
| NEWgenerator photovoltaic pv cable length [m] |  |  |  | -0.063222 | 0.12455 | -0.056034 | 0.12336 | -0.088869
| NEWgenerator photovoltaic pv connectors weight [kg] |  |  |  | -0.074779 | -0.11766 | -0.057966 | -0.086265 | -0.054113
| NEWgenerator photovoltaic pv switch weight [kg] |  |  |  | 0.19384 | 0.15042 | 0.066907 | 0.12089 | 0.10645
| NEWgenerator photovoltaic pv polycarbonate weight [kg] |  |  |  | -0.11074 | 0.17248 | -0.060174 | 0.12145 | -0.076664
| NEWgenerator photovoltaic pv electronics passive weight [kg] |  |  |  | 0.037768 | 0.1134 | 0.13113 | 0.10124 | 0.12632
| NEWgenerator photovoltaic wages [USD/cap/h] |  |  |  | 0.080876 | 0.12721 | -0.046073 | 0.10693 | 0.025203
Excretion-A1 | Wages [USD/h] |  |  |  | 0.44214 | -0.080312 | -0.07538 | -0.041728 | 0.029163
LCA | Energy gwp [kg CO2-eq/kWh] |  |  |  | -0.056826 | 0.15004 | -0.12468 | 0.010741 | -0.055374
| Energy h ecosystems [points/kWh] |  |  |  | -0.23924 | -0.028047 | 0.15032 | 0.019958 | -0.097102
| Energy h health [points/kWh] |  |  |  | 0.066571 | -0.0077648 | 0.16968 | -0.013945 | 0.092877
| Energy h resources [points/kWh] |  |  |  | 0.13845 | 0.11734 | 0.068095 | 0.08006 | 0.10997
TEA | Nacl price [USD/kg] |  |  |  | -0.044872 | -0.19232 | -0.057054 | -0.14724 | -0.062154
| Lpg price [USD/kg] |  |  |  | 0.25468 | 0.045413 | 0.057954 | 0.046037 | 0.097426
| N fertilizer price [USD/kg N] |  |  |  | -0.041056 | -0.020882 | 0.012349 | -0.024314 | -0.036304
| P fertilizer price [USD/kg P] |  |  |  | -0.048881 | 0.012373 | -0.094377 | 0.074647 | -0.14436
| K fertilizer price [USD/kg K] |  |  |  | 0.09547 | 0.19118 | 0.24628 | 0.091245 | 0.26002
| Nh3 fertilizer price [USD/kg N] |  |  |  | -0.10092 | -0.031299 | -0.15929 | -0.033039 | -0.058734

## ngB_general
| Element | N recovery | P recovery | K recovery | TEA results | LCA results
| Metric | Total N [% N] | Total P [% P] | Total K [% K] | Annual net cost [USD/cap/yr] | GlobalWarming [kg CO2-eq/cap/yr] | H_Ecosystems [points/cap/yr] | H_Health [points/cap/yr] | H_Resources [points/cap/yr]
Element | Parameter
TEA | Labor wages [USD/h] |  |  |  | -0.048893 | -0.15512 | -0.088617 | -0.20184 | -0.062478
| Electricity price [$/kWh] |  |  |  | 0.14117 | -0.062826 | 0.034287 | -0.11081 | 0.05799
LCA | Electricity CF [kg CO2-eq/kWh] |  |  |  | -0.044056 | 0.12719 | -0.032307 | -0.015662 | -0.011389
| Electricity ecosystems CF [points/kWh] |  |  |  | -0.021026 | 0.16336 | 0.17157 | 0.16905 | 0.0075248
| Electricity health CF [points/kWh] |  |  |  | 0.21595 | -0.042052 | 0.25985 | -0.12074 | 0.24512
| Electricity resources CF [points/kWh] |  |  |  | 0.056094 | -0.0080648 | 0.092241 | 0.0056526 | 0.09817
TEA | N fertilizer price [USD/kg N] |  |  |  | -0.034707 | -0.012601 | 0.085281 | -0.016826 | 0.024602
| P fertilizer price [USD/kg P] |  |  |  | 0.09715 | 0.026727 | 0.051641 | -0.049781 | 0.059766
| K fertilizer price [USD/kg K] |  |  |  | 0.064122 | 0.087405 | -0.035764 | 0.14347 | -0.0064086
| NH3 fertilizer price [USD/kg N] |  |  |  | 0.060678 | 0.21842 | 0.071407 | 0.193 | 0.020222
| Na cl price [USD/kg] |  |  |  | -0.017822 | 0.012697 | 0.041884 | 0.0075248 | -0.030291
| LPG price [USD/kg] |  |  |  | 0.32691 | -0.066955 | 0.098038 | -0.068251 | 0.082616
Excretion-B1 | Excretion e cal [kcal/cap/d] |  |  |  | 0.086013 | 0.26339 | -0.037132 | 0.3127 | 0.030447
| Excretion p veg [g/cap/d] |  |  |  | -0.060366 | 0.0033603 | -0.15824 | 0.04042 | -0.058266
| Excretion p anim [g/cap/d] |  |  |  | 0.013777 | 0.10301 | 0.016094 | 0.14131 | -0.0047165
| Excretion N prot [fraction] |  |  |  | -0.013045 | -0.079532 | -0.21753 | -0.051209 | -0.045965
| Excretion P prot v [fraction] |  |  |  | -0.076904 | 0.009529 | -0.28743 | 0.077036 | -0.17444
| Excretion P prot a [fraction] |  |  |  | 0.020822 | 0.11855 | 0.058686 | 0.10921 | 0.077864
| Excretion K cal [g K/1000 kcal] |  |  |  | -0.011689 | -0.068791 | 0.013753 | -0.093177 | 0.009877
| Excretion N exc [fraction of intake] |  |  |  | -0.070867 | -0.081152 | 0.010753 | -0.081428 | 0.0033963
| Excretion P exc [fraction of intake] |  |  |  | 0.0010441 | 0.21168 | 0.0063246 | 0.17824 | 0.014185
| Excretion K exc [fraction of intake] |  |  |  | -0.078164 | 0.17139 | 0.067879 | 0.14505 | -0.023066
| Excretion e exc [fraction of intake] |  |  |  | -0.19244 | 0.86485 | -0.020726 | 0.90958 | -0.15503
| Excretion N ur [fraction of total] |  |  |  | -0.24058 | -0.086697 | -0.21714 | 0.015986 | -0.24179
| Excretion P ur [fraction of total] |  |  |  | 0.071119 | 0.067843 | 0.13249 | 0.087165 | 0.077864
| Excretion K ur [fraction of total] |  |  |  | -0.11987 | -0.10563 | -0.020258 | -0.049385 | -0.044512
| Excretion e fec [fraction of total] |  |  |  | -0.049421 | 0.074419 | -0.013357 | 0.095278 | -0.054797
| Excretion N ur NH3 [fraction of total N in urine] |  |  |  | 0.015986 | -0.045893 | -0.05505 | -0.028779 | 0.014509
| Excretion N fec NH3 [fraction of total N in feces] |  |  |  | -0.0084608 | 0.079736 | 0.091173 | 0.077144 | 0.0035524
| Excretion ur exc [g/cap/d] |  |  |  | 0.47378 | 0.032151 | 0.34039 | -0.075704 | 0.42824
| Excretion fec exc [g/cap/d] |  |  |  | 0.19111 | 0.032355 | 0.12565 | 0.009745 | 0.24162
| Excretion ur moi [fraction] |  |  |  | -0.25697 | -0.043516 | -0.24052 | 0.10304 | -0.28887
| Excretion fec moi [fraction] |  |  |  | -0.038644 | -0.01721 | -0.052541 | -0.038068 | -0.028623
| Excretion mg ur [g Mg/cap/d] |  |  |  | -0.00055206 | -0.10639 | -0.0367 | -0.094773 | -0.0064926
| Excretion mg fec [g Mg/cap/d] |  |  |  | 0.009829 | 0.052409 | -0.051701 | 0.039436 | -0.013537
| Excretion ca ur [g Ca/cap/d] |  |  |  | 0.019178 | -0.13175 | 0.048809 | -0.14455 | 0.036892
| Excretion ca fec [g Ca/cap/d] |  |  |  | -0.15737 | 0.066643 | -0.073951 | 0.091989 | -0.095038
MURT-B2 | MURT collection period [days] |  |  |  | -0.062262 | 0.056562 | -0.0040804 | 0.08054 | -0.03778
| MURT sludge accum rate [L/cap/yr] |  |  |  | 0.029847 | -0.033231 | 0.1062 | -0.025347 | -0.0081488
| MURT N volatilization [fraction of N input] |  |  |  | 0.02465 | 0.00054005 | -0.059106 | 0.037456 | -0.037636
| MURT squatting pan cost [USD] |  |  |  | 0.11582 | -0.076604 | 0.05547 | -0.11077 | 0.058002
| MURT urinal cost [USD] |  |  |  | -0.013705 | 0.089193 | 0.073327 | 0.068767 | -0.0009961
| MURT led cost [USD] |  |  |  | -0.13801 | -0.035752 | -0.1285 | 0.019142 | -0.15456
| MURT anticor floor cost [USD] |  |  |  | -0.21 | -0.025107 | -0.14974 | 0.031047 | -0.19884
| MURT fan cost [USD] |  |  |  | 0.026775 | -0.0089649 | 0.13545 | 0.0083168 | 0.086121
| MURT circuit change cost [USD] |  |  |  | 0.074083 | 0.040888 | 0.091833 | 0.019082 | 0.070111
| MURT pipe cost [USD] |  |  |  | 0.0040924 | -0.061938 | 0.017606 | -0.029811 | 0.0051005
| MURT squatting pan weight [kg] |  |  |  | 0.073819 | -0.068083 | -0.072703 | -0.018422 | -0.0055086
| MURT urinal weight [kg] |  |  |  | -0.13482 | -0.044812 | -0.075068 | 0.0041404 | -0.16268
NEWgenerator an MBR-B3 | NEWgenerator an MBR anmbr reactor tank [USD] |  |  |  | 0.030219 | 0.059742 | 0.010201 | 0.0034203 | 0.027195
| NEWgenerator an MBR anmbr reactor media [USD] |  |  |  | -0.10022 | -0.28145 | -0.089901 | -0.24808 | -0.046337
| NEWgenerator an MBR anmbr reactor fittings [USD] |  |  |  | 0.18986 | -0.020546 | 0.096346 | -0.066979 | 0.176
| NEWgenerator an MBR anmbr membrane module [USD] |  |  |  | -0.10891 | 0.18247 | -0.099406 | 0.20157 | -0.12589
| NEWgenerator an MBR anmbr permeate pump [USD] |  |  |  | -0.040336 | -0.11639 | -0.037312 | -0.18707 | -0.052937
| NEWgenerator an MBR anmbr backwash pump [USD] |  |  |  | -0.16472 | 0.029043 | -0.065971 | 0.045641 | -0.11045
| NEWgenerator an MBR anmbr water pump [USD] |  |  |  | 0.090861 | 0.065479 | 0.18314 | 0.01799 | 0.11747
| NEWgenerator an MBR anmbr membrane fittings [USD] |  |  |  | -0.13177 | -0.10647 | -0.046817 | -0.11282 | -0.12457
| NEWgenerator an MBR anmbr biogas gas bag [USD] |  |  |  | 0.028779 | -0.079988 | 0.0085449 | -0.048833 | -0.057402
| NEWgenerator an MBR anmbr biogas fittings [USD] |  |  |  | -0.12254 | -0.10283 | -0.10603 | -0.089085 | -0.10999
| NEWgenerator an MBR anmbr biogas ventilation [USD] |  |  |  | -0.042568 | -0.13631 | -0.060438 | -0.17649 | -0.050177
| NEWgenerator an MBR anmbr COD removal [ratio] |  |  |  | -0.009565 | -0.010345 | 0.026655 | 0.027375 | 0.017618
| NEWgenerator an MBR anmbr TN removal [ratio] |  |  |  | -0.029019 | 0.021506 | 0.0090609 | 0.0092409 | 0.042316
| NEWgenerator an MBR anmbr TP removal [ratio] |  |  |  | 0.054365 | -0.13457 | -0.14328 | -0.16575 | 0.014929
| NEWgenerator an MBR anmbr water pump energy percycle [kWh] |  |  |  | -0.034023 | 0.012421 | -0.013189 | 0.036916 | -0.034839
| NEWgenerator an MBR anmbr permeate pump energy percycle [kWh] |  |  |  | -0.12577 | -0.041188 | -0.013033 | -0.01811 | -0.092301
| NEWgenerator an MBR anmbr backwash pump energy percycle [kWh] |  |  |  | -0.013189 | 0.090873 | 0.044284 | 0.061722 | -0.02015
| NEWgenerator an MBR anmbr batch cycle perday [# batches day-1] |  |  |  | 0.12634 | 0.14698 | 0.15531 | 0.087861 | 0.14206
| NEWgenerator an MBR anmbr labor maintenance membrane chem cleaning [hrs/yr] |  |  |  | 0.016982 | 0.11854 | 0.01745 | 0.051305 | 0.0055206
| NEWgenerator an MBR anmbr labor maintenance sludge removal [hrs/yr] |  |  |  | -0.014329 | 0.010789 | -0.023858 | 0.049133 | -0.016562
| NEWgenerator an MBR anmbr labor replacement membrane pump [hrs/yr] |  |  |  | 0.091425 | -0.042508 | -0.022382 | -0.023534 | 0.034815
| NEWgenerator an MBR anmbr labor replacement permeate pump [hrs/yr] |  |  |  | 0.019934 | 0.029703 | 0.021458 | 0.0059406 | 0.0056766
| NEWgenerator an MBR anmbr labor replacement membrane module [hrs/yr] |  |  |  | -0.046853 | -0.10646 | -0.070411 | -0.080636 | -0.026895
| NEWgenerator an MBR anmbr labor replacement misc repairs [hr/y] |  |  |  | -0.12694 | -0.031935 | -0.12038 | 0.047429 | -0.12281
| NEWgenerator an MBR anmbr reactor weight [kg] |  |  |  | -0.075848 | -0.0080288 | -0.075044 | 0.0081368 | -0.12022
| NEWgenerator an MBR anmbr tau [d] |  |  |  | 0.066955 | 0.060282 | 0.0049085 | 0.054065 | -0.00057606
| NEWgenerator an MBR anmbr soluble methane fraction [nan] |  |  |  | -0.20104 | 0.10758 | -0.22021 | 0.14088 | -0.23651
| NEWgenerator an MBR anmbr VSS TSS ratio [nan] |  |  |  | -0.15288 | -0.02387 | -0.11399 | -0.067795 | -0.099214
| NEWgenerator an MBR anmbr membrane weight [kg] |  |  |  | 0.081536 | -0.13189 | 0.12054 | -0.12907 | 0.082496
| NEWgenerator an MBR anmbr PE weight [kg] |  |  |  | -0.084356 | -0.22412 | -0.091533 | -0.20481 | -0.075008
| NEWgenerator an MBR anmbr PVC weight [kg] |  |  |  | -0.058854 | 0.0091569 | 0.019766 | 0.050513 | -0.061302
| NEWgenerator an MBR anmbr plastic weight [kg] |  |  |  | 0.13056 | 0.24162 | 0.13557 | 0.1524 | 0.10122
| NEWgenerator an MBR anmbr piping [USD] |  |  |  | -0.009757 | 0.062574 | -0.053393 | 0.0415 | -0.0076808
| NEWgenerator an MBR anmbr piping PVC weight [kg] |  |  |  | 0.021818 | 0.0056886 | -0.034659 | 0.015266 | -0.037504
| NEWgenerator an MBR wages [USD/cap/h] |  |  |  | 0.028131 | 0.072187 | 0.034575 | 0.099286 | 0.0016562
| NEWgenerator an MBR anmbr sludge yield [kg-VSS/kg-BOD removed] |  |  |  | 0.27779 | 0.052385 | 0.13188 | -0.0091569 | 0.18651
| NEWgenerator an MBR anmbr methane yield [m3-CH4/kg COD removed] |  |  |  | 0.15603 | 0.14945 | 0.095038 | 0.17361 | 0.14743
| NEWgenerator an MBR anmbr moisture content [nan] |  |  |  | -0.14531 | 0.041584 | -0.043624 | 0.041848 | -0.093081
| NEWgenerator an MBR dissolved methane HFMC removed [nan] |  |  |  | 0.0057006 | 0.065011 | 0.065587 | 0.031083 | 0.049157
Sludge pasteurization-B4 | Sludge pasteurization sludge dryer weight [kg] |  |  |  | -0.095938 | 0.035596 | -0.11962 | 0.1193 | -0.13179
| Sludge pasteurization sludge barrel weight [kg] |  |  |  | 0.13075 | -0.046877 | 0.11281 | -0.042472 | 0.14686
| Sludge pasteurization sludge dryer [USD] |  |  |  | 0.1308 | -0.10139 | 0.087753 | -0.15982 | 0.10778
| Sludge pasteurization sludge barrel [USD] |  |  |  | -0.052553 | -0.15592 | -0.14556 | -0.093549 | -0.092049
| Sludge pasteurization sludge labor maintenance [h] |  |  |  | -0.077168 | -0.081116 | -0.079184 | -0.038248 | -0.10651
| Sludge pasteurization wages [USD/cap/h] |  |  |  | -0.025251 | -0.056094 | -0.238 | -0.025719 | -0.1303
| Sludge pasteurization hhx heat recovery [-] |  |  |  | -0.74386 | -0.38964 | -0.7633 | -0.16168 | -0.80553
| Fraction biogas lost [fraction] |  |  |  | 0.072019 | 0.044596 | 0.070927 | 0.087861 | 0.11114
| Biogas efficiency [fraction] |  |  |  | -0.062274 | -0.0068047 | -0.069619 | 0.0051005 | -0.02405
| Heat loss [fraction] |  |  |  | 0.11434 | 0.050585 | 0.059622 | -0.019358 | 0.094581
| Sludge temperature [fraction] |  |  |  | -0.066847 | 0.097738 | -0.0036484 | 0.1004 | -0.045137
NEWgenerator ion exchange-B5 | NEWgenerator ion exchange ion eq2 tank [USD] |  |  |  | 0.079472 | 0.086229 | 0.14429 | 0.084044 | 0.088101
| NEWgenerator ion exchange ion eq2 pump [USD] |  |  |  | -0.015062 | -0.15029 | -0.025191 | -0.14355 | -0.0034803
| NEWgenerator ion exchange ion eq2 powered valve [USD] |  |  |  | 0.16184 | -0.016634 | 0.090021 | -0.05775 | 0.14259
| NEWgenerator ion exchange ion eq2 fittings [USD] |  |  |  | 0.081248 | 0.17141 | 0.091737 | 0.13084 | 0.053525
| NEWgenerator ion exchange ion zeolite tanks [USD] |  |  |  | 0.0087729 | 0.036112 | -0.10771 | 0.074479 | -0.03616
| NEWgenerator ion exchange ion filtration media [USD] |  |  |  | -0.075572 | 0.0029283 | 0.098266 | -0.05715 | -0.0084248
| NEWgenerator ion exchange ion gac [USD] |  |  |  | -0.045509 | 0.011953 | 0.047969 | 0.014797 | 0.032391
| NEWgenerator ion exchange ion zeolite [USD] |  |  |  | -0.09865 | -0.11182 | -0.067867 | -0.09559 | -0.094641
| NEWgenerator ion exchange ion zeolite fittings [USD] |  |  |  | -0.018962 | 0.057342 | -0.032667 | 0.042184 | -0.030843
| NEWgenerator ion exchange ion eq3 tank [USD] |  |  |  | 0.065323 | -0.0017402 | 0.095542 | -0.030699 | 0.068863
| NEWgenerator ion exchange ion eq3 pump [USD] |  |  |  | -0.1576 | -0.069991 | -0.061638 | -0.049349 | -0.11594
| NEWgenerator ion exchange ion eq3 filter [USD] |  |  |  | -0.049685 | 0.093117 | 0.031731 | 0.078212 | 0.0091689
| NEWgenerator ion exchange ion eq3 fittings [USD] |  |  |  | 0.033519 | -0.14392 | -0.043576 | -0.14153 | 0.0011281
| NEWgenerator ion exchange ion COD removal [nan] |  |  |  | -0.17066 | -0.13638 | -0.14068 | -0.06315 | -0.14427
| NEWgenerator ion exchange ion TN removal [nan] |  |  |  | 0.17173 | -0.012253 | -0.088113 | -0.067867 | 0.10722
| NEWgenerator ion exchange ion TP removal [nan] |  |  |  | -0.11879 | -0.12151 | -0.10116 | -0.048365 | -0.13272
| NEWgenerator ion exchange ion labor maintenance zeolite regeneration [hr/y] |  |  |  | -0.12364 | -0.051581 | -0.14559 | 0.010621 | -0.18231
| NEWgenerator ion exchange ion labor maintenance GAC replacement [hr/y] |  |  |  | 0.0043804 | 0.11047 | -0.041044 | 0.055362 | -0.026487
| NEWgenerator ion exchange ion labor replacement zeolite [hr/y] |  |  |  | 0.23416 | 0.14227 | 0.17499 | 0.11532 | 0.17907
| NEWgenerator ion exchange ion labor replacement misc repairs [hr/y] |  |  |  | -0.10451 | 0.057066 | -0.01811 | 0.098686 | -0.062694
| NEWgenerator ion exchange ion labor replacement other pump [hrs/yr] |  |  |  | 0.034203 | -0.0087489 | 0.097354 | -0.069823 | 0.10994
| NEWgenerator ion exchange ion backwash pump energy percycle [kWh] |  |  |  | -0.073711 | -0.069487 | -0.083084 | -0.049289 | -0.10191
| NEWgenerator ion exchange ion batch cycle perday [# batches day-1] |  |  |  | 0.010789 | 0.15633 | 0.06003 | 0.093213 | 0.022682
| NEWgenerator ion exchange ion gac unit cost [USD/kg] |  |  |  | -0.11262 | -0.031815 | 0.014653 | 0.0048965 | -0.056622
| NEWgenerator ion exchange ion zeolite unit cost [USD/kg] |  |  |  | -0.082124 | -0.032175 | -0.12497 | 0.026955 | -0.12066
| NEWgenerator ion exchange ion na cl unit cost [USD/kg] |  |  |  | 0.13199 | 0.27021 | 0.18346 | 0.19897 | 0.20662
| NEWgenerator ion exchange ion na OH unit cost [USD/kg] |  |  |  | 0.14885 | -0.058146 | 0.11537 | -0.098446 | 0.12493
| NEWgenerator ion exchange ion regen freq per yr [events/yr] |  |  |  | 0.020426 | 0.12775 | 0.025431 | 0.16064 | -0.04414
| NEWgenerator ion exchange ion regen efficiency [nan] |  |  |  | 0.12306 | 0.011425 | 0.052637 | 0.0080408 | 0.08396
| NEWgenerator ion exchange ion polycarbonate weight [kg] |  |  |  | -0.069439 | -0.17222 | -0.18127 | -0.1583 | -0.1043
| NEWgenerator ion exchange ion steel weight [kg] |  |  |  | 0.16424 | -0.1312 | 0.099946 | -0.1744 | 0.14479
| NEWgenerator ion exchange ion PE weight [kg] |  |  |  | -0.013453 | -0.1236 | -0.10413 | -0.13182 | -0.056922
| NEWgenerator ion exchange ion PVC weight [kg] |  |  |  | 0.047645 | 0.065443 | 0.09751 | 0.10203 | 0.043108
| NEWgenerator ion exchange ion plastic weight [kg] |  |  |  | -0.036436 | 0.070567 | -0.13361 | 0.087633 | -0.13152
| NEWgenerator ion exchange ion piping PVC weight [kg] |  |  |  | 0.20557 | 0.073783 | 0.15371 | 0.020438 | 0.1841
| NEWgenerator ion exchange wages [USD/cap/h] |  |  |  | 0.1646 | -0.099118 | -0.03622 | -0.060078 | 0.01979
| NEWgenerator ion exchange ion piping [USD] |  |  |  | -0.066739 | -0.071947 | -0.067831 | -0.02417 | -0.087933
| NEWgenerator ion exchange ion replacement scenario drums [USD] |  |  |  | 0.012481 | -0.10872 | -0.073375 | -0.13518 | -0.033327
| NEWgenerator ion exchange ion largerncs scenario zeolite tanks [USD] |  |  |  | -0.072667 | 0.064746 | 0.018278 | 0.061206 | -0.050741
| NEWgenerator ion exchange ion largerncs scenario zeolite [USD] |  |  |  | 0.023486 | -0.011797 | -0.050141 | -0.057522 | -0.0024362
| NEWgenerator ion exchange ion zeolite fittings largerncs [USD] |  |  |  | 0.13432 | 0.021794 | 0.17207 | -0.030375 | 0.13014
NEWgenerator chlorination-B6 | NEWgenerator chlorination chlorination recycle pump [USD] |  |  |  | -0.1948 | 0.035284 | -0.21117 | 0.094869 | -0.18502
| NEWgenerator chlorination chlorination electochlorinator [USD] |  |  |  | -0.16598 | -0.10533 | -0.17038 | -0.10065 | -0.21599
| NEWgenerator chlorination chlorination powered valve [USD] |  |  |  | 0.072091 | -0.051797 | -0.045941 | -0.032247 | 0.026703
| NEWgenerator chlorination chlorination fittings [USD] |  |  |  | 0.052769 | -0.12518 | 0.037792 | -0.13606 | 0.012565
| NEWgenerator chlorination chlorination tanks [USD] |  |  |  | 0.16668 | 0.27333 | 0.17846 | 0.23278 | 0.14607
| NEWgenerator chlorination chlorination COD removal [%] |  |  |  | -0.010993 | 0.086241 | -0.051965 | 0.097042 | -0.030723
| NEWgenerator chlorination chlorination TN removal [%] |  |  |  | -0.16847 | 0.016982 | -0.15564 | 0.096418 | -0.15642
| NEWgenerator chlorination chlorination TP removal [%] |  |  |  | 0.10253 | 0.068467 | 0.080996 | 0.027711 | 0.045041
| NEWgenerator chlorination chlorination chlorinator energy percycle [kWh] |  |  |  | -0.14614 | 0.061398 | -0.11597 | 0.11843 | -0.14604
| NEWgenerator chlorination chlorination pump energy percycle [kWh] |  |  |  | 0.093525 | 0.08324 | 0.087129 | 0.048869 | 0.11366
| NEWgenerator chlorination chlorination ventilation energy percycle [kWh] |  |  |  | 0.020126 | -0.11346 | -0.069571 | -0.11603 | -0.011581
| NEWgenerator chlorination chlorination valve energy percycle [kWh] |  |  |  | -0.11473 | -0.03568 | -0.044728 | -0.038536 | -0.068203
| NEWgenerator chlorination chlorination product water pump energy percycle [kWh] |  |  |  | 0.01901 | 0.0018362 | 0.0087249 | -0.0011041 | -0.013225
| NEWgenerator chlorination chlorination batch cycle per day [# batches day-1] |  |  |  | 0.10615 | 0.034263 | 0.067963 | 0.041176 | 0.062394
| NEWgenerator chlorination chlorination labor maintenance chlorinator recharging [hr/y] |  |  |  | 0.31893 | 0.014053 | 0.20894 | -0.078188 | 0.29931
| NEWgenerator chlorination chlorination labor replacement chlorinator replacement [hr/y] |  |  |  | -0.17655 | -0.077816 | -0.18993 | 0.0061926 | -0.1924
| NEWgenerator chlorination chlorination labor replacement other pump [hr/y] |  |  |  | -0.010501 | -0.039412 | 0.030939 | -0.066631 | 0.0066967
| NEWgenerator chlorination chlorination labor replacement misc repairs [hr/y] |  |  |  | -0.039028 | -0.0071887 | 0.04174 | -0.0062646 | 0.0071407
| NEWgenerator chlorination chlorination na cl dosage [mg/L] |  |  |  | -0.010501 | 0.18911 | 0.073051 | 0.13667 | 0.034827
| NEWgenerator chlorination chlorination throughput flow [L/d] |  |  |  | 0.024146 | 0.16522 | 0.056598 | 0.14488 | -0.0093729
| NEWgenerator chlorination chlorination PE weight [kg] |  |  |  | 0.09643 | 0.034203 | 0.077744 | -0.0059646 | 0.13927
| NEWgenerator chlorination chlorination PVC weight [kg] |  |  |  | -0.051965 | -0.0028443 | -0.10813 | -0.017546 | -0.063918
| NEWgenerator chlorination chlorination electronics active weight [kg] |  |  |  | -0.028995 | -0.0036124 | -0.0053645 | -0.037192 | 0.025527
| NEWgenerator chlorination chlorination piping [USD] |  |  |  | -0.096598 | 0.0059886 | -0.054293 | 0.031779 | -0.1243
| NEWgenerator chlorination chlorination piping PVC weight [kg] |  |  |  | 0.038752 | -0.015338 | -0.016334 | -0.0014041 | 0.045149
| NEWgenerator chlorination wages [USD/cap/h] |  |  |  | 0.13529 | 0.032775 | -0.050165 | -0.019154 | 0.083012
NEWgenerator controls-B8 | NEWgenerator controls control box enclosure panel [USD] |  |  |  | 0.081212 | 0.031779 | 0.079004 | -0.030711 | 0.10075
| NEWgenerator controls control box arduino microcontroller [USD] |  |  |  | -0.042436 | -0.080024 | -0.13281 | -0.077912 | -0.095926
| NEWgenerator controls control box microcontroller din rails [USD] |  |  |  | 0.10754 | -0.044752 | 0.073855 | -0.076832 | 0.11591
| NEWgenerator controls control box wifi [USD] |  |  |  | 0.13171 | -0.13288 | 0.10897 | -0.17155 | 0.093189
| NEWgenerator controls control box solid state relays [USD] |  |  |  | 0.0054005 | -0.1269 | -0.060174 | -0.18392 | 0.017942
| NEWgenerator controls control box other relays [USD] |  |  |  | 0.1145 | 0.13798 | 0.11297 | 0.088293 | 0.13915
| NEWgenerator controls control box conductors [USD] |  |  |  | -0.13865 | -0.15404 | -0.1257 | -0.19153 | -0.10311
| NEWgenerator controls control box din rails [USD] |  |  |  | -0.13341 | 0.0036124 | -0.11495 | -0.045845 | -0.12205
| NEWgenerator controls control sensors enclosure panel [USD] |  |  |  | 0.093621 | 0.18785 | 0.16797 | 0.14725 | 0.18127
| NEWgenerator controls control sensors signal conditioners [USD] |  |  |  | 0.0076328 | -0.17369 | 0.013597 | -0.15826 | 0.026979
| NEWgenerator controls control sensors din rails [USD] |  |  |  | 0.0046205 | 0.014821 | 0.026751 | 0.027339 | -0.023438
| NEWgenerator controls control sensors voltage converter [USD] |  |  |  | 0.074707 | 0.025299 | 0.050825 | 0.043756 | 0.02333
| NEWgenerator controls control orp enclosure panel [USD] |  |  |  | 0.082628 | -0.022058 | 0.031275 | -0.018278 | 0.04228
| NEWgenerator controls control orp voltage converter [USD] |  |  |  | -0.049097 | -0.0017402 | -0.11173 | -0.025011 | -0.055302
| NEWgenerator controls control orp controller [USD] |  |  |  | 0.064638 | 0.17963 | 0.043336 | 0.16284 | 0.027879
| NEWgenerator controls control orp probe [USD] |  |  |  | -0.011281 | -0.040636 | 0.051041 | 0.0021482 | 0.036892
| NEWgenerator controls control orp cables [USD] |  |  |  | -0.091833 | -0.14417 | -0.11257 | -0.057462 | -0.086409
| NEWgenerator controls control pump enclosure panel [USD] |  |  |  | -0.12314 | 0.041332 | -0.16443 | 0.12577 | -0.1435
| NEWgenerator controls control pump voltage converter [USD] |  |  |  | 0.19538 | 0.084944 | 0.14847 | 0.01763 | 0.17045
| NEWgenerator controls control pump voltage rectifier [USD] |  |  |  | 0.069007 | 0.12193 | 0.039532 | 0.1208 | 0.081752
| NEWgenerator controls control pump box relay [USD] |  |  |  | -0.028851 | -0.070531 | -0.020918 | -0.054473 | 0.030903
| NEWgenerator controls control sensors level sensor [USD] |  |  |  | 0.028479 | -0.084896 | -0.040996 | -0.10404 | -0.0025563
| NEWgenerator controls control sensors level switch [USD] |  |  |  | -0.072007 | 0.050189 | -0.00060006 | 0.02069 | -0.057486
| NEWgenerator controls control sensors flow switches [USD] |  |  |  | -0.018506 | -0.0062406 | -0.041656 | 0.0075488 | -0.038128
| NEWgenerator controls control sensors proximity sensor [USD] |  |  |  | -0.034323 | 0.2018 | -0.015086 | 0.1787 | -0.04204
| NEWgenerator controls control stranded cables [USD] |  |  |  | -0.13902 | -0.10442 | -0.16433 | -0.00093609 | -0.17989
| NEWgenerator controls control sensor cables [USD] |  |  |  | 0.054497 | -0.020906 | 0.086085 | -0.049553 | 0.072127
| NEWgenerator controls control cable glands [USD] |  |  |  | 0.061998 | -0.022082 | -0.012505 | -0.032739 | 0.024494
| NEWgenerator controls control gauge ferrules [USD] |  |  |  | -0.0011761 | -0.0052685 | -0.01925 | 0.046313 | -0.032187
| NEWgenerator controls control zip ties [USD] |  |  |  | -0.011665 | -0.083276 | -0.15018 | -0.057006 | -0.014761
| NEWgenerator controls control terminal block jumper [USD] |  |  |  | 0.10806 | 0.026811 | 0.055398 | 0.023942 | 0.016334
| NEWgenerator controls control system energy percycle [kW] |  |  |  | -0.00052805 | 0.011509 | 0.079076 | 0.031995 | -0.035128
| NEWgenerator controls control system ORP energy percycle [kW] |  |  |  | -0.12577 | -0.25133 | -0.21559 | -0.22435 | -0.14861
| NEWgenerator controls control background runtime energy perday [kWh] |  |  |  | 0.15809 | 0.21141 | 0.18975 | 0.1159 | 0.19342
| NEWgenerator controls control batch cycle perday [# batches day-1] |  |  |  | -0.047621 | 0.012685 | 0.06411 | 0.013465 | -0.055566
| NEWgenerator controls control labor replacement misc repairs [hr/y] |  |  |  | -0.0048725 | -0.085413 | 0.092457 | -0.10134 | 0.060534
| NEWgenerator controls control polycarbonate weight [kg] |  |  |  | -0.049733 | -0.043996 | 0.03838 | -0.012841 | -0.033375
| NEWgenerator controls control aluminum weight [kg] |  |  |  | 0.21403 | 0.13277 | 0.17789 | 0.10988 | 0.16233
| NEWgenerator controls control cable length [m] |  |  |  | 0.094989 | -0.039016 | 0.044644 | -0.054137 | 0.13415
| NEWgenerator controls control electronics passive weight [kg] |  |  |  | 0.058158 | 0.069943 | 0.17603 | 0.070951 | 0.10107
| NEWgenerator controls control electronics active weight [kg] |  |  |  | 0.033867 | -0.091641 | 0.044536 | -0.13665 | 0.077144
| NEWgenerator controls control control units weight [kg] |  |  |  | 0.036076 | -0.07556 | -0.028443 | -0.085869 | 0.03748
| NEWgenerator controls wages [USD/cap/h] |  |  |  | 0.074299 | 0.10441 | 0.11454 | 0.087429 | 0.085029
NEWgenerator housing-B9 | NEWgenerator housing housing framework [USD] |  |  |  | 0.18201 | 0.049697 | 0.073579 | -0.042376 | 0.1658
| NEWgenerator housing housing framework shipping [USD] |  |  |  | 0.069979 | -0.1267 | 0.063102 | -0.15087 | 0.080288
| NEWgenerator housing housing fittings [USD] |  |  |  | 0.12884 | 0.039328 | 0.16511 | 0.045893 | 0.12053
| NEWgenerator housing housing steel weight [kg] |  |  |  | 0.17884 | -0.052997 | 0.17198 | -0.089145 | 0.18631
| NEWgenerator housing housing zinc coated steel weight [kg] |  |  |  | -0.053069 | -0.061014 | -0.093213 | -0.07802 | -0.090381
| NEWgenerator housing housing zinc coat [m2] |  |  |  | 0.009805 | -0.18523 | -0.1269 | -0.13543 | -0.039364
| NEWgenerator housing housing aluminum weight [kg] |  |  |  | 0.065815 | -0.067975 | 0.009745 | -0.10974 | 0.063834
| NEWgenerator housing housing PE weight [kg] |  |  |  | 0.017762 | 0.046973 | -0.020342 | 0.040684 | -0.009961
| NEWgenerator housing housing largerncs framework [USD] |  |  |  | 0.013837 | 0.026379 | 0.0016802 | 0.069031 | -0.034719
| NEWgenerator housing cheaper housing framework [USD] |  |  |  | 0.21258 | 0.02045 | 0.23284 | 0.017774 | 0.18311
NEWgenerator pretreatment-B10 | NEWgenerator pretreatment pretreatment eq tank [USD] |  |  |  | 0.13511 | -0.057558 | 0.10423 | -0.096166 | 0.08402
| NEWgenerator pretreatment pretreatment tank PE weight [kg] |  |  |  | 0.017186 | -0.071851 | 0.085005 | -0.10668 | 0.08378
| NEWgenerator pretreatment pretreatment piping [USD] |  |  |  | 0.16421 | 0.030795 | 0.092481 | 0.050801 | 0.10302
| NEWgenerator pretreatment pretreatment piping PVC weight [kg] |  |  |  | 0.22637 | 0.21155 | 0.21074 | 0.19074 | 0.21481
| NEWgenerator pretreatment pretreatment feed pump [USD] |  |  |  | 0.090021 | -0.10163 | -0.053141 | -0.11926 | 0.04492
| NEWgenerator pretreatment pretreatment feed pump energy percycle [kWh] |  |  |  | -0.014245 | -0.20827 | -0.047765 | -0.23281 | 0.057834
| NEWgenerator pretreatment pretreatment batch cycle perday [# batches day-1] |  |  |  | -0.070027 | -0.16188 | -0.018866 | -0.15525 | -0.021398
| NEWgenerator pretreatment pretreatment labor replacement other pump [hrs/yr] |  |  |  | 0.18688 | -0.020678 | 0.099322 | -0.023642 | 0.11417
| NEWgenerator pretreatment pretreatment labor screen pit cleaning [hrs/yr] |  |  |  | 0.24088 | 0.051161 | 0.22004 | -0.027399 | 0.2135
| NEWgenerator pretreatment pretreatment barscreen cost [USD] |  |  |  | 0.011617 | -0.0758 | 0.0057846 | -0.10884 | 0.02363
| NEWgenerator pretreatment pretreatment barscreen weight [kg] |  |  |  | -0.048461 | -0.0022442 | -0.14653 | 0.0033483 | -0.11242
| NEWgenerator pretreatment pretreatment barscreen [USD] |  |  |  | 0.21593 | 0.11738 | 0.081464 | 0.095374 | 0.14679
| NEWgenerator pretreatment wages [USD/cap/h] |  |  |  | 0.070099 | -0.11882 | 0.030651 | -0.082136 | 0.085833
NEWgenerator foundation-B11 | NEWgenerator foundation foundation concrete unit cost [USD m-3] |  |  |  | -0.063066 | 0.089661 | -0.031551 | 0.092373 | -0.018062
| NEWgenerator foundation foundation concrete thickness [m] |  |  |  | -0.016094 | 0.16786 | -0.02225 | 0.10668 | 0.0013441
MURT-B2 | Max ch4 emission [g CH4/g COD] |  |  |  | 0.22148 | -0.026835 | 0.19854 | -0.11693 | 0.18993
| Full degradation time [yr] |  |  |  | 0.048257 | 0.081572 | 0.17617 | 0.11822 | 0.083684
| Log degradation [-] |  |  |  | 0.1636 | 0.046349 | 0.1846 | -0.032223 | 0.21205
TEA | Price factor [-] |  |  |  | -0.0055326 | -0.084536 | 0.03826 | -0.13218 | 0.010009
| Zeolite price [USD/kg] |  |  |  | -0.17008 | 0.0035884 | -0.21781 | 0.067639 | -0.2026
| GAC price [USD/kg] |  |  |  | 0.055866 | -0.0041764 | 0.042676 | 0.0034563 | 0.013321
| Na OH price [USD/kg] |  |  |  | 0.074935 | -0.065119 | 0.06183 | -0.021206 | 0.047633
LCA | CH4 CF [kg CO2-eq/kg CH4] |  |  |  | 0.18031 | 0.28619 | 0.17433 | 0.087441 | 0.17297
| CH4 ecosystems CF [points/kg CH4] |  |  |  | 0.10759 | 0.079352 | 0.081956 | 0.021962 | 0.15533
| CH4 health CF [points/kg CH4] |  |  |  | -0.011269 | 0.16506 | 0.029559 | 0.30982 | -0.027051
| N2O CF [kg CO2-eq/kg N2O] |  |  |  | -0.061098 | 0.050921 | -0.072775 | 0.027099 | -0.050681
| N2O ecosystems CF [points/kg N2O] |  |  |  | 0.11894 | 0.034455 | 0.16636 | -0.069007 | 0.18525
| N2O health CF [points/kg N2O] |  |  |  | 0.030567 | 0.033099 | 0.014593 | 0.0045245 | 0.030855
| N fertilizer CF [kg CO2-eq/kg N] |  |  |  | 0.11272 | 0.014521 | 0.025683 | 0.024998 | 0.087465
| N fertilizer ecosystems CF [points/kg N] |  |  |  | -0.27489 | -0.17775 | -0.24698 | -0.10615 | -0.26077
| N fertilizer health CF [points/kg N] |  |  |  | 0.038968 | 0.063474 | 0.084872 | 0.098674 | 0.041188
| N fertilizer resources CF [points/kg N] |  |  |  | -0.066775 | 0.0037924 | -0.074971 | 0.031671 | -0.096766
| P fertilizer CF [kg CO2-eq/kg P] |  |  |  | 0.18469 | -0.11081 | 0.10591 | -0.13018 | 0.16187
| P fertilizer ecosystems CF [points/kg P] |  |  |  | -0.08078 | -0.06363 | -0.14265 | -0.074035 | -0.078932
| P fertilizer health CF [points/kg P] |  |  |  | 0.072055 | 0.095326 | -0.014905 | 0.14521 | -0.0070447
| P fertilizer resources CF [points/kg P] |  |  |  | -0.050225 | 0.049745 | -0.11614 | 0.084524 | -0.069295
| K fertilizer CF [kg CO2-eq/kg K] |  |  |  | -0.13365 | -0.0052565 | -0.26679 | 0.088809 | -0.17254
| K fertilizer ecosystems CF [points/kg K] |  |  |  | 0.046589 | 0.043372 | 0.010597 | -0.0066487 | 0.052805
| K fertilizer health CF [points/kg K] |  |  |  | 0.026895 | -0.10829 | 0.052433 | -0.12194 | 0.020174
| K fertilizer resources CF [points/kg K] |  |  |  | 0.22557 | -0.043228 | 0.10368 | -0.034995 | 0.16108
| Conc nh3 CF [kg CO2-eq/kg] |  |  |  | -0.030615 | -0.0077168 | -0.1147 | 0.018854 | -0.038392
| Conc nh3 ecosystems CF [points/kg] |  |  |  | -0.0072247 | -0.0088689 | -0.048377 | -0.0064566 | 0.014809
| Conc nh3 health CF [points/kg] |  |  |  | -0.068251 | -0.028455 | -0.033171 | 0.013981 | -0.043456
| Conc nh3 resources CF [points/kg] |  |  |  | 0.0062766 | 0.087693 | 0.0090489 | 0.025839 | 0.043972
| GAC CF [kg CO2-eq/kg] |  |  |  | -0.083444 | 0.090669 | -0.080036 | 0.05583 | -0.079748
| GAC ecosystems CF [points/kg] |  |  |  | 0.14453 | -0.085893 | 0.089037 | -0.14092 | 0.11886
| GAC health CF [points/kg] |  |  |  | -0.021638 | -0.0026163 | -0.076232 | -0.0052925 | -0.045317
| GAC resources CF [points/kg] |  |  |  | 0.0059166 | -0.021326 | -0.071359 | -0.017954 | -0.01817
| Zeolite CF [kg CO2-eq/kg] |  |  |  | 0.15462 | 0.2492 | 0.18657 | 0.18473 | 0.12638
| Zeolite ecosystems CF [points/kg] |  |  |  | 0.073351 | 0.06279 | 0.10885 | 0.04444 | 0.10125
| Zeolite health CF [points/kg] |  |  |  | 0.13835 | 0.06063 | 0.11555 | 0.061242 | 0.1191
| Zeolite resources CF [points/kg] |  |  |  | 0.026055 | 0.11172 | -0.035968 | 0.12334 | 0.010009
| Na cl CF [kg CO2-eq/kg] |  |  |  | 0.18793 | -0.011233 | 0.062106 | -0.0074407 | 0.12311
| Na cl ecosystems CF [points/kg] |  |  |  | 0.05511 | -0.16265 | 0.062826 | -0.23998 | 0.04252
| Na cl health CF [points/kg] |  |  |  | -0.096334 | 0.13593 | -0.1167 | 0.2039 | -0.15976
| Na cl resources CF [points/kg] |  |  |  | 0.010225 | 0.15138 | 0.092121 | 0.13981 | 0.067339
| Na OH CF [kg CO2-eq/kg] |  |  |  | 0.023354 | 0.13177 | -0.013165 | 0.10141 | 0.0048725
| Na OH ecosystems CF [points/kg] |  |  |  | 0.024242 | -0.064182 | -0.0039124 | -0.055974 | 0.053957
| Na OH health CF [points/kg] |  |  |  | -0.18163 | -0.012373 | -0.12401 | 0.041932 | -0.19053
| Na OH resources CF [points/kg] |  |  |  | -0.049697 | 0.046865 | 0.028515 | 0.090129 | -0.047117
| LPG CF [kg CO2-eq/kg] |  |  |  | 0.015206 | -0.069355 | 0.017486 | -0.15183 | 0.045989
| LPG ecosystems CF [points/kg] |  |  |  | 0.16983 | 0.18787 | 0.30347 | 0.11206 | 0.20667
| LPG health CF [points/kg] |  |  |  | 0.11002 | 0.025875 | 0.055182 | 0.0090489 | 0.075188
| LPG resources CF [points/kg] |  |  |  | 0.043492 | 0.059862 | 0.050225 | -0.00039604 | 0.097186
| Excavation-Global warming [kg CO2-eq/m3] |  |  |  | -0.071275 | 0.030087 | 0.017618 | 0.056706 | -0.040456
| Brick-Global warming [kg CO2-eq/kg] |  |  |  | 0.24683 | -0.036256 | 0.20938 | -0.043012 | 0.21632
| Cement-Global warming [kg CO2-eq/kg] |  |  |  | 0.030879 | 0.071995 | 0.08288 | 0.047201 | 0.068467
| Concrete-Global warming [kg CO2-eq/m3] |  |  |  | 0.0046325 | 0.028563 | 0.023366 | 0.0074887 | 0.054305
| Gravel-Global warming [kg CO2-eq/kg] |  |  |  | -0.098422 | 0.0058326 | -0.071527 | 0.060618 | -0.13417
| Plastic-Global warming [kg CO2-eq/kg] |  |  |  | 0.00031203 | -0.10587 | 0.047621 | -0.12072 | 0.065047
| Sand-Global warming [kg CO2-eq/kg] |  |  |  | -0.050525 | -0.0084128 | 0.06141 | 0.0057006 | -0.030435
| Stainless steel-global warming [kg CO2-eq/kg] |  |  |  | 0.16841 | 0.077948 | 0.053393 | 0.0388 | 0.11309
| Stainless steel sheet-global warming [kg CO2-eq/kg] |  |  |  | 0.1935 | 0.1315 | 0.12824 | 0.067819 | 0.19954
| Steel-Global warming [kg CO2-eq/kg] |  |  |  | -0.16416 | -0.1963 | -0.21073 | -0.21713 | -0.14847
| Wood-Global warming [kg CO2-eq/m3] |  |  |  | 0.08108 | 0.1028 | 0.034263 | 0.093069 | 0.084584
| Trucking-Global warming [kg CO2-eq/tonne*km] |  |  |  | 0.0074767 | -0.13719 | -0.12313 | -0.14035 | -0.0030483
| Electric motor-global warming [kg CO2-eq/ea] |  |  |  | -0.16936 | -0.12384 | -0.13666 | -0.072967 | -0.11452
| Electronics-Global warming [kg CO2-eq/kg] |  |  |  | 0.058134 | 0.1678 | 0.13927 | 0.12214 | 0.064458
| Catalytic converter-global warming [kg CO2-eq/ea] |  |  |  | 0.0029643 | -0.1004 | -0.041524 | -0.080936 | -0.045197
| Oil heat exchanger-global warming [kg CO2-eq/ea] |  |  |  | 0.067375 | 0.085641 | 0.03904 | 0.052997 | 0.089949
| Pump-Global warming [kg CO2-eq/ea] |  |  |  | 0.037552 | -0.017282 | -0.09805 | -0.040372 | -0.0089049
| Hydronic heat exchanger-global warming [kg CO2-eq/ea] |  |  |  | 0.023822 | -0.1603 | 0.00058806 | -0.2002 | 0.013993
| Electric connectors-global warming [kg CO2-eq/kg] |  |  |  | 0.037264 | 0.087717 | -0.057906 | 0.098146 | 0.0028563
| Electric cables-global warming [kg CO2-eq/m] |  |  |  | -0.14835 | 0.042124 | -0.057882 | 0.067291 | -0.14811
| PVC-Global warming [kg CO2-eq/kg] |  |  |  | -0.049085 | 0.13342 | -0.065635 | 0.17335 | -0.079664
| PE-Global warming [kg CO2-eq/kg] |  |  |  | 0.098458 | -0.11723 | 0.021554 | -0.1775 | 0.10465
| Polymer-Global warming [kg CO2-eq/kg] |  |  |  | 0.028827 | 0.045533 | -0.05619 | 0.028851 | 0.048713
| Cationic resin-global warming [kg CO2-eq/kg] |  |  |  | 0.13902 | 0.19831 | 0.11119 | 0.16077 | 0.15311
| Ceramic-Global warming [kg CO2-eq/kg] |  |  |  | -0.07808 | -0.044932 | -0.0042604 | -0.027387 | -0.055134
| Fan-Global warming [kg CO2-eq/kg] |  |  |  | -0.062526 | -0.022382 | 0.011149 | -0.012601 | -0.025035
| Aluminum-Global warming [kg CO2-eq/kg] |  |  |  | 0.088173 | -0.17099 | 0.04354 | -0.19449 | 0.094065
| LPG-Global warming [kg CO2-eq/kg] |  |  |  | -0.0069127 | -0.019058 | 0.082736 | -0.051281 | 0.01841
| Zinc coat-global warming [kg CO2-eq/m2] |  |  |  | 0.064254 | 0.014761 | 0.099322 | 0.019946 | 0.047333
| Polyacrylamide-Global warming [kg CO2-eq/kg] |  |  |  | 0.017822 | 0.13126 | 0.093765 | 0.11532 | 0.096142
| Photovoltaic panel-global warming [kg CO2-eq/m2] |  |  |  | 0.089001 | -0.066211 | -0.071911 | -0.0057726 | 0.0030003
| GACProduction-Global warming [kg CO2-eq/kg] |  |  |  | -0.066391 | 0.028551 | -0.078512 | 0.045893 | -0.11922
| GACRegeneration-Global warming [kg CO2-eq/kg] |  |  |  | -0.014089 | 0.032991 | -0.081788 | -0.014929 | 0.025275
| Switches-Global warming [kg CO2-eq/kg] |  |  |  | 0.033435 | 0.13075 | -0.072139 | 0.15615 | -0.011785
| Control units-global warming [kg CO2-eq/kg] |  |  |  | -0.15759 | -0.070579 | -0.19558 | -0.028779 | -0.15394
| Electronics active-global warming [kg CO2-eq/kg] |  |  |  | -0.088821 | 0.17907 | 0.048197 | 0.12887 | -0.0010681
| Electronics passive-global warming [kg CO2-eq/kg] |  |  |  | -0.028587 | 0.050309 | -0.031215 | 0.070615 | -0.043768
| Transformers-Global warming [kg CO2-eq/kg] |  |  |  | 0.030723 | 0.079136 | 0.10146 | 0.041296 | 0.046361
| Fertilizer offset-global warming [kg CO2-eq/kg] |  |  |  | -0.05973 | -0.13128 | -0.012961 | -0.1162 | -0.074179
| Polycarbonate-Global warming [kg CO2-eq/kg] |  |  |  | -0.011593 | 0.045437 | -0.020882 | -0.020342 | 0.0071527
| Membrane-Global warming [kg CO2-eq/kg] |  |  |  | -0.16294 | 0.024686 | -0.13609 | 0.069475 | -0.14561
| Na cl-global warming [kg CO2-eq/kg] |  |  |  | 0.028803 | -0.050765 | 0.049229 | -0.049865 | 0.038224
| Na oh-global warming [kg CO2-eq/kg] |  |  |  | 0.085929 | 0.020114 | 0.024638 | -0.054905 | 0.069091
| Zeolite-Global warming [kg CO2-eq/kg] |  |  |  | -0.10249 | -0.13765 | -0.058014 | -0.14026 | -0.057042
| Battery-Global warming [kg CO2-eq/kg] |  |  |  | -0.15387 | -0.023906 | -0.17726 | 0.042352 | -0.16845
| Lithium battery-global warming [kg CO2-eq/kg] |  |  |  | 0.24922 | -0.0032043 | 0.15587 | -0.0030723 | 0.21105
| Excavation-H ecosystems [kg CO2-eq/m3] |  |  |  | -0.041176 | 0.16907 | -0.0054005 | 0.17002 | 0.0093009
| Brick-H ecosystems [kg CO2-eq/kg] |  |  |  | -0.13283 | -0.22388 | -0.20212 | -0.14022 | -0.12968
| Cement-H ecosystems [kg CO2-eq/kg] |  |  |  | -0.095746 | 0.013261 | -0.015758 | 0.019694 | -0.042028
| Concrete-H ecosystems [kg CO2-eq/m3] |  |  |  | -0.10457 | -0.099382 | -0.10068 | -0.086205 | -0.071539
| Gravel-H ecosystems [kg CO2-eq/kg] |  |  |  | -0.027759 | -0.015842 | -0.058542 | -0.029979 | -0.058302
| Plastic-H ecosystems [kg CO2-eq/kg] |  |  |  | 0.053561 | 0.010957 | -0.026799 | -0.098266 | 0.035092
| Sand-H ecosystems [kg CO2-eq/kg] |  |  |  | -0.0093849 | 0.086541 | -0.0055206 | 0.091461 | 0.033435
| Stainless steel-h ecosystems [kg CO2-eq/kg] |  |  |  | -0.1443 | 0.041308 | -0.07766 | 0.019034 | -0.094137
| Stainless steel sheet-h ecosystems [kg CO2-eq/kg] |  |  |  | 0.10476 | -0.089301 | 0.045617 | -0.11897 | 0.089685
| Steel-H ecosystems [kg CO2-eq/kg] |  |  |  | 0.078272 | 0.010429 | 0.093849 | 0.0023642 | 0.079364
| Wood-H ecosystems [kg CO2-eq/m3] |  |  |  | 0.010681 | -0.010729 | -0.020042 | -0.016982 | 0.0023042
| Trucking-H ecosystems [kg CO2-eq/tonne*km] |  |  |  | 0.014809 | 0.13174 | -0.0075128 | 0.15119 | -0.027147
| Electric motor-h ecosystems [kg CO2-eq/ea] |  |  |  | 0.0080768 | -0.086397 | 0.054221 | -0.067759 | 0.055758
| Electronics-H ecosystems [kg CO2-eq/kg] |  |  |  | -0.02435 | -0.12365 | 0.019082 | -0.12222 | -0.031467
| Catalytic converter-h ecosystems [kg CO2-eq/ea] |  |  |  | -0.00042004 | 0.066955 | -0.0046205 | 0.065131 | 0.032115
| Oil heat exchanger-h ecosystems [kg CO2-eq/ea] |  |  |  | -0.27698 | 0.067783 | -0.15345 | 0.15015 | -0.26867
| Pump-H ecosystems [kg CO2-eq/ea] |  |  |  | 0.077108 | 0.073015 | 0.19908 | 0.09745 | 0.13797
| Hydronic heat exchanger-h ecosystems [kg CO2-eq/ea] |  |  |  | 0.0043084 | 0.12713 | 0.020186 | 0.14009 | -0.019874
| Electric connectors-h ecosystems [kg CO2-eq/kg] |  |  |  | 0.00055206 | -0.13623 | -0.10107 | -0.1213 | 0.0025203
| Electric cables-h ecosystems [kg CO2-eq/m] |  |  |  | 0.083912 | 0.13168 | 0.074827 | 0.14033 | 0.028155
| PVC-H ecosystems [kg CO2-eq/kg] |  |  |  | 0.087117 | -0.046673 | 0.10532 | -0.069487 | 0.086901
| PE-H ecosystems [kg CO2-eq/kg] |  |  |  | 0.068803 | 0.0081848 | -0.028311 | 0.01739 | 0.043276
| Polymer-H ecosystems [kg CO2-eq/kg] |  |  |  | 0.076064 | 0.19369 | 0.11425 | 0.16134 | 0.058122
| Cationic resin-h ecosystems [kg CO2-eq/kg] |  |  |  | 0.14184 | -0.032403 | 0.016382 | -0.030123 | 0.052589
| Ceramic-H ecosystems [kg CO2-eq/kg] |  |  |  | 0.09541 | 0.23486 | 0.10739 | 0.17108 | 0.11226
| Fan-H ecosystems [kg CO2-eq/kg] |  |  |  | 0.0026523 | -0.10993 | -0.013549 | -0.12538 | -0.050237
| Aluminum-H ecosystems [kg CO2-eq/kg] |  |  |  | 0.23354 | 0.085701 | 0.22409 | 0.022202 | 0.2463
| LPG-H ecosystems [kg CO2-eq/kg] |  |  |  | 0.084464 | 0.25781 | 0.09775 | 0.21192 | 0.10703
| Zinc coat-h ecosystems [kg CO2-eq/m2] |  |  |  | -0.062802 | -0.040624 | -0.0025323 | -0.043024 | 0.0029883
| Polyacrylamide-H ecosystems [kg CO2-eq/kg] |  |  |  | 0.10662 | 0.11519 | -0.022346 | 0.11545 | 0.0089049
| Photovoltaic panel-h ecosystems [kg CO2-eq/m2] |  |  |  | -0.18729 | 0.15896 | -0.045797 | 0.14724 | -0.1354
| GACProduction-H ecosystems [kg CO2-eq/kg] |  |  |  | -0.056766 | 0.0084848 | -0.021506 | 0.051569 | -0.030195
| GACRegeneration-H ecosystems [kg CO2-eq/kg] |  |  |  | 0.11719 | 0.0013921 | 0.05649 | -0.013873 | 0.10817
| Switches-H ecosystems [kg CO2-eq/kg] |  |  |  | 0.034971 | 0.06417 | -0.09643 | 0.094197 | -0.029871
| Control units-h ecosystems [kg CO2-eq/kg] |  |  |  | 0.021518 | 0.12335 | 0.011833 | 0.11932 | 0.00085209
| Electronics active-h ecosystems [kg CO2-eq/kg] |  |  |  | 0.070075 | -0.083588 | -0.0013561 | -0.071263 | 0.0051725
| Electronics passive-h ecosystems [kg CO2-eq/kg] |  |  |  | 0.15462 | 0.20007 | 0.26965 | 0.14369 | 0.1654
| Transformers-H ecosystems [kg CO2-eq/kg] |  |  |  | 0.031023 | 0.15863 | -0.040276 | 0.15766 | -0.010189
| Fertilizer offset-h ecosystems [kg CO2-eq/kg] |  |  |  | -0.059682 | 0.095842 | -0.054353 | 0.11986 | -0.11099
| Polycarbonate-H ecosystems [kg CO2-eq/kg] |  |  |  | 0.057006 | 0.13495 | 0.061098 | 0.093969 | 0.088053
| Membrane-H ecosystems [kg CO2-eq/kg] |  |  |  | 0.058854 | 0.020426 | 0.079448 | 0.030483 | 0.075992
| Na cl-h ecosystems [kg CO2-eq/kg] |  |  |  | 0.12119 | 0.0062886 | 0.21835 | 0.022874 | 0.098806
| Na oh-h ecosystems [kg CO2-eq/kg] |  |  |  | 0.022238 | -0.17327 | 0.027579 | -0.14825 | 0.0448
| Zeolite-H ecosystems [kg CO2-eq/kg] |  |  |  | -0.043744 | 0.16295 | -0.033267 | 0.16016 | -0.0087489
| Battery-H ecosystems [kg CO2-eq/kg] |  |  |  | -0.078236 | -0.055626 | -0.11791 | -0.089013 | -0.075932
| Lithium battery-h ecosystems [kg CO2-eq/kg] |  |  |  | -0.11394 | 0.063522 | -0.092409 | 0.076592 | -0.12013
| Excavation-H health [kg CO2-eq/m3] |  |  |  | 0.069655 | 0.21489 | 0.052733 | 0.19494 | 0.062946
| Brick-H health [kg CO2-eq/kg] |  |  |  | -0.13553 | 0.34272 | -0.03808 | 0.41414 | -0.09799
| Cement-H health [kg CO2-eq/kg] |  |  |  | 0.072967 | 0.035092 | 0.031575 | 0.024182 | 0.037576
| Concrete-H health [kg CO2-eq/m3] |  |  |  | 0.18844 | -0.079088 | 0.060138 | -0.10597 | 0.13518
| Gravel-H health [kg CO2-eq/kg] |  |  |  | 0.014761 | 0.0040684 | 0.016706 | -0.031323 | 0.023198
| Plastic-H health [kg CO2-eq/kg] |  |  |  | 0.019742 | -0.048005 | -0.020414 | -0.023894 | -0.0012601
| Sand-H health [kg CO2-eq/kg] |  |  |  | -0.012853 | -0.061938 | 0.0041044 | -0.013825 | -0.025803
| Stainless steel-h health [kg CO2-eq/kg] |  |  |  | 0.10346 | 0.057714 | 0.027615 | -0.0073327 | 0.11144
| Stainless steel sheet-h health [kg CO2-eq/kg] |  |  |  | -0.025335 | -0.13984 | 0.032271 | -0.18014 | 0.024242
| Steel-H health [kg CO2-eq/kg] |  |  |  | -0.091653 | -0.025695 | -0.013453 | 0.020714 | -0.090069
| Wood-H health [kg CO2-eq/m3] |  |  |  | 0.048773 | -0.037372 | 0.026751 | -0.023834 | 0.027855
| Trucking-H health [kg CO2-eq/tonne*km] |  |  |  | -0.16679 | -0.13716 | -0.18669 | -0.10836 | -0.11052
| Electric motor-h health [kg CO2-eq/ea] |  |  |  | -0.078128 | 0.15792 | -0.04306 | 0.11503 | -0.019166
| Electronics-H health [kg CO2-eq/kg] |  |  |  | 0.00048005 | -0.052925 | 0.021566 | -0.048617 | -0.052685
| Catalytic converter-h health [kg CO2-eq/ea] |  |  |  | -0.11296 | -0.013333 | -0.034395 | -0.0011761 | -0.077828
| Oil heat exchanger-h health [kg CO2-eq/ea] |  |  |  | -0.20644 | -0.066991 | -0.161 | 0.0038884 | -0.14974
| Pump-H health [kg CO2-eq/ea] |  |  |  | 0.23128 | 0.081764 | 0.15185 | 0.1062 | 0.15783
| Hydronic heat exchanger-h health [kg CO2-eq/ea] |  |  |  | -0.12985 | -0.035008 | -0.17038 | -0.024578 | -0.12692
| Electric connectors-h health [kg CO2-eq/kg] |  |  |  | 0.0050405 | -0.15188 | -0.014521 | -0.11671 | -0.0043084
| Electric cables-h health [kg CO2-eq/m] |  |  |  | -0.22052 | -0.15206 | -0.2003 | -0.1114 | -0.20629
| PVC-H health [kg CO2-eq/kg] |  |  |  | 0.15192 | 0.009565 | 0.25135 | -0.13036 | 0.21137
| PE-H health [kg CO2-eq/kg] |  |  |  | -0.1077 | 0.09505 | -0.052913 | 0.13275 | -0.12703
| Polymer-H health [kg CO2-eq/kg] |  |  |  | 0.053429 | 0.047885 | -0.02411 | 0.018662 | 0.025011
| Cationic resin-h health [kg CO2-eq/kg] |  |  |  | -0.16648 | -0.10575 | -0.17783 | -0.025095 | -0.23492
| Ceramic-H health [kg CO2-eq/kg] |  |  |  | 0.027771 | -0.14625 | 0.021626 | -0.14758 | -4.8005e-05
| Fan-H health [kg CO2-eq/kg] |  |  |  | -0.02285 | 0.11903 | 0.017726 | 0.090345 | -0.0031203
| Aluminum-H health [kg CO2-eq/kg] |  |  |  | 0.051185 | 0.093717 | -0.040684 | 0.12674 | 0.0048005
| LPG-H health [kg CO2-eq/kg] |  |  |  | -0.028827 | 0.19545 | 0.09949 | 0.20336 | 0.020942
| Zinc coat-h health [kg CO2-eq/m2] |  |  |  | -0.0047045 | -0.11584 | -0.061698 | -0.098542 | -0.047489
| Polyacrylamide-H health [kg CO2-eq/kg] |  |  |  | -0.00043204 | -0.12571 | -0.041092 | -0.11718 | -0.014377
| Photovoltaic panel-h health [kg CO2-eq/m2] |  |  |  | 0.0050165 | 0.04384 | -0.027927 | 0.10213 | -0.066643
| GACProduction-H health [kg CO2-eq/kg] |  |  |  | 0.089829 | 0.18951 | 0.009817 | 0.14566 | 0.094197
| GACRegeneration-H health [kg CO2-eq/kg] |  |  |  | -0.0373 | 0.022586 | -0.040072 | 0.010417 | -0.05637
| Switches-H health [kg CO2-eq/kg] |  |  |  | -0.060342 | 0.045581 | -0.018938 | -0.013081 | -0.024518
| Control units-h health [kg CO2-eq/kg] |  |  |  | 0.0038044 | 0.016106 | 0.084104 | 0.010357 | 0.028527
| Electronics active-h health [kg CO2-eq/kg] |  |  |  | 0.096106 | -0.11425 | 0.050153 | -0.13501 | 0.047561
| Electronics passive-h health [kg CO2-eq/kg] |  |  |  | -0.084392 | -0.038356 | -0.17029 | -0.015002 | -0.093933
| Transformers-H health [kg CO2-eq/kg] |  |  |  | -0.058674 | -0.12427 | 0.009541 | -0.16805 | -0.0086409
| Fertilizer offset-h health [kg CO2-eq/kg] |  |  |  | 0.078704 | -0.10401 | 0.0039244 | -0.10239 | 0.026739
| Polycarbonate-H health [kg CO2-eq/kg] |  |  |  | -0.03772 | 0.067675 | -0.071899 | 0.072283 | -0.051905
| Membrane-H health [kg CO2-eq/kg] |  |  |  | -0.11431 | -0.12 | -0.11218 | -0.11891 | -0.10513
| Na cl-h health [kg CO2-eq/kg] |  |  |  | 0.15928 | 0.12352 | 0.12676 | 0.11419 | 0.11461
| Na oh-h health [kg CO2-eq/kg] |  |  |  | 0.072055 | -0.026151 | 6.0006e-05 | -0.0071887 | -0.015566
| Zeolite-H health [kg CO2-eq/kg] |  |  |  | -0.06231 | -0.012061 | -0.017222 | 0.027855 | -0.016994
| Battery-H health [kg CO2-eq/kg] |  |  |  | 0.076256 | -0.080552 | 0.028959 | -0.15417 | 0.079292
| Lithium battery-h health [kg CO2-eq/kg] |  |  |  | -0.12372 | -0.035476 | -0.1222 | -0.039184 | -0.077588
| Excavation-H resources [kg CO2-eq/m3] |  |  |  | 0.078692 | -0.058818 | 0.14473 | -0.085101 | 0.14058
| Brick-H resources [kg CO2-eq/kg] |  |  |  | -0.13187 | -0.026331 | -0.17198 | 0.072775 | -0.1465
| Cement-H resources [kg CO2-eq/kg] |  |  |  | 0.11959 | 0.090333 | 0.0806 | 0.063918 | 0.11227
| Concrete-H resources [kg CO2-eq/m3] |  |  |  | 0.033831 | 0.089565 | 0.056382 | 0.10044 | 0.045053
| Gravel-H resources [kg CO2-eq/kg] |  |  |  | 0.047861 | -0.034023 | 0.040384 | -0.11414 | 0.048029
| Plastic-H resources [kg CO2-eq/kg] |  |  |  | -0.020354 | -0.020978 | 0.028719 | -0.026751 | -0.015302
| Sand-H resources [kg CO2-eq/kg] |  |  |  | -0.041992 | -0.034203 | -0.053393 | -0.017462 | -0.076448
| Stainless steel-h resources [kg CO2-eq/kg] |  |  |  | -0.029679 | -0.10825 | -0.015038 | -0.11262 | -0.017102
| Stainless steel sheet-h resources [kg CO2-eq/kg] |  |  |  | -0.049457 | 0.13137 | 0.094125 | 0.12144 | -0.00076808
| Steel-H resources [kg CO2-eq/kg] |  |  |  | 0.04132 | 0.0088329 | -0.028275 | 0.018086 | -0.021026
| Wood-H resources [kg CO2-eq/m3] |  |  |  | 0.1515 | 0.056154 | 0.16937 | -0.02393 | 0.18303
| Trucking-H resources [kg CO2-eq/tonne*km] |  |  |  | -0.12702 | -0.014473 | -0.067375 | -0.012625 | -0.066403
| Electric motor-h resources [kg CO2-eq/ea] |  |  |  | 0.18278 | 0.1908 | 0.1618 | 0.090525 | 0.18416
| Electronics-H resources [kg CO2-eq/kg] |  |  |  | -0.024182 | -0.01703 | -0.080576 | -0.016694 | -0.0064566
| Catalytic converter-h resources [kg CO2-eq/ea] |  |  |  | 0.030399 | -0.026919 | 0.035572 | 0.0055686 | 0.061926
| Oil heat exchanger-h resources [kg CO2-eq/ea] |  |  |  | -0.028623 | -0.05649 | -0.049673 | -0.098998 | -0.090657
| Pump-H resources [kg CO2-eq/ea] |  |  |  | -0.11753 | -0.28085 | -0.14169 | -0.26391 | -0.13024
| Hydronic heat exchanger-h resources [kg CO2-eq/ea] |  |  |  | -0.2653 | -0.15308 | -0.27316 | -0.093957 | -0.26653
| Electric connectors-h resources [kg CO2-eq/kg] |  |  |  | -0.055338 | -0.054725 | 0.058218 | -0.038344 | -0.026871
| Electric cables-h resources [kg CO2-eq/m] |  |  |  | -0.10723 | -0.013273 | -0.16718 | 0.06051 | -0.15736
| PVC-H resources [kg CO2-eq/kg] |  |  |  | -0.028203 | 0.00036004 | -0.049553 | -0.017558 | -0.086829
| PE-H resources [kg CO2-eq/kg] |  |  |  | 0.10518 | 0.14313 | 0.11516 | 0.068107 | 0.11063
| Polymer-H resources [kg CO2-eq/kg] |  |  |  | 0.010417 | -0.11928 | -0.050057 | -0.1147 | -0.085197
| Cationic resin-h resources [kg CO2-eq/kg] |  |  |  | 0.15681 | 0.047273 | 0.086517 | 0.073891 | 0.12833
| Ceramic-H resources [kg CO2-eq/kg] |  |  |  | -0.14122 | 0.14872 | -0.023714 | 0.1338 | -0.121
| Fan-H resources [kg CO2-eq/kg] |  |  |  | -0.10783 | 0.085965 | 0.011077 | 0.11971 | -0.073987
| Aluminum-H resources [kg CO2-eq/kg] |  |  |  | 0.01823 | -0.096202 | -0.031659 | -0.12226 | -0.0033363
| LPG-H resources [kg CO2-eq/kg] |  |  |  | 0.016922 | -0.068119 | 0.1298 | -0.1202 | 0.07568
| Zinc coat-h resources [kg CO2-eq/m2] |  |  |  | -0.10411 | -0.033879 | -0.02195 | -0.016442 | -0.12005
| Polyacrylamide-H resources [kg CO2-eq/kg] |  |  |  | 0.17195 | -0.014641 | 0.15276 | -0.055158 | 0.14659
| Photovoltaic panel-h resources [kg CO2-eq/m2] |  |  |  | 0.026355 | -0.041728 | -0.079052 | 0.010525 | -0.079172
| GACProduction-H resources [kg CO2-eq/kg] |  |  |  | -0.06411 | -0.063654 | -0.11794 | 0.0020642 | -0.1142
| GACRegeneration-H resources [kg CO2-eq/kg] |  |  |  | -0.010957 | 0.0023282 | 0.041188 | -0.023966 | -0.023042
| Switches-H resources [kg CO2-eq/kg] |  |  |  | -0.16461 | -0.06159 | -0.094149 | -0.038128 | -0.14002
| Control units-h resources [kg CO2-eq/kg] |  |  |  | 0.011209 | 0.11029 | 0.0024962 | 0.11326 | 0.031119
| Electronics active-h resources [kg CO2-eq/kg] |  |  |  | -0.050153 | -0.13134 | 0.026463 | -0.093081 | 0.027387
| Electronics passive-h resources [kg CO2-eq/kg] |  |  |  | -0.080624 | 0.00048005 | -0.073663 | 0.011833 | -0.11506
| Transformers-H resources [kg CO2-eq/kg] |  |  |  | 0.18959 | 0.15302 | 0.13895 | 0.052277 | 0.15438
| Fertilizer offset-h resources [kg CO2-eq/kg] |  |  |  | 0.050681 | 0.063618 | 0.064926 | 0.045353 | 0.052073
| Polycarbonate-H resources [kg CO2-eq/kg] |  |  |  | -0.025659 | -0.085629 | 0.089481 | -0.14939 | 0.032307
| Membrane-H resources [kg CO2-eq/kg] |  |  |  | -0.028383 | -0.02255 | 0.054113 | -0.05781 | 0.0028083
| Na cl-h resources [kg CO2-eq/kg] |  |  |  | 0.16355 | -0.080276 | 0.13588 | -0.11472 | 0.19844
| Na oh-h resources [kg CO2-eq/kg] |  |  |  | -0.016994 | -0.039868 | -0.040996 | -0.014017 | -0.036988
| Zeolite-H resources [kg CO2-eq/kg] |  |  |  | 0.0012241 | 0.070723 | 0.1511 | 0.011353 | 0.039976
| Battery-H resources [kg CO2-eq/kg] |  |  |  | 0.048953 | 0.09943 | 0.027063 | 0.11182 | 0.072391
| Lithium battery-h resources [kg CO2-eq/kg] |  |  |  | -0.030519 | -0.099766 | -0.15413 | -0.051533 | -0.084512
NEWgenerator gridtied-B7 | NEWgenerator gridtied grid power ac conversion [USD] |  |  |  | -0.21715 | -0.063354 | -0.10665 | 0.00038404 | -0.17655
| NEWgenerator gridtied grid power dc distribution [USD] |  |  |  | -0.12055 | -0.023474 | -0.10976 | 0.038104 | -0.1561
| NEWgenerator gridtied grid power misc [USD] |  |  |  | -0.03748 | -0.064002 | 0.13535 | -0.0062766 | -0.011545
| NEWgenerator gridtied grid labor replacement misc repairs [hr/y] |  |  |  | 0.18235 | -0.15065 | 0.12592 | -0.14064 | 0.18603
| NEWgenerator gridtied grid polycarbonate weight [kg] |  |  |  | -0.051701 | -0.12202 | -0.03544 | -0.0087249 | -0.027363
| NEWgenerator gridtied grid aluminium weight [kg] |  |  |  | 0.036856 | 0.16713 | 0.027303 | 0.13471 | 0.077756
| NEWgenerator gridtied grid electronics passive weight [kg] |  |  |  | -0.089817 | 0.070795 | -0.13609 | 0.10431 | -0.12454
| NEWgenerator gridtied grid electronics active weight [kg] |  |  |  | -0.089289 | -0.0021482 | 0.071731 | -0.014149 | -0.0012121
| NEWgenerator gridtied wages [USD/cap/h] |  |  |  | 0.019082 | 0.032655 | 0.093009 | 0.030339 | 0.066127

## ngB_BeijingChina
| Element | N recovery | P recovery | K recovery | TEA results | LCA results
| Metric | Total N [% N] | Total P [% P] | Total K [% K] | Annual net cost [USD/cap/yr] | GlobalWarming [kg CO2-eq/cap/yr] | H_Ecosystems [points/cap/yr] | H_Health [points/cap/yr] | H_Resources [points/cap/yr]
Element | Parameter
TEA | Labor wages [USD/h] |  |  |  | -0.14367 | -0.10862 | 0.062958 | -0.15924 | -0.022598
| Electricity price [$/kWh] |  |  |  | 0.12202 | 0.11458 | -0.13093 | 0.14779 | -0.021338
LCA | Electricity CF [kg CO2-eq/kWh] |  |  |  | -0.0084608 | -0.047573 | 0.030387 | -0.063006 | 0.054881
| Electricity ecosystems CF [points/kWh] |  |  |  | 0.11244 | 0.071839 | 0.090873 | 0.05547 | 0.065479
| Electricity health CF [points/kWh] |  |  |  | 0.027819 | 0.16044 | 0.028575 | 0.13319 | 0.038212
| Electricity resources CF [points/kWh] |  |  |  | -0.06339 | 0.0073207 | -0.13512 | 0.067831 | -0.14775
TEA | NH3 fertilizer price [USD/kg N] |  |  |  | -0.038416 | 0.046625 | 0.0036364 | 0.07814 | 0.023258
| Na cl price [USD/kg] |  |  |  | -0.014557 | 0.049553 | 0.16372 | 0.048173 | 0.033243
| LPG price [USD/kg] |  |  |  | -0.012481 | -0.19876 | 0.032619 | -0.22337 | -0.0087489
Excretion-B1 | Excretion e cal [kcal/cap/d] |  |  |  | -0.011149 | 0.048413 | 0.068731 | 0.13185 | 0.02441
| Excretion p veg [g/cap/d] |  |  |  | 0.035212 | -0.11746 | -0.047921 | -0.025827 | -0.012037
| Excretion p anim [g/cap/d] |  |  |  | 0.10512 | -0.16559 | 0.06147 | -0.15252 | 0.13255
| Excretion N prot [fraction] |  |  |  | -0.088233 | -0.15772 | -0.31452 | -0.071743 | -0.13943
| Excretion P prot v [fraction] |  |  |  | 0.050945 | 0.050153 | -0.25159 | 0.031467 | -0.018062
| Excretion P prot a [fraction] |  |  |  | -0.0090009 | 0.041884 | -0.084284 | 0.040984 | -0.042928
| Excretion K cal [g K/1000 kcal] |  |  |  | -0.074227 | -0.076604 | 0.012109 | -0.050069 | -0.0068887
| Excretion N exc [fraction of intake] |  |  |  | 0.16756 | -0.0057966 | 0.092601 | -0.0037804 | 0.098686
| Excretion P exc [fraction of intake] |  |  |  | -0.042448 | 0.082268 | -0.13732 | 0.11618 | -0.10799
| Excretion K exc [fraction of intake] |  |  |  | 0.055362 | 0.045809 | 0.048041 | 0.0078008 | 0.059886
| Excretion e exc [fraction of intake] |  |  |  | -0.12347 | 0.83934 | -0.12882 | 0.89103 | -0.13495
| Excretion N ur [fraction of total] |  |  |  | 0.034047 | -0.05961 | -0.1315 | -0.062022 | -0.034323
| Excretion P ur [fraction of total] |  |  |  | -0.1584 | 0.077816 | -0.03874 | 0.10921 | -0.1425
| Excretion K ur [fraction of total] |  |  |  | 0.090717 | -0.063414 | 0.022346 | -0.11864 | 0.17531
| Excretion e fec [fraction of total] |  |  |  | 0.0074167 | -0.0037804 | 0.15872 | -0.015674 | 0.05565
| Excretion N ur NH3 [fraction of total N in urine] |  |  |  | -0.090765 | 0.015782 | -0.027579 | 0.031299 | -0.041248
| Excretion N fec NH3 [fraction of total N in feces] |  |  |  | 0.00027603 | 0.1248 | 0.083204 | 0.092613 | 0.02135
| Excretion ur exc [g/cap/d] |  |  |  | 0.075068 | -0.097426 | 0.08162 | -0.091365 | 0.088449
| Excretion fec exc [g/cap/d] |  |  |  | 0.27108 | 0.010129 | 0.25324 | -0.10238 | 0.30403
| Excretion ur moi [fraction] |  |  |  | -0.29362 | 0.036736 | -0.2739 | 0.041812 | -0.28366
| Excretion fec moi [fraction] |  |  |  | -0.070063 | -0.070063 | -0.033975 | -0.085197 | -0.058014
| Excretion mg ur [g Mg/cap/d] |  |  |  | 0.05895 | -0.15974 | -0.086541 | -0.14601 | 0.039688
| Excretion mg fec [g Mg/cap/d] |  |  |  | 0.035872 | -0.12042 | -0.092121 | -0.086469 | -0.034035
| Excretion ca ur [g Ca/cap/d] |  |  |  | -0.045689 | 0.009517 | -0.0023042 | 0.073015 | -0.0063606
| Excretion ca fec [g Ca/cap/d] |  |  |  | 0.11948 | 0.12948 | 0.15545 | 0.12516 | 0.12618
MURT-B2 | MURT collection period [days] |  |  |  | 0.029223 | 0.041236 | -0.089529 | 0.023594 | -0.067867
| MURT sludge accum rate [L/cap/yr] |  |  |  | 0.028755 | -0.096646 | 0.011713 | -0.14725 | 0.074455
| MURT N volatilization [fraction of N input] |  |  |  | -0.1224 | -0.11484 | 0.17021 | -0.10644 | 0.029691
| MURT squatting pan cost [USD] |  |  |  | 0.091977 | -0.057606 | 0.00068407 | -0.036076 | 0.0031563
| MURT urinal cost [USD] |  |  |  | -0.086649 | 0.054593 | -0.0046805 | 0.10361 | -0.053177
| MURT led cost [USD] |  |  |  | -0.088365 | 0.071659 | -0.2915 | 0.078692 | -0.18428
| MURT anticor floor cost [USD] |  |  |  | -0.012337 | -0.0063006 | 0.039208 | -0.041104 | -0.0013801
| MURT fan cost [USD] |  |  |  | 0.0027843 | 0.11675 | -0.040216 | 0.14604 | -0.040552
| MURT circuit change cost [USD] |  |  |  | 0.098986 | -0.19994 | 0.13342 | -0.17629 | 0.095494
| MURT pipe cost [USD] |  |  |  | 0.073315 | 0.052805 | -0.05673 | 0.028395 | -0.0086169
| MURT squatting pan weight [kg] |  |  |  | -0.016706 | -0.016574 | 0.015962 | 0.00038404 | -0.045761
| MURT urinal weight [kg] |  |  |  | -0.024446 | -0.20041 | -0.0083288 | -0.22025 | 0.026451
NEWgenerator an MBR-B3 | NEWgenerator an MBR anmbr reactor tank [USD] |  |  |  | -0.10764 | -0.14911 | -0.16025 | -0.077948 | -0.15507
| NEWgenerator an MBR anmbr reactor media [USD] |  |  |  | -0.19435 | -0.036868 | -0.045041 | -0.0015722 | -0.080804
| NEWgenerator an MBR anmbr reactor fittings [USD] |  |  |  | 0.12793 | 0.0068047 | 0.16176 | -0.041068 | 0.12638
| NEWgenerator an MBR anmbr membrane module [USD] |  |  |  | -0.046997 | -0.20391 | -0.1635 | -0.13108 | -0.12145
| NEWgenerator an MBR anmbr permeate pump [USD] |  |  |  | 0.11453 | 0.064326 | 0.016118 | -0.00032403 | 0.07742
| NEWgenerator an MBR anmbr backwash pump [USD] |  |  |  | -0.14128 | 0.011665 | 0.015434 | -0.025167 | -0.016034
| NEWgenerator an MBR anmbr water pump [USD] |  |  |  | -0.049865 | 0.0021482 | 0.039568 | 0.017966 | -0.031839
| NEWgenerator an MBR anmbr membrane fittings [USD] |  |  |  | -0.029139 | -0.010129 | 0.0027363 | 0.0060366 | 0.0045485
| NEWgenerator an MBR anmbr biogas gas bag [USD] |  |  |  | -0.14587 | -0.042736 | -0.027027 | -0.023966 | -0.12548
| NEWgenerator an MBR anmbr biogas fittings [USD] |  |  |  | 0.20157 | -0.05697 | 0.10407 | -0.10488 | 0.083432
| NEWgenerator an MBR anmbr biogas ventilation [USD] |  |  |  | 0.14779 | -0.058278 | 0.18785 | -0.091521 | 0.21213
| NEWgenerator an MBR anmbr COD removal [ratio] |  |  |  | -0.045845 | 0.030363 | -0.016862 | 0.073291 | -0.047945
| NEWgenerator an MBR anmbr TN removal [ratio] |  |  |  | -0.072055 | 0.0035764 | -0.13799 | 0.012289 | -0.13715
| NEWgenerator an MBR anmbr TP removal [ratio] |  |  |  | 0.1141 | 0.12395 | -0.027003 | 0.072379 | 0.03856
| NEWgenerator an MBR anmbr water pump energy percycle [kWh] |  |  |  | 0.050813 | 0.10851 | -0.02279 | 0.11266 | -0.051137
| NEWgenerator an MBR anmbr permeate pump energy percycle [kWh] |  |  |  | 0.033723 | -0.023342 | 0.063846 | -0.045401 | 0.1116
| NEWgenerator an MBR anmbr backwash pump energy percycle [kWh] |  |  |  | 0.11063 | -0.0839 | 0.26951 | -0.17369 | 0.24744
| NEWgenerator an MBR anmbr batch cycle perday [# batches day-1] |  |  |  | 0.073663 | -0.0084248 | -0.20992 | 0.015062 | -0.074779
| NEWgenerator an MBR anmbr labor maintenance membrane chem cleaning [hrs/yr] |  |  |  | -0.062454 | 0.0015602 | -0.082628 | 0.031563 | -0.053345
| NEWgenerator an MBR anmbr labor maintenance sludge removal [hrs/yr] |  |  |  | -0.072919 | -0.057486 | -0.10296 | -0.051737 | -0.13161
| NEWgenerator an MBR anmbr labor replacement membrane pump [hrs/yr] |  |  |  | -0.14051 | -0.0070927 | -0.26683 | 0.11063 | -0.242
| NEWgenerator an MBR anmbr labor replacement permeate pump [hrs/yr] |  |  |  | 0.21534 | 0.17587 | 0.07604 | 0.1279 | 0.11288
| NEWgenerator an MBR anmbr labor replacement membrane module [hrs/yr] |  |  |  | 0.01547 | 0.12442 | 0.037216 | 0.16985 | 0.073603
| NEWgenerator an MBR anmbr labor replacement misc repairs [hr/y] |  |  |  | 0.069199 | -0.016502 | 0.067735 | -0.091629 | 0.092517
| NEWgenerator an MBR anmbr reactor weight [kg] |  |  |  | 0.045041 | 0.17404 | -0.045461 | 0.10422 | -0.028719
| NEWgenerator an MBR anmbr tau [d] |  |  |  | -0.15797 | 0.12062 | -0.054425 | 0.1086 | -0.10811
| NEWgenerator an MBR anmbr soluble methane fraction [nan] |  |  |  | -0.092505 | 0.34561 | -0.091317 | 0.34446 | -0.066307
| NEWgenerator an MBR anmbr VSS TSS ratio [nan] |  |  |  | -0.16252 | 0.026991 | -0.060438 | 0.078632 | -0.0758
| NEWgenerator an MBR anmbr membrane weight [kg] |  |  |  | -0.00020402 | 0.10481 | 0.093369 | 0.04048 | 0.10791
| NEWgenerator an MBR anmbr PE weight [kg] |  |  |  | 0.025107 | 0.15194 | 0.081836 | 0.11484 | 0.11566
| NEWgenerator an MBR anmbr PVC weight [kg] |  |  |  | -0.092757 | 0.080408 | -0.19626 | 0.090837 | -0.14969
| NEWgenerator an MBR anmbr plastic weight [kg] |  |  |  | 0.093897 | -0.088569 | 0.05541 | -0.10727 | 0.059814
| NEWgenerator an MBR anmbr piping [USD] |  |  |  | 0.12484 | 0.12268 | 0.070363 | 0.12547 | 0.088341
| NEWgenerator an MBR anmbr piping PVC weight [kg] |  |  |  | -0.0032643 | -0.12934 | -0.05991 | -0.11935 | -0.061146
| NEWgenerator an MBR wages [USD/cap/h] |  |  |  | 0.10169 | -0.12144 | 0.028383 | -0.1212 | 0.039448
| NEWgenerator an MBR anmbr sludge yield [kg-VSS/kg-BOD removed] |  |  |  | 0.16359 | 0.01751 | 0.14357 | -0.077756 | 0.21073
| NEWgenerator an MBR anmbr methane yield [m3-CH4/kg COD removed] |  |  |  | -0.16029 | 0.18861 | -0.057438 | 0.23572 | -0.18885
| NEWgenerator an MBR anmbr moisture content [nan] |  |  |  | 0.012001 | -0.095326 | -0.0036844 | -0.079004 | -0.048089
| NEWgenerator an MBR dissolved methane HFMC removed [nan] |  |  |  | -0.04198 | -0.02075 | -0.16803 | 0.074119 | -0.10051
Sludge pasteurization-B4 | Sludge pasteurization sludge dryer weight [kg] |  |  |  | 0.057954 | -0.058854 | 0.013993 | -0.022298 | 0.015086
| Sludge pasteurization sludge barrel weight [kg] |  |  |  | -0.039832 | -0.07604 | -0.0049805 | -0.13441 | 0.036928
| Sludge pasteurization sludge dryer [USD] |  |  |  | -0.0833 | -0.04264 | -0.054377 | -0.051125 | -0.090597
| Sludge pasteurization sludge barrel [USD] |  |  |  | -0.0076568 | 0.1215 | -0.11287 | 0.14983 | -0.08288
| Sludge pasteurization sludge labor maintenance [h] |  |  |  | -0.0082928 | -0.093285 | 0.13079 | -0.076412 | 0.039568
| Sludge pasteurization wages [USD/cap/h] |  |  |  | -0.19308 | -0.025707 | -0.14257 | 0.048005 | -0.19395
| Sludge pasteurization hhx heat recovery [-] |  |  |  | -0.65296 | -0.23838 | -0.62201 | 0.025695 | -0.76372
| Fraction biogas lost [fraction] |  |  |  | -0.22844 | 0.036148 | -0.12913 | 0.068239 | -0.18682
| Biogas efficiency [fraction] |  |  |  | -0.013501 | 0.044104 | -0.041128 | 0.016586 | -0.027891
| Heat loss [fraction] |  |  |  | 0.095038 | -0.071191 | -0.010873 | -0.12172 | 0.10733
| Sludge temperature [fraction] |  |  |  | -0.17193 | 0.1511 | -0.17167 | 0.23352 | -0.18067
NEWgenerator ion exchange-B5 | NEWgenerator ion exchange ion eq2 tank [USD] |  |  |  | 0.10542 | -0.085173 | -0.02015 | -0.027543 | -0.011137
| NEWgenerator ion exchange ion eq2 pump [USD] |  |  |  | -0.037384 | 0.092973 | -0.023114 | 0.065083 | -0.0046205
| NEWgenerator ion exchange ion eq2 powered valve [USD] |  |  |  | 0.089061 | 0.08066 | -0.051557 | 0.12155 | -0.044632
| NEWgenerator ion exchange ion eq2 fittings [USD] |  |  |  | 0.0086769 | 0.13911 | 0.013897 | 0.12246 | 0.059874
| NEWgenerator ion exchange ion zeolite tanks [USD] |  |  |  | 0.10505 | -0.23641 | 0.011629 | -0.15807 | 0.029163
| NEWgenerator ion exchange ion filtration media [USD] |  |  |  | 0.11537 | -0.036184 | 0.0029403 | -0.028527 | 0.062154
| NEWgenerator ion exchange ion gac [USD] |  |  |  | 0.25531 | 0.010189 | 0.14074 | -0.0427 | 0.21707
| NEWgenerator ion exchange ion zeolite [USD] |  |  |  | -0.03856 | 0.019466 | -0.17416 | 0.0077288 | -0.11492
| NEWgenerator ion exchange ion zeolite fittings [USD] |  |  |  | 0.021434 | 0.12402 | 0.011269 | 0.11576 | 0.028335
| NEWgenerator ion exchange ion eq3 tank [USD] |  |  |  | -0.055326 | -0.036484 | -0.060282 | -0.038752 | -0.031047
| NEWgenerator ion exchange ion eq3 pump [USD] |  |  |  | 0.052673 | 0.010333 | 0.12004 | -0.014965 | 0.054353
| NEWgenerator ion exchange ion eq3 filter [USD] |  |  |  | -0.0054605 | -0.24514 | -0.053213 | -0.18148 | -0.089289
| NEWgenerator ion exchange ion eq3 fittings [USD] |  |  |  | -0.10033 | 0.066475 | -0.094593 | 0.069379 | -0.16236
| NEWgenerator ion exchange ion COD removal [nan] |  |  |  | 0.25179 | -0.058866 | 0.17326 | -0.065359 | 0.24772
| NEWgenerator ion exchange ion TN removal [nan] |  |  |  | 0.14218 | 0.023942 | -0.184 | 0.021182 | 0.072991
| NEWgenerator ion exchange ion TP removal [nan] |  |  |  | 0.079748 | 0.11489 | 0.021662 | 0.099358 | 0.03568
| NEWgenerator ion exchange ion labor maintenance zeolite regeneration [hr/y] |  |  |  | 0.11356 | 0.1435 | -0.027255 | 0.10698 | 0.029019
| NEWgenerator ion exchange ion labor maintenance GAC replacement [hr/y] |  |  |  | -0.13326 | -0.020666 | -0.12524 | -0.020198 | -0.13485
| NEWgenerator ion exchange ion labor replacement zeolite [hr/y] |  |  |  | -0.14267 | 0.19899 | -0.038248 | 0.14665 | -0.085485
| NEWgenerator ion exchange ion labor replacement misc repairs [hr/y] |  |  |  | 0.068347 | 0.056094 | 0.10889 | 0.039424 | 0.09679
| NEWgenerator ion exchange ion labor replacement other pump [hrs/yr] |  |  |  | 0.06483 | 0.031635 | -0.040804 | 0.017054 | -0.025323
| NEWgenerator ion exchange ion backwash pump energy percycle [kWh] |  |  |  | 0.043288 | -0.037264 | -0.031395 | 0.029379 | 0.010201
| NEWgenerator ion exchange ion batch cycle perday [# batches day-1] |  |  |  | 0.053093 | 0.12238 | 0.084524 | 0.098758 | 0.089889
| NEWgenerator ion exchange ion gac unit cost [USD/kg] |  |  |  | 0.0087849 | 0.13411 | 0.055578 | 0.13995 | 0.026043
| NEWgenerator ion exchange ion zeolite unit cost [USD/kg] |  |  |  | -0.0024602 | 0.057642 | 0.096802 | 0.024194 | 0.021746
| NEWgenerator ion exchange ion na cl unit cost [USD/kg] |  |  |  | 0.065035 | 0.089373 | -0.0046325 | 0.091473 | 0.035944
| NEWgenerator ion exchange ion na OH unit cost [USD/kg] |  |  |  | -0.019874 | -0.032415 | -0.033003 | 0.035428 | -0.065767
| NEWgenerator ion exchange ion regen freq per yr [events/yr] |  |  |  | -0.1169 | 0.042316 | 0.16125 | 0.079688 | 0.0355
| NEWgenerator ion exchange ion regen efficiency [nan] |  |  |  | -0.1562 | -0.015782 | -0.087213 | 0.026475 | -0.10829
| NEWgenerator ion exchange ion polycarbonate weight [kg] |  |  |  | -0.10862 | 0.052277 | -0.10133 | 0.043216 | -0.0845
| NEWgenerator ion exchange ion steel weight [kg] |  |  |  | -0.15327 | -0.14437 | -0.033711 | -0.12752 | -0.087837
| NEWgenerator ion exchange ion PE weight [kg] |  |  |  | -0.049397 | -0.020654 | -0.08168 | 0.021278 | -0.03652
| NEWgenerator ion exchange ion PVC weight [kg] |  |  |  | -0.071491 | 0.04204 | -0.054593 | 0.030135 | -0.076004
| NEWgenerator ion exchange ion plastic weight [kg] |  |  |  | -0.064218 | -0.11192 | -0.029667 | -0.12443 | -0.073027
| NEWgenerator ion exchange ion piping PVC weight [kg] |  |  |  | -0.009613 | 0.14213 | -0.095074 | 0.14046 | -0.015734
| NEWgenerator ion exchange wages [USD/cap/h] |  |  |  | 0.032643 | 0.0016802 | 0.072427 | -0.031839 | 0.1239
| NEWgenerator ion exchange ion piping [USD] |  |  |  | -0.021266 | -0.047081 | -0.016142 | -0.018938 | -0.046349
| NEWgenerator ion exchange ion replacement scenario drums [USD] |  |  |  | 0.12164 | 0.034203 | 0.076832 | 0.014545 | 0.058902
| NEWgenerator ion exchange ion largerncs scenario zeolite tanks [USD] |  |  |  | -0.066775 | 0.06201 | -0.00028803 | 0.069091 | -0.029463
| NEWgenerator ion exchange ion largerncs scenario zeolite [USD] |  |  |  | -0.017978 | -0.0026283 | -0.0070327 | 0.010465 | -0.042964
| NEWgenerator ion exchange ion zeolite fittings largerncs [USD] |  |  |  | 0.057462 | -0.05601 | -0.0845 | -0.030759 | -0.050225
NEWgenerator chlorination-B6 | NEWgenerator chlorination chlorination recycle pump [USD] |  |  |  | 0.042244 | 0.17398 | 0.031251 | 0.17583 | 0.040468
| NEWgenerator chlorination chlorination electochlorinator [USD] |  |  |  | 0.038716 | -0.13847 | 0.050453 | -0.11587 | -0.065671
| NEWgenerator chlorination chlorination powered valve [USD] |  |  |  | -0.076724 | 0.048845 | -0.16044 | 0.098614 | -0.138
| NEWgenerator chlorination chlorination fittings [USD] |  |  |  | 0.020246 | -0.029487 | -0.10506 | -0.040384 | -0.089517
| NEWgenerator chlorination chlorination tanks [USD] |  |  |  | -0.057282 | 0.13863 | -0.1173 | 0.12469 | -0.086721
| NEWgenerator chlorination chlorination COD removal [%] |  |  |  | -0.13593 | -0.079628 | -0.062262 | -0.024566 | -0.080672
| NEWgenerator chlorination chlorination TN removal [%] |  |  |  | -0.02471 | -0.009961 | -0.030483 | -0.0022802 | -0.024698
| NEWgenerator chlorination chlorination TP removal [%] |  |  |  | 0.12966 | -0.13258 | 0.15442 | -0.18553 | 0.12383
| NEWgenerator chlorination chlorination chlorinator energy percycle [kWh] |  |  |  | 0.0063486 | 0.1982 | 0.0385 | 0.19057 | -0.032727
| NEWgenerator chlorination chlorination pump energy percycle [kWh] |  |  |  | -0.009901 | -0.052865 | 0.038632 | 0.0086169 | 0.028827
| NEWgenerator chlorination chlorination ventilation energy percycle [kWh] |  |  |  | -0.025251 | -0.034935 | 0.033387 | -0.027519 | -0.013441
| NEWgenerator chlorination chlorination valve energy percycle [kWh] |  |  |  | -0.054701 | -0.17591 | -0.031695 | -0.16642 | -0.0094449
| NEWgenerator chlorination chlorination product water pump energy percycle [kWh] |  |  |  | -0.0055686 | 0.064458 | 0.097078 | 0.053429 | -0.028035
| NEWgenerator chlorination chlorination batch cycle per day [# batches day-1] |  |  |  | -0.042088 | -0.050645 | -0.14337 | -0.040216 | -0.076436
| NEWgenerator chlorination chlorination labor maintenance chlorinator recharging [hr/y] |  |  |  | 0.06081 | -0.20085 | -0.0028683 | -0.14878 | 0.0054485
| NEWgenerator chlorination chlorination labor replacement chlorinator replacement [hr/y] |  |  |  | -0.46424 | 0.02381 | -0.21732 | 0.10266 | -0.34662
| NEWgenerator chlorination chlorination labor replacement other pump [hr/y] |  |  |  | 0.0026643 | 0.0093849 | -0.07988 | 0.069871 | -0.017234
| NEWgenerator chlorination chlorination labor replacement misc repairs [hr/y] |  |  |  | -0.074839 | 0.02003 | 0.053309 | 0.073171 | -0.046901
| NEWgenerator chlorination chlorination na cl dosage [mg/L] |  |  |  | -0.14909 | -0.063534 | -0.17558 | -0.024662 | -0.18584
| NEWgenerator chlorination chlorination throughput flow [L/d] |  |  |  | -0.090405 | 0.15692 | -0.086145 | 0.17771 | -0.042316
| NEWgenerator chlorination chlorination PE weight [kg] |  |  |  | -0.02453 | 0.060714 | -0.079628 | 0.091401 | -0.02117
| NEWgenerator chlorination chlorination PVC weight [kg] |  |  |  | -0.093081 | -0.12976 | 0.072115 | -0.12628 | 0.017282
| NEWgenerator chlorination chlorination electronics active weight [kg] |  |  |  | 0.15581 | -0.098794 | 0.18175 | -0.1778 | 0.18316
| NEWgenerator chlorination chlorination piping [USD] |  |  |  | -0.068299 | -0.11753 | -0.020054 | -0.12466 | -0.055422
| NEWgenerator chlorination chlorination piping PVC weight [kg] |  |  |  | 0.077204 | 0.043696 | 0.074527 | -0.0015242 | 0.10621
| NEWgenerator chlorination wages [USD/cap/h] |  |  |  | -0.21654 | 0.10244 | -0.089805 | 0.10467 | -0.11222
NEWgenerator controls-B8 | NEWgenerator controls control box enclosure panel [USD] |  |  |  | 0.10585 | 0.0035164 | 0.17024 | -0.055002 | 0.11906
| NEWgenerator controls control box arduino microcontroller [USD] |  |  |  | -0.009637 | 0.009661 | 0.037864 | 0.024206 | 0.06057
| NEWgenerator controls control box microcontroller din rails [USD] |  |  |  | -0.08222 | 0.10879 | -0.11737 | 0.14567 | -0.13709
| NEWgenerator controls control box wifi [USD] |  |  |  | -0.062514 | 0.11947 | 0.062658 | 0.11264 | 0.011161
| NEWgenerator controls control box solid state relays [USD] |  |  |  | 0.077324 | -0.049241 | 0.025335 | -0.031623 | 0.069511
| NEWgenerator controls control box other relays [USD] |  |  |  | -0.12734 | -0.070243 | 0.067987 | -0.02045 | -0.067639
| NEWgenerator controls control box conductors [USD] |  |  |  | 0.0078008 | 0.15507 | -0.12476 | 0.19429 | -0.018386
| NEWgenerator controls control box din rails [USD] |  |  |  | 0.077624 | -0.14957 | -0.0028923 | -0.13168 | 0.021494
| NEWgenerator controls control sensors enclosure panel [USD] |  |  |  | -0.0071527 | -0.080756 | -0.17722 | -0.057606 | -0.050573
| NEWgenerator controls control sensors signal conditioners [USD] |  |  |  | -0.00030003 | -0.17143 | 0.078452 | -0.20644 | 0.067675
| NEWgenerator controls control sensors din rails [USD] |  |  |  | -0.0077408 | 0.18157 | -0.041776 | 0.13269 | -0.0056766
| NEWgenerator controls control sensors voltage converter [USD] |  |  |  | 0.10449 | 0.046925 | 0.04162 | 0.07646 | 0.098362
| NEWgenerator controls control orp enclosure panel [USD] |  |  |  | 0.1172 | 0.0019322 | 0.2829 | -0.0436 | 0.20185
| NEWgenerator controls control orp voltage converter [USD] |  |  |  | 0.047777 | 0.13797 | 0.014101 | 0.13745 | 0.033183
| NEWgenerator controls control orp controller [USD] |  |  |  | -0.094113 | -0.086889 | -0.18464 | -0.023378 | -0.14932
| NEWgenerator controls control orp probe [USD] |  |  |  | -0.097234 | -0.069175 | 0.082952 | -0.11712 | 0.025047
| NEWgenerator controls control orp cables [USD] |  |  |  | -0.13323 | -0.20011 | -0.050273 | -0.17729 | -0.16521
| NEWgenerator controls control pump enclosure panel [USD] |  |  |  | 0.084644 | 0.0025323 | 0.085977 | 0.0045605 | 0.047969
| NEWgenerator controls control pump voltage converter [USD] |  |  |  | -0.21618 | -0.12803 | -0.10548 | -0.04156 | -0.22333
| NEWgenerator controls control pump voltage rectifier [USD] |  |  |  | -0.033591 | 0.10977 | -0.088593 | 0.089961 | -0.068059
| NEWgenerator controls control pump box relay [USD] |  |  |  | -0.03826 | -0.019286 | -0.048857 | -0.027783 | -0.051329
| NEWgenerator controls control sensors level sensor [USD] |  |  |  | -0.099406 | 0.05559 | 0.094845 | 0.051449 | -0.051833
| NEWgenerator controls control sensors level switch [USD] |  |  |  | 0.031827 | 0.015662 | 0.10603 | -0.085005 | 0.10571
| NEWgenerator controls control sensors flow switches [USD] |  |  |  | -0.058182 | 0.088533 | -0.050381 | 0.12904 | -0.054137
| NEWgenerator controls control sensors proximity sensor [USD] |  |  |  | -0.15531 | -0.17135 | -0.14266 | -0.10049 | -0.2127
| NEWgenerator controls control stranded cables [USD] |  |  |  | 0.011065 | 0.075536 | 0.035068 | 0.085089 | 0.044344
| NEWgenerator controls control sensor cables [USD] |  |  |  | -0.034251 | 0.0038044 | 0.0087489 | -0.024014 | -0.05511
| NEWgenerator controls control cable glands [USD] |  |  |  | 0.10295 | -0.070747 | -0.014197 | -0.07634 | 0.087069
| NEWgenerator controls control gauge ferrules [USD] |  |  |  | 0.032595 | 0.042112 | -0.083276 | 0.068467 | -0.037336
| NEWgenerator controls control zip ties [USD] |  |  |  | -0.085785 | -0.28494 | -0.0011521 | -0.2241 | -0.041968
| NEWgenerator controls control terminal block jumper [USD] |  |  |  | 0.064374 | -0.071215 | -0.021434 | -0.086841 | 0.034431
| NEWgenerator controls control system energy percycle [kW] |  |  |  | 0.0028443 | -0.132 | 0.13047 | -0.21749 | 0.060666
| NEWgenerator controls control system ORP energy percycle [kW] |  |  |  | -0.1226 | 0.11113 | -0.1156 | 0.15988 | -0.18992
| NEWgenerator controls control background runtime energy perday [kWh] |  |  |  | -0.039052 | 0.064086 | -0.10784 | 0.086565 | -0.12126
| NEWgenerator controls control batch cycle perday [# batches day-1] |  |  |  | 0.20978 | -0.17116 | 0.086505 | -0.24034 | 0.15972
| NEWgenerator controls control labor replacement misc repairs [hr/y] |  |  |  | 0.059922 | -0.10973 | 0.1392 | -0.12532 | 0.15036
| NEWgenerator controls control polycarbonate weight [kg] |  |  |  | -0.22088 | -0.0082328 | -0.17284 | 0.044776 | -0.2962
| NEWgenerator controls control aluminum weight [kg] |  |  |  | 0.010801 | 0.067567 | 0.039112 | 0.029031 | 0.018974
| NEWgenerator controls control cable length [m] |  |  |  | 0.065203 | 0.049553 | 0.053213 | 0.067111 | 0.1001
| NEWgenerator controls control electronics passive weight [kg] |  |  |  | 0.060546 | -0.1282 | 0.17193 | -0.16691 | 0.13099
| NEWgenerator controls control electronics active weight [kg] |  |  |  | 0.015746 | 0.025359 | 0.083432 | 0.039976 | 0.078212
| NEWgenerator controls control control units weight [kg] |  |  |  | 0.13947 | -0.045821 | -0.081236 | -0.052709 | 0.0042364
| NEWgenerator controls wages [USD/cap/h] |  |  |  | -0.13483 | -0.18607 | -0.067363 | -0.080384 | -0.13899
NEWgenerator housing-B9 | NEWgenerator housing housing framework [USD] |  |  |  | 0.15585 | -0.026607 | -0.052529 | -0.030555 | 0.04018
| NEWgenerator housing housing framework shipping [USD] |  |  |  | 0.054389 | 0.092217 | -0.012901 | 0.073771 | 0.070075
| NEWgenerator housing housing fittings [USD] |  |  |  | 0.023222 | -0.1297 | -0.11428 | -0.10221 | -0.010081
| NEWgenerator housing housing steel weight [kg] |  |  |  | 0.0069607 | 0.14566 | 0.16143 | 0.12797 | 0.11124
| NEWgenerator housing housing zinc coated steel weight [kg] |  |  |  | -0.078164 | 0.06249 | -0.091257 | 0.1032 | -0.1108
| NEWgenerator housing housing zinc coat [m2] |  |  |  | -0.023258 | 0.11951 | -0.10209 | 0.11826 | -0.082712
| NEWgenerator housing housing aluminum weight [kg] |  |  |  | 0.015146 | 0.12212 | 0.0062166 | 0.073435 | -0.009757
| NEWgenerator housing housing PE weight [kg] |  |  |  | -0.17183 | -0.019418 | -0.14497 | 0.026547 | -0.14989
| NEWgenerator housing housing largerncs framework [USD] |  |  |  | 0.054965 | 0.096814 | 0.079484 | 0.10548 | 0.085617
| NEWgenerator housing cheaper housing framework [USD] |  |  |  | -0.056046 | -0.0038644 | 0.0060126 | 0.0084608 | -0.051917
NEWgenerator pretreatment-B10 | NEWgenerator pretreatment pretreatment eq tank [USD] |  |  |  | -0.15749 | 0.073999 | 0.034983 | 0.087429 | -0.13344
| NEWgenerator pretreatment pretreatment tank PE weight [kg] |  |  |  | -0.11407 | -0.0012361 | 0.050201 | -0.041176 | -0.022034
| NEWgenerator pretreatment pretreatment piping [USD] |  |  |  | 0.012349 | 0.043816 | -0.1035 | 0.02033 | 0.0014401
| NEWgenerator pretreatment pretreatment piping PVC weight [kg] |  |  |  | 0.034263 | -0.02279 | -0.15212 | 0.042316 | -0.074287
| NEWgenerator pretreatment pretreatment feed pump [USD] |  |  |  | -0.00091209 | -0.01637 | 0.0074287 | -0.034287 | -0.016514
| NEWgenerator pretreatment pretreatment feed pump energy percycle [kWh] |  |  |  | -0.016286 | 0.09649 | -0.10273 | 0.13299 | -0.060678
| NEWgenerator pretreatment pretreatment batch cycle perday [# batches day-1] |  |  |  | 0.11104 | -0.033195 | 0.061458 | -0.089817 | 0.092253
| NEWgenerator pretreatment pretreatment labor replacement other pump [hrs/yr] |  |  |  | -0.075272 | 0.21751 | -0.028587 | 0.19627 | -0.027387
| NEWgenerator pretreatment pretreatment labor screen pit cleaning [hrs/yr] |  |  |  | -0.28961 | 0.01997 | -0.19424 | 0.036652 | -0.22344
| NEWgenerator pretreatment pretreatment barscreen cost [USD] |  |  |  | 0.011653 | -0.11104 | 0.022226 | -0.1076 | 0.019574
| NEWgenerator pretreatment pretreatment barscreen weight [kg] |  |  |  | -0.22551 | -0.045749 | -0.11629 | -0.019598 | -0.11312
| NEWgenerator pretreatment pretreatment barscreen [USD] |  |  |  | 0.049205 | 0.093333 | 0.058146 | 0.088185 | 0.031935
| NEWgenerator pretreatment wages [USD/cap/h] |  |  |  | -0.09667 | -0.0042364 | -0.10814 | 0.08462 | -0.16253
NEWgenerator foundation-B11 | NEWgenerator foundation foundation concrete unit cost [USD m-3] |  |  |  | -0.072487 | 0.062862 | -0.052133 | 0.088989 | -0.026499
| NEWgenerator foundation foundation concrete thickness [m] |  |  |  | -0.04102 | -0.039268 | -0.055626 | 0.010801 | -0.033615
MURT-B2 | Max ch4 emission [g CH4/g COD] |  |  |  | -0.11447 | -0.028095 | -0.034275 | -0.0024362 | -0.062346
| Full degradation time [yr] |  |  |  | 0.16589 | -0.20714 | 0.054353 | -0.22956 | 0.11344
| Log degradation [-] |  |  |  | 0.041692 | 0.15131 | 0.14827 | 0.10765 | 0.090681
TEA | Price factor [-] |  |  |  | -0.028599 | -0.0017042 | 0.0061926 | 0.0045485 | 0.015662
| Zeolite price [USD/kg] |  |  |  | 0.045545 | -0.099826 | -0.0062886 | -0.080804 | 0.060102
| GAC price [USD/kg] |  |  |  | 0.16752 | -0.10033 | 0.0083048 | -0.096034 | 0.065299
| Na OH price [USD/kg] |  |  |  | 0.12548 | 0.033495 | 0.067171 | -0.0022802 | 0.042172
LCA | CH4 CF [kg CO2-eq/kg CH4] |  |  |  | -0.092157 | 0.2814 | 0.0045125 | 0.13469 | -0.06459
| CH4 ecosystems CF [points/kg CH4] |  |  |  | 0.20191 | -0.063726 | 0.085353 | -0.1134 | 0.17903
| CH4 health CF [points/kg CH4] |  |  |  | -0.25162 | 0.051521 | -0.18989 | 0.20421 | -0.24664
| N2O CF [kg CO2-eq/kg N2O] |  |  |  | -0.01553 | 0.059538 | -0.097942 | -0.013429 | -0.022778
| N2O ecosystems CF [points/kg N2O] |  |  |  | -0.15977 | 0.042856 | -0.020846 | 0.058554 | -0.084152
| N2O health CF [points/kg N2O] |  |  |  | -0.060234 | 0.20857 | -0.0009601 | 0.19718 | -0.052313
| N fertilizer CF [kg CO2-eq/kg N] |  |  |  | -0.059178 | -0.12883 | -0.14488 | -0.093909 | -0.11741
| N fertilizer ecosystems CF [points/kg N] |  |  |  | -0.090237 | 0.043576 | -0.064782 | 0.090657 | -0.085209
| N fertilizer health CF [points/kg N] |  |  |  | -0.077804 | 0.08264 | -0.085317 | 0.047981 | -0.046001
| N fertilizer resources CF [points/kg N] |  |  |  | 0.015878 | -0.025323 | 0.10331 | 0.011941 | 0.072415
| P fertilizer CF [kg CO2-eq/kg P] |  |  |  | -0.037228 | -0.10992 | -0.030027 | -0.11618 | -0.035452
| P fertilizer ecosystems CF [points/kg P] |  |  |  | 0.057966 | -0.060882 | 0.097126 | -0.10127 | 0.08306
| P fertilizer health CF [points/kg P] |  |  |  | 0.02135 | -0.066619 | 0.18003 | -0.09607 | 0.13228
| P fertilizer resources CF [points/kg P] |  |  |  | 0.21123 | -0.0077528 | 0.14039 | -0.013333 | 0.11713
| K fertilizer CF [kg CO2-eq/kg K] |  |  |  | 0.01859 | 0.11075 | -0.092301 | 0.078104 | -0.03862
| K fertilizer ecosystems CF [points/kg K] |  |  |  | 0.088425 | -0.041644 | 0.092349 | -0.024758 | 0.054113
| K fertilizer health CF [points/kg K] |  |  |  | 0.023438 | -0.010429 | 0.11155 | -0.02393 | 0.049505
| K fertilizer resources CF [points/kg K] |  |  |  | -0.01589 | 0.043228 | -0.033951 | 0.0074167 | -0.0094449
| Conc nh3 CF [kg CO2-eq/kg] |  |  |  | 0.099406 | -0.12262 | 0.10267 | -0.062442 | 0.071155
| Conc nh3 ecosystems CF [points/kg] |  |  |  | -0.13936 | 0.17035 | -0.10559 | 0.18946 | -0.11748
| Conc nh3 health CF [points/kg] |  |  |  | -0.14999 | 1.2001e-05 | -0.083228 | 0.01523 | -0.087981
| Conc nh3 resources CF [points/kg] |  |  |  | 0.0012481 | -0.1637 | 0.10944 | -0.14009 | -0.049145
| GAC CF [kg CO2-eq/kg] |  |  |  | -0.088101 | 0.0053405 | -0.017666 | -0.078764 | -0.065899
| GAC ecosystems CF [points/kg] |  |  |  | -0.016658 | -0.038092 | -0.055086 | 0.019622 | -0.078344
| GAC health CF [points/kg] |  |  |  | 0.044488 | -0.057558 | 0.030339 | -0.012709 | 0.083312
| GAC resources CF [points/kg] |  |  |  | 0.058638 | 0.031035 | 0.088149 | 0.011113 | 0.081224
| Zeolite CF [kg CO2-eq/kg] |  |  |  | 0.0012961 | 0.1735 | -0.039436 | 0.12133 | 0.028155
| Zeolite ecosystems CF [points/kg] |  |  |  | 0.073903 | 0.0016442 | 0.083228 | 0.01661 | 0.037
| Zeolite health CF [points/kg] |  |  |  | -0.11609 | 0.0056406 | -0.2057 | 0.027651 | -0.15006
| Zeolite resources CF [points/kg] |  |  |  | -0.028395 | 0.06069 | -0.0047165 | 0.068803 | -0.018602
| Na cl CF [kg CO2-eq/kg] |  |  |  | -0.060054 | 0.0064926 | 0.041464 | -0.020054 | -0.00038404
| Na cl ecosystems CF [points/kg] |  |  |  | -0.12661 | 0.10609 | -0.066043 | 0.085629 | -0.089217
| Na cl health CF [points/kg] |  |  |  | 0.014977 | -0.045785 | 0.012697 | 0.0060846 | -0.049913
| Na cl resources CF [points/kg] |  |  |  | 0.043732 | -0.026223 | -0.020858 | 0.0092529 | 0.0069487
| Na OH CF [kg CO2-eq/kg] |  |  |  | 0.050741 | 0.10259 | 0.069259 | 0.11778 | -0.036508
| Na OH ecosystems CF [points/kg] |  |  |  | -0.034023 | -0.14178 | 0.0071287 | -0.10307 | -0.028659
| Na OH health CF [points/kg] |  |  |  | 0.17078 | -0.18501 | 0.089697 | -0.18934 | 0.15917
| Na OH resources CF [points/kg] |  |  |  | 0.16773 | -0.10856 | 0.088317 | -0.12083 | 0.13956
| LPG CF [kg CO2-eq/kg] |  |  |  | 0.18904 | 0.19016 | 0.17035 | 0.081944 | 0.19279
| LPG ecosystems CF [points/kg] |  |  |  | 0.03886 | -0.087297 | -0.010597 | -0.064194 | -0.0016562
| LPG health CF [points/kg] |  |  |  | -0.13176 | -0.18749 | -0.11682 | -0.18565 | -0.1371
| LPG resources CF [points/kg] |  |  |  | -0.0361 | -0.041428 | -0.026235 | -0.010129 | 0.017342
| Excavation-Global warming [kg CO2-eq/m3] |  |  |  | -0.018746 | 0.12619 | -0.13225 | 0.10875 | -0.065071
| Brick-Global warming [kg CO2-eq/kg] |  |  |  | 0.031443 | -0.010405 | -0.12677 | 0.041248 | -0.04114
| Cement-Global warming [kg CO2-eq/kg] |  |  |  | -0.046337 | -0.042976 | 0.041044 | -0.041488 | 0.023198
| Concrete-Global warming [kg CO2-eq/m3] |  |  |  | -0.054557 | 0.14965 | -0.078572 | 0.15068 | -0.061602
| Gravel-Global warming [kg CO2-eq/kg] |  |  |  | 0.12426 | -0.02201 | 0.099454 | -0.073711 | 0.13944
| Plastic-Global warming [kg CO2-eq/kg] |  |  |  | 0.017186 | -0.099682 | 0.13299 | -0.10213 | 0.097438
| Sand-Global warming [kg CO2-eq/kg] |  |  |  | 0.07964 | 0.054581 | 0.08498 | 0.043348 | 0.10811
| Stainless steel-global warming [kg CO2-eq/kg] |  |  |  | -0.12798 | 0.12169 | -0.082628 | 0.17891 | -0.1401
| Stainless steel sheet-global warming [kg CO2-eq/kg] |  |  |  | 0.044296 | -0.0019442 | 0.081308 | -0.072475 | 0.068131
| Steel-Global warming [kg CO2-eq/kg] |  |  |  | -0.085809 | -0.048125 | -0.071851 | -0.078188 | -0.029931
| Wood-Global warming [kg CO2-eq/m3] |  |  |  | 0.077036 | 0.14679 | 0.11737 | 0.10935 | 0.16397
| Trucking-Global warming [kg CO2-eq/tonne*km] |  |  |  | 0.052169 | 0.076868 | 0.13753 | 0.063174 | 0.11869
| Electric motor-global warming [kg CO2-eq/ea] |  |  |  | -0.24168 | -0.018098 | -0.066955 | 0.0084968 | -0.086037
| Electronics-Global warming [kg CO2-eq/kg] |  |  |  | 0.086301 | 0.0045965 | 0.046541 | -0.0074647 | 0.13285
| Catalytic converter-global warming [kg CO2-eq/ea] |  |  |  | -0.0090009 | 0.093453 | 0.0062526 | 0.090873 | -0.042724
| Oil heat exchanger-global warming [kg CO2-eq/ea] |  |  |  | 0.15162 | -0.085821 | 0.095434 | -0.12205 | 0.10403
| Pump-Global warming [kg CO2-eq/ea] |  |  |  | -0.070291 | -0.080216 | 0.061002 | -0.051113 | -0.030003
| Hydronic heat exchanger-global warming [kg CO2-eq/ea] |  |  |  | 0.15256 | 0.075512 | 0.06291 | 0.049865 | 0.092457
| Electric connectors-global warming [kg CO2-eq/kg] |  |  |  | -0.11742 | 0.19236 | -0.07874 | 0.22251 | -0.069367
| Electric cables-global warming [kg CO2-eq/m] |  |  |  | 0.21299 | 0.095362 | 0.35856 | 0.010153 | 0.31623
| PVC-Global warming [kg CO2-eq/kg] |  |  |  | -0.071743 | -0.038908 | 0.050501 | -0.028731 | -0.057774
| PE-Global warming [kg CO2-eq/kg] |  |  |  | -0.046445 | -0.10845 | 0.0033963 | -0.12845 | 0.0019802
| Polymer-Global warming [kg CO2-eq/kg] |  |  |  | -0.22971 | -0.047081 | -0.26823 | 0.0033843 | -0.25735
| Cationic resin-global warming [kg CO2-eq/kg] |  |  |  | -0.027339 | -0.035104 | 0.0024962 | -0.014257 | 0.02453
| Ceramic-Global warming [kg CO2-eq/kg] |  |  |  | -0.074875 | 0.1248 | -0.03502 | 0.15488 | -0.012889
| Fan-Global warming [kg CO2-eq/kg] |  |  |  | 0.011653 | -0.0032763 | 0.10927 | -0.061638 | 0.064662
| Aluminum-Global warming [kg CO2-eq/kg] |  |  |  | -0.16296 | -0.10583 | -0.22309 | -0.010585 | -0.20126
| LPG-Global warming [kg CO2-eq/kg] |  |  |  | -0.22472 | -0.073411 | -0.29032 | 0.0030003 | -0.26721
| Zinc coat-global warming [kg CO2-eq/m2] |  |  |  | 0.12665 | -0.047117 | 0.11717 | -0.078704 | 0.078752
| Polyacrylamide-Global warming [kg CO2-eq/kg] |  |  |  | 0.047825 | -0.1684 | -0.1136 | -0.19016 | -0.025743
| Photovoltaic panel-global warming [kg CO2-eq/m2] |  |  |  | -0.20614 | 0.03664 | -0.14592 | 0.14391 | -0.21843
| GACProduction-Global warming [kg CO2-eq/kg] |  |  |  | 0.038656 | 0.026715 | 0.077468 | 0.048509 | 0.073591
| GACRegeneration-Global warming [kg CO2-eq/kg] |  |  |  | 0.10147 | -0.0053525 | 0.039304 | -0.021602 | 0.10149
| Switches-Global warming [kg CO2-eq/kg] |  |  |  | -0.083216 | -0.16946 | -0.057102 | -0.11501 | -0.046937
| Control units-global warming [kg CO2-eq/kg] |  |  |  | -0.088809 | -0.15137 | -0.18214 | -0.061374 | -0.16222
| Electronics active-global warming [kg CO2-eq/kg] |  |  |  | -0.17773 | 0.029295 | -0.17637 | 0.08108 | -0.21654
| Electronics passive-global warming [kg CO2-eq/kg] |  |  |  | 0.029763 | -0.049541 | -0.2311 | -0.049781 | -0.079892
| Transformers-Global warming [kg CO2-eq/kg] |  |  |  | -0.091977 | 0.086817 | -0.1613 | 0.16869 | -0.17299
| Fertilizer offset-global warming [kg CO2-eq/kg] |  |  |  | 0.023966 | 0.074131 | -0.12112 | 0.094737 | -0.03574
| Polycarbonate-Global warming [kg CO2-eq/kg] |  |  |  | -0.080012 | -0.064302 | 0.010045 | -0.071071 | -0.0086169
| Membrane-Global warming [kg CO2-eq/kg] |  |  |  | -0.15066 | 0.080948 | -0.078428 | 0.079796 | -0.10861
| Na cl-global warming [kg CO2-eq/kg] |  |  |  | -0.05559 | 0.042772 | -0.016022 | 0.0072487 | -0.059334
| Na oh-global warming [kg CO2-eq/kg] |  |  |  | 0.030555 | 0.052853 | 0.031419 | 0.024422 | 0.020894
| Zeolite-Global warming [kg CO2-eq/kg] |  |  |  | 0.012001 | -0.02381 | 0.036544 | -0.013213 | 0.046397
| Battery-Global warming [kg CO2-eq/kg] |  |  |  | 0.092517 | 0.070519 | 0.10679 | 0.047669 | 0.15314
| Lithium battery-global warming [kg CO2-eq/kg] |  |  |  | 0.083888 | -0.18301 | 0.10265 | -0.1285 | 0.09517
| Excavation-H ecosystems [kg CO2-eq/m3] |  |  |  | -0.19503 | 0.035812 | -0.11874 | 0.092781 | -0.17999
| Brick-H ecosystems [kg CO2-eq/kg] |  |  |  | 0.13103 | 0.024182 | 0.00032403 | 0.046217 | 0.038188
| Cement-H ecosystems [kg CO2-eq/kg] |  |  |  | -0.0060726 | -0.1022 | -0.0077048 | -0.10239 | -0.009961
| Concrete-H ecosystems [kg CO2-eq/m3] |  |  |  | 0.077144 | 0.046997 | 0.13239 | 0.019454 | 0.10063
| Gravel-H ecosystems [kg CO2-eq/kg] |  |  |  | 0.070027 | -0.1106 | 0.10776 | -0.1265 | 0.087525
| Plastic-H ecosystems [kg CO2-eq/kg] |  |  |  | 0.10183 | -0.1974 | 0.015518 | -0.13985 | 0.036424
| Sand-H ecosystems [kg CO2-eq/kg] |  |  |  | -0.013849 | 0.01931 | 0.085917 | 0.022202 | 0.010909
| Stainless steel-h ecosystems [kg CO2-eq/kg] |  |  |  | 0.094857 | 0.080012 | 0.084512 | 0.016358 | 0.11614
| Stainless steel sheet-h ecosystems [kg CO2-eq/kg] |  |  |  | -0.014209 | -0.12529 | 0.028407 | -0.13091 | 0.049817
| Steel-H ecosystems [kg CO2-eq/kg] |  |  |  | -0.018302 | 0.031335 | -0.050369 | 0.010813 | -0.033003
| Wood-H ecosystems [kg CO2-eq/m3] |  |  |  | 0.082208 | 7.2007e-05 | -0.098386 | 0.0036484 | -0.0027123
| Trucking-H ecosystems [kg CO2-eq/tonne*km] |  |  |  | 0.0049805 | 0.0058086 | 0.026943 | -0.0067687 | 0.045137
| Electric motor-h ecosystems [kg CO2-eq/ea] |  |  |  | 0.06135 | -0.16804 | -0.030219 | -0.14286 | 0.011305
| Electronics-H ecosystems [kg CO2-eq/kg] |  |  |  | -0.06339 | -0.10759 | -0.050765 | -0.10476 | -0.059862
| Catalytic converter-h ecosystems [kg CO2-eq/ea] |  |  |  | 0.16913 | 0.024266 | 0.11062 | -0.026259 | 0.15255
| Oil heat exchanger-h ecosystems [kg CO2-eq/ea] |  |  |  | 0.139 | -0.1163 | 0.1962 | -0.18041 | 0.24752
| Pump-H ecosystems [kg CO2-eq/ea] |  |  |  | 0.082808 | -0.085293 | -0.045629 | -0.083372 | -0.031215
| Hydronic heat exchanger-h ecosystems [kg CO2-eq/ea] |  |  |  | -0.076532 | -0.0782 | 0.069235 | -0.019298 | -0.032163
| Electric connectors-h ecosystems [kg CO2-eq/kg] |  |  |  | 0.091269 | 0.19329 | 0.16576 | 0.1132 | 0.14303
| Electric cables-h ecosystems [kg CO2-eq/m] |  |  |  | -0.034563 | -0.10182 | 0.010729 | -0.11183 | -0.0022442
| PVC-H ecosystems [kg CO2-eq/kg] |  |  |  | -0.013009 | 0.16659 | -0.063114 | 0.17617 | -0.0065527
| PE-H ecosystems [kg CO2-eq/kg] |  |  |  | 0.051581 | 0.046409 | -0.018938 | 0.093885 | -0.028947
| Polymer-H ecosystems [kg CO2-eq/kg] |  |  |  | -0.050957 | -0.042064 | -0.10987 | -0.021638 | -0.0066847
| Cationic resin-h ecosystems [kg CO2-eq/kg] |  |  |  | 0.033963 | 0.18517 | -0.086637 | 0.15855 | -0.010261
| Ceramic-H ecosystems [kg CO2-eq/kg] |  |  |  | 0.01901 | -0.08342 | 0.0448 | 0.0053885 | -0.010765
| Fan-H ecosystems [kg CO2-eq/kg] |  |  |  | 0.16436 | -0.1483 | 0.10632 | -0.21279 | 0.20352
| Aluminum-H ecosystems [kg CO2-eq/kg] |  |  |  | -0.099298 | -0.15824 | -0.20272 | -0.09991 | -0.18651
| LPG-H ecosystems [kg CO2-eq/kg] |  |  |  | -0.13005 | -0.072055 | -0.2709 | 0.013501 | -0.23584
| Zinc coat-h ecosystems [kg CO2-eq/m2] |  |  |  | 0.1695 | 0.0021242 | 0.086661 | -0.0439 | 0.12179
| Polyacrylamide-H ecosystems [kg CO2-eq/kg] |  |  |  | 0.13134 | 0.16883 | 0.2688 | 0.030999 | 0.22267
| Photovoltaic panel-h ecosystems [kg CO2-eq/m2] |  |  |  | 0.05763 | 0.089433 | 0.16265 | 0.068011 | 0.090849
| GACProduction-H ecosystems [kg CO2-eq/kg] |  |  |  | -0.074875 | -0.053561 | 0.048773 | -0.073015 | 0.0076808
| GACRegeneration-H ecosystems [kg CO2-eq/kg] |  |  |  | -0.02033 | 0.073975 | -0.017882 | 0.094749 | -0.0061926
| Switches-H ecosystems [kg CO2-eq/kg] |  |  |  | 0.13824 | 0.060138 | 0.13884 | -0.031779 | 0.12968
| Control units-h ecosystems [kg CO2-eq/kg] |  |  |  | -0.026283 | -0.0076208 | -0.11873 | -0.049553 | -0.090585
| Electronics active-h ecosystems [kg CO2-eq/kg] |  |  |  | 0.097774 | 0.13698 | 0.044176 | 0.12301 | 0.043312
| Electronics passive-h ecosystems [kg CO2-eq/kg] |  |  |  | -0.044632 | 0.10166 | 0.080252 | 0.064494 | 0.074239
| Transformers-H ecosystems [kg CO2-eq/kg] |  |  |  | 0.1386 | -0.10832 | 0.10256 | -0.12968 | 0.076268
| Fertilizer offset-h ecosystems [kg CO2-eq/kg] |  |  |  | -0.10419 | 0.053561 | 0.034011 | 0.019226 | 0.0015242
| Polycarbonate-H ecosystems [kg CO2-eq/kg] |  |  |  | 0.072895 | 0.084332 | -0.13403 | 0.080144 | -0.016874
| Membrane-H ecosystems [kg CO2-eq/kg] |  |  |  | 0.078944 | -0.0047885 | -0.0082088 | -0.024146 | 0.055818
| Na cl-h ecosystems [kg CO2-eq/kg] |  |  |  | -0.0018722 | -0.024002 | 0.046781 | -0.018998 | -0.018218
| Na oh-h ecosystems [kg CO2-eq/kg] |  |  |  | 0.045197 | 0.086073 | 0.097174 | 0.036028 | 0.051149
| Zeolite-H ecosystems [kg CO2-eq/kg] |  |  |  | 0.10861 | 0.0057966 | 0.070219 | -0.090897 | 0.095254
| Battery-H ecosystems [kg CO2-eq/kg] |  |  |  | 0.1025 | -0.21164 | 0.010957 | -0.22662 | 0.0076928
| Lithium battery-h ecosystems [kg CO2-eq/kg] |  |  |  | -0.018386 | -0.065683 | -0.015446 | -0.078536 | -0.0062526
| Excavation-H health [kg CO2-eq/m3] |  |  |  | -0.060486 | -0.067075 | 0.070627 | -0.11065 | 0.02165
| Brick-H health [kg CO2-eq/kg] |  |  |  | -0.089085 | 0.060258 | -0.1354 | 0.064302 | -0.11257
| Cement-H health [kg CO2-eq/kg] |  |  |  | 0.016418 | -0.023378 | -0.015902 | 0.016994 | 0.009565
| Concrete-H health [kg CO2-eq/m3] |  |  |  | 0.033015 | -0.021722 | -0.083564 | -0.017018 | -0.011653
| Gravel-H health [kg CO2-eq/kg] |  |  |  | 0.046313 | 0.034155 | 0.087489 | -0.04084 | 0.15834
| Plastic-H health [kg CO2-eq/kg] |  |  |  | -0.028731 | -0.18176 | -0.046409 | -0.16166 | -0.011329
| Sand-H health [kg CO2-eq/kg] |  |  |  | 0.14241 | -0.2039 | 0.07826 | -0.26962 | 0.10621
| Stainless steel-h health [kg CO2-eq/kg] |  |  |  | -0.2011 | -0.059346 | -0.11658 | -0.090345 | -0.15581
| Stainless steel sheet-h health [kg CO2-eq/kg] |  |  |  | -0.15456 | 0.076004 | -0.11465 | 0.092925 | -0.12397
| Steel-H health [kg CO2-eq/kg] |  |  |  | -0.10173 | -0.074059 | 0.020174 | -0.093609 | -0.016526
| Wood-H health [kg CO2-eq/m3] |  |  |  | -0.10104 | -0.18646 | -0.16424 | -0.14845 | -0.18159
| Trucking-H health [kg CO2-eq/tonne*km] |  |  |  | -0.085389 | 0.0070807 | -0.014173 | -0.021314 | -0.0054005
| Electric motor-h health [kg CO2-eq/ea] |  |  |  | 0.11909 | -0.16962 | 0.075044 | -0.17487 | 0.15698
| Electronics-H health [kg CO2-eq/kg] |  |  |  | 0.031659 | -0.13591 | -0.11269 | -0.10544 | -0.076256
| Catalytic converter-h health [kg CO2-eq/ea] |  |  |  | 0.068875 | -0.12137 | -0.014041 | -0.13807 | 0.045185
| Oil heat exchanger-h health [kg CO2-eq/ea] |  |  |  | -0.076556 | 0.076748 | -0.070603 | 0.061602 | -0.078944
| Pump-H health [kg CO2-eq/ea] |  |  |  | 0.15314 | 0.083528 | 0.15386 | -0.027951 | 0.18701
| Hydronic heat exchanger-h health [kg CO2-eq/ea] |  |  |  | 0.065203 | 0.21743 | 0.055722 | 0.16001 | 0.099586
| Electric connectors-h health [kg CO2-eq/kg] |  |  |  | 0.0061806 | 0.009949 | 0.041692 | -0.027339 | -0.0080768
| Electric cables-h health [kg CO2-eq/m] |  |  |  | 0.10789 | -0.049889 | 0.061626 | -0.11959 | 0.12239
| PVC-H health [kg CO2-eq/kg] |  |  |  | -0.090813 | 0.12377 | -0.15546 | 0.14592 | -0.11173
| PE-H health [kg CO2-eq/kg] |  |  |  | -0.072163 | 0.0051245 | -0.14163 | 0.027483 | -0.14963
| Polymer-H health [kg CO2-eq/kg] |  |  |  | 0.038764 | -0.0067927 | 0.087837 | -0.073687 | 0.11933
| Cationic resin-h health [kg CO2-eq/kg] |  |  |  | 0.070183 | 0.0093609 | 0.24052 | -0.057642 | 0.16487
| Ceramic-H health [kg CO2-eq/kg] |  |  |  | -0.16612 | 0.1763 | -0.11488 | 0.15628 | -0.1476
| Fan-H health [kg CO2-eq/kg] |  |  |  | -0.31137 | 0.19515 | -0.1255 | 0.19851 | -0.20878
| Aluminum-H health [kg CO2-eq/kg] |  |  |  | -0.041308 | 0.1611 | -0.0015242 | 0.097594 | -0.04474
| LPG-H health [kg CO2-eq/kg] |  |  |  | 0.13954 | -0.024398 | 0.014977 | -0.07976 | 0.08054
| Zinc coat-h health [kg CO2-eq/m2] |  |  |  | -0.069343 | 0.1398 | -0.047717 | 0.1222 | 0.032499
| Polyacrylamide-H health [kg CO2-eq/kg] |  |  |  | -0.13458 | -0.14665 | -0.1297 | -0.12832 | -0.13973
| Photovoltaic panel-h health [kg CO2-eq/m2] |  |  |  | -0.055782 | -0.050861 | -0.12294 | -0.013765 | -0.13665
| GACProduction-H health [kg CO2-eq/kg] |  |  |  | 0.11762 | 0.22545 | 0.18585 | 0.14962 | 0.17873
| GACRegeneration-H health [kg CO2-eq/kg] |  |  |  | -0.050441 | -0.10567 | -0.071599 | -0.089133 | -0.09691
| Switches-H health [kg CO2-eq/kg] |  |  |  | -0.23711 | -0.049901 | -0.19928 | 0.08054 | -0.2862
| Control units-h health [kg CO2-eq/kg] |  |  |  | 0.14524 | 0.06009 | 0.11525 | 0.021554 | 0.10433
| Electronics active-h health [kg CO2-eq/kg] |  |  |  | -0.079136 | -0.11274 | -0.033483 | -0.1215 | -0.059814
| Electronics passive-h health [kg CO2-eq/kg] |  |  |  | 0.035332 | 0.20822 | -0.10512 | 0.2064 | -0.053285
| Transformers-H health [kg CO2-eq/kg] |  |  |  | -0.021302 | 0.18304 | -0.01877 | 0.18104 | -0.0072847
| Fertilizer offset-h health [kg CO2-eq/kg] |  |  |  | -0.044176 | 0.11233 | -0.055254 | 0.11452 | -0.11882
| Polycarbonate-H health [kg CO2-eq/kg] |  |  |  | -0.011617 | -0.066415 | 0.04084 | -0.083324 | 0.0034443
| Membrane-H health [kg CO2-eq/kg] |  |  |  | -0.031815 | -0.088593 | -0.11718 | -0.067195 | -0.065671
| Na cl-h health [kg CO2-eq/kg] |  |  |  | -0.035488 | -0.0019922 | 0.011809 | 0.019646 | 0.022502
| Na oh-h health [kg CO2-eq/kg] |  |  |  | -0.0041644 | 0.056262 | -0.033351 | 0.058134 | -0.043588
| Zeolite-H health [kg CO2-eq/kg] |  |  |  | 0.019754 | -0.046565 | -0.05505 | -0.10051 | 0.046637
| Battery-H health [kg CO2-eq/kg] |  |  |  | 0.051317 | 0.050489 | -0.077744 | 0.028983 | -0.0017882
| Lithium battery-h health [kg CO2-eq/kg] |  |  |  | -0.031731 | 0.027999 | 0.017306 | 0.025911 | 0.022982
| Excavation-H resources [kg CO2-eq/m3] |  |  |  | -0.10172 | -0.10143 | -0.05979 | -0.067807 | -0.11345
| Brick-H resources [kg CO2-eq/kg] |  |  |  | 0.045785 | -0.014425 | -0.063354 | -0.064614 | -0.047237
| Cement-H resources [kg CO2-eq/kg] |  |  |  | 0.011761 | -0.0090249 | 0.082088 | 0.0022202 | 0.014617
| Concrete-H resources [kg CO2-eq/m3] |  |  |  | 0.067855 | 0.02111 | 0.14796 | -0.017114 | 0.16308
| Gravel-H resources [kg CO2-eq/kg] |  |  |  | -0.010045 | 0.00064806 | -0.090837 | 0.010441 | -0.067615
| Plastic-H resources [kg CO2-eq/kg] |  |  |  | 0.15063 | -0.1282 | 0.20516 | -0.22928 | 0.15321
| Sand-H resources [kg CO2-eq/kg] |  |  |  | -0.064758 | -0.11398 | -0.23214 | -0.029259 | -0.13693
| Stainless steel-h resources [kg CO2-eq/kg] |  |  |  | -0.015662 | -0.0033003 | -0.084788 | -0.069595 | -0.041764
| Stainless steel sheet-h resources [kg CO2-eq/kg] |  |  |  | 0.12341 | 0.068911 | 0.057822 | 0.050417 | 0.12595
| Steel-H resources [kg CO2-eq/kg] |  |  |  | 0.10215 | -0.0011281 | 0.065179 | -0.024146 | 0.10713
| Wood-H resources [kg CO2-eq/m3] |  |  |  | 0.11855 | 0.028311 | 0.032139 | -0.0027963 | 0.041224
| Trucking-H resources [kg CO2-eq/tonne*km] |  |  |  | 0.16136 | 0.064602 | 0.26947 | 0.015614 | 0.22831
| Electric motor-h resources [kg CO2-eq/ea] |  |  |  | 0.14284 | 0.10177 | -0.082184 | 0.09601 | 0.042148
| Electronics-H resources [kg CO2-eq/kg] |  |  |  | -0.11093 | 0.1282 | -0.063006 | 0.10609 | -0.082448
| Catalytic converter-h resources [kg CO2-eq/ea] |  |  |  | -0.0060486 | 0.054809 | -0.047333 | 0.032055 | -0.031503
| Oil heat exchanger-h resources [kg CO2-eq/ea] |  |  |  | -0.11764 | 0.023738 | -0.084332 | 0.016022 | -0.10537
| Pump-H resources [kg CO2-eq/ea] |  |  |  | -0.041512 | 0.0039604 | 0.013657 | -0.019718 | -0.01895
| Hydronic heat exchanger-h resources [kg CO2-eq/ea] |  |  |  | 0.074515 | 0.24718 | 0.14161 | 0.15776 | 0.16601
| Electric connectors-h resources [kg CO2-eq/kg] |  |  |  | -0.037996 | 0.17734 | 0.14863 | 0.14314 | 0.12125
| Electric cables-h resources [kg CO2-eq/m] |  |  |  | -0.064746 | -0.10555 | 0.0043204 | -0.081188 | -0.11646
| PVC-H resources [kg CO2-eq/kg] |  |  |  | 0.017978 | 0.20632 | 0.056274 | 0.2027 | 0.058626
| PE-H resources [kg CO2-eq/kg] |  |  |  | 0.041716 | -0.10124 | 0.06273 | -0.082592 | 0.02117
| Polymer-H resources [kg CO2-eq/kg] |  |  |  | -0.085197 | 0.029439 | -0.16857 | 0.0041044 | -0.11971
| Cationic resin-h resources [kg CO2-eq/kg] |  |  |  | 0.06423 | 0.072619 | -0.025179 | 0.06399 | 0.021434
| Ceramic-H resources [kg CO2-eq/kg] |  |  |  | 0.16468 | -0.18919 | 0.15315 | -0.22518 | 0.13601
| Fan-H resources [kg CO2-eq/kg] |  |  |  | 0.0394 | 0.062802 | 0.052373 | 0.011689 | 0.056262
| Aluminum-H resources [kg CO2-eq/kg] |  |  |  | 0.084728 | 0.20257 | 0.19152 | 0.10277 | 0.15354
| LPG-H resources [kg CO2-eq/kg] |  |  |  | 0.03796 | 0.013309 | 0.00082808 | -0.027327 | 0.011401
| Zinc coat-h resources [kg CO2-eq/m2] |  |  |  | 0.11154 | 0.15135 | -0.011113 | 0.10847 | 0.059394
| Polyacrylamide-H resources [kg CO2-eq/kg] |  |  |  | 0.070723 | 0.044044 | 0.052541 | -0.0088449 | 0.07568
| Photovoltaic panel-h resources [kg CO2-eq/m2] |  |  |  | 0.15867 | -0.024986 | 0.14881 | -0.06141 | 0.11918
| GACProduction-H resources [kg CO2-eq/kg] |  |  |  | -0.086313 | -0.11082 | -0.20395 | -0.04498 | -0.12634
| GACRegeneration-H resources [kg CO2-eq/kg] |  |  |  | 0.16281 | 0.056238 | 0.10659 | 0.026871 | 0.15072
| Switches-H resources [kg CO2-eq/kg] |  |  |  | 0.14044 | 0.12733 | 0.12504 | 0.083744 | 0.1852
| Control units-h resources [kg CO2-eq/kg] |  |  |  | -0.13768 | 0.022862 | -0.15472 | -0.009757 | -0.13494
| Electronics active-h resources [kg CO2-eq/kg] |  |  |  | -0.072367 | -0.078356 | -0.010357 | -0.01835 | -0.075548
| Electronics passive-h resources [kg CO2-eq/kg] |  |  |  | -0.044092 | -0.11894 | 0.020954 | -0.11082 | -0.023714
| Transformers-H resources [kg CO2-eq/kg] |  |  |  | -0.17164 | 0.047549 | -0.15356 | 0.033579 | -0.15027
| Fertilizer offset-h resources [kg CO2-eq/kg] |  |  |  | -0.14184 | -0.017426 | -0.18236 | 0.037612 | -0.1847
| Polycarbonate-H resources [kg CO2-eq/kg] |  |  |  | -0.030591 | 0.14307 | 0.061206 | 0.11466 | 0.040708
| Membrane-H resources [kg CO2-eq/kg] |  |  |  | -0.15657 | 0.1879 | -0.013009 | 0.19983 | -0.052901
| Na cl-h resources [kg CO2-eq/kg] |  |  |  | -0.059286 | -0.10955 | -0.11922 | -0.1139 | -0.066847
| Na oh-h resources [kg CO2-eq/kg] |  |  |  | 0.099034 | -0.16318 | -0.050597 | -0.16938 | 0.064242
| Zeolite-H resources [kg CO2-eq/kg] |  |  |  | 0.043588 | 0.089181 | 0.020342 | 0.06069 | 0.012901
| Battery-H resources [kg CO2-eq/kg] |  |  |  | -0.064866 | 0.046817 | -0.082388 | 0.043216 | -0.12404
| Lithium battery-h resources [kg CO2-eq/kg] |  |  |  | -0.050801 | -0.094869 | -0.14266 | -0.034299 | -0.028911
NEWgenerator gridtied-B7 | NEWgenerator gridtied grid power ac conversion [USD] |  |  |  | 0.037948 | 0.009625 | -0.035104 | 0.013357 | 0.0057606
| NEWgenerator gridtied grid power dc distribution [USD] |  |  |  | -0.082424 | 0.11596 | -0.1538 | 0.096898 | -0.12748
| NEWgenerator gridtied grid power misc [USD] |  |  |  | 0.19621 | -0.20209 | -0.069859 | -0.17279 | 0.069307
| NEWgenerator gridtied grid labor replacement misc repairs [hr/y] |  |  |  | -0.053561 | -0.23387 | -0.052181 | -0.17191 | -0.010957
| NEWgenerator gridtied grid polycarbonate weight [kg] |  |  |  | -0.065803 | 0.021422 | -0.044992 | 0.018806 | 0.027339
| NEWgenerator gridtied grid aluminium weight [kg] |  |  |  | 0.076256 | -0.025443 | 0.052841 | -0.034563 | 0.061842
| NEWgenerator gridtied grid electronics passive weight [kg] |  |  |  | 0.05565 | -0.22321 | -0.067507 | -0.21025 | -0.022406
| NEWgenerator gridtied grid electronics active weight [kg] |  |  |  | 0.027243 | 0.044956 | 0.037888 | 0.00093609 | 0.093957
| NEWgenerator gridtied wages [USD/cap/h] |  |  |  | -0.0044404 | -0.085149 | 0.013969 | -0.12947 | -0.021242
Excretion-B1 | Wages [USD/h] |  |  |  | 0.45188 | -0.094233 | -0.10491 | -0.039556 | 0.0403
LCA | Energy gwp [kg CO2-eq/kWh] |  |  |  | -0.069151 | 0.21059 | -0.13456 | 0.0088209 | -0.054377
| Energy h ecosystems [points/kWh] |  |  |  | -0.24596 | -0.025335 | 0.26685 | 0.022514 | -0.097186
| Energy h health [points/kWh] |  |  |  | 0.05733 | 0.0062286 | 0.172 | -0.0086409 | 0.096862
| Energy h resources [points/kWh] |  |  |  | 0.13787 | 0.10901 | 0.053573 | 0.07958 | 0.14063
TEA | Nacl price [USD/kg] |  |  |  | -0.04474 | -0.1856 | -0.057582 | -0.14698 | -0.055866
| Lpg price [USD/kg] |  |  |  | 0.27029 | 0.057666 | 0.043732 | 0.045329 | 0.094629
| N fertilizer price [USD/kg N] |  |  |  | -0.040564 | -0.024614 | 0.029535 | -0.020366 | -0.031827
| P fertilizer price [USD/kg P] |  |  |  | -0.040036 | 0.02213 | -0.073903 | 0.072523 | -0.15042
| K fertilizer price [USD/kg K] |  |  |  | 0.093465 | 0.18604 | 0.23238 | 0.095602 | 0.2589
| Nh3 fertilizer price [USD/kg N] |  |  |  | -0.10049 | -0.023162 | -0.15754 | -0.034683 | -0.061194

## reB_general
| Element | N recovery | P recovery | K recovery | TEA results | LCA results
| Metric | Total N [% N] | Total P [% P] | Total K [% K] | Annual net cost [USD/cap/yr] | GlobalWarming [kg CO2-eq/cap/yr] | H_Ecosystems [points/cap/yr] | H_Health [points/cap/yr] | H_Resources [points/cap/yr]
Element | Parameter
TEA | Labor wages [USD/h] |  |  |  | -0.12566 | -0.14711 | 0.00067207 | -0.23186 | -0.036244
| Electricity price [$/kWh] |  |  |  | 0.17077 | -0.094629 | -0.057906 | -0.1164 | 0.014113
LCA | Electricity CF [kg CO2-eq/kWh] |  |  |  | 0.009577 | 0.074239 | 0.0043084 | -0.0081248 | -0.0050765
| Electricity ecosystems CF [points/kWh] |  |  |  | 0.054305 | 0.10602 | 0.08456 | 0.17102 | 0.038188
| Electricity health CF [points/kWh] |  |  |  | 0.23033 | -0.02201 | 0.31593 | -0.095326 | 0.30051
| Electricity resources CF [points/kWh] |  |  |  | 0.091605 | 0.048041 | 0.24394 | 0.01775 | 0.20037
TEA | N fertilizer price [USD/kg N] |  |  |  | 0.0027603 | -0.0059766 | 0.1261 | -0.011737 | 0.056286
| P fertilizer price [USD/kg P] |  |  |  | -0.0024242 | -0.061686 | 0.019394 | -0.037324 | 0.071623
| K fertilizer price [USD/kg K] |  |  |  | 0.030471 | 0.070171 | -0.0077528 | 0.12414 | -0.0048845
| NH3 fertilizer price [USD/kg N] |  |  |  | 0.040852 | 0.21209 | 0.042544 | 0.23528 | 0.042808
| LPG price [USD/kg] |  |  |  | 0.41563 | -0.097666 | -0.071179 | -0.098446 | 0.0092769
Excretion-B1 | Excretion e cal [kcal/cap/d] |  |  |  | 0.22544 | 0.18343 | -0.19155 | 0.23916 | -0.049121
| Excretion p veg [g/cap/d] |  |  |  | -0.11562 | 0.039172 | -0.11326 | 0.063534 | -0.066667
| Excretion p anim [g/cap/d] |  |  |  | 0.066835 | 0.18361 | 0.036244 | 0.19074 | 0.038884
| Excretion N prot [fraction] |  |  |  | -0.16044 | -0.11291 | -0.20413 | -0.06201 | -0.097702
| Excretion P prot v [fraction] |  |  |  | -0.12364 | -0.16097 | -0.87098 | -0.070735 | -0.5802
| Excretion P prot a [fraction] |  |  |  | -0.0027843 | 0.049373 | -0.17627 | 0.10668 | -0.064722
| Excretion K cal [g K/1000 kcal] |  |  |  | 0.04084 | -0.14128 | -0.024458 | -0.18559 | -0.024878
| Excretion N exc [fraction of intake] |  |  |  | -0.10014 | -0.14646 | 0.10543 | -0.14103 | 0.032055
| Excretion P exc [fraction of intake] |  |  |  | 0.097654 | 0.17729 | 0.085269 | 0.21169 | 0.10755
| Excretion K exc [fraction of intake] |  |  |  | 0.01811 | 0.1519 | 0.11068 | 0.15818 | 0.067927
| Excretion e exc [fraction of intake] |  |  |  | -0.0089529 | 0.82619 | -0.012889 | 0.92184 | -0.048989
| Excretion N ur [fraction of total] |  |  |  | -0.27851 | -0.052301 | -0.14254 | 0.015782 | -0.20817
| Excretion P ur [fraction of total] |  |  |  | 0.1852 | 0.11471 | 0.12713 | 0.097906 | 0.11267
| Excretion K ur [fraction of total] |  |  |  | -0.1556 | -0.10706 | -0.0011161 | -0.039664 | -0.03502
| Excretion e fec [fraction of total] |  |  |  | -0.015122 | 0.086577 | 0.082952 | 0.041956 | 0.026607
| Excretion N ur NH3 [fraction of total N in urine] |  |  |  | -0.0078488 | -0.022358 | 0.023762 | -0.074503 | 0.017738
| Excretion N fec NH3 [fraction of total N in feces] |  |  |  | -0.023162 | 0.15575 | 0.089157 | 0.1398 | 0.019478
| Excretion ur exc [g/cap/d] |  |  |  | 0.39521 | -0.13745 | 0.051593 | -0.11063 | 0.30519
| Excretion fec exc [g/cap/d] |  |  |  | 0.14893 | 0.00027603 | -0.0094929 | -0.045653 | 0.12254
| Excretion ur moi [fraction] |  |  |  | -0.20854 | -0.025647 | -0.095386 | 0.043288 | -0.23525
| Excretion fec moi [fraction] |  |  |  | -0.03964 | -0.10415 | -0.049181 | -0.13263 | -0.048989
| Excretion mg ur [g Mg/cap/d] |  |  |  | -0.021722 | -0.0085809 | 0.14314 | -0.06099 | 0.092625
| Excretion mg fec [g Mg/cap/d] |  |  |  | 0.038092 | 0.096118 | -0.047393 | 0.02483 | -0.031299
| Excretion ca ur [g Ca/cap/d] |  |  |  | 0.011749 | -0.096874 | 0.067723 | -0.179 | 0.055458
| Excretion ca fec [g Ca/cap/d] |  |  |  | -0.15026 | 0.069475 | -0.055014 | 0.077288 | -0.083996
MURT-B2 | MURT collection period [days] |  |  |  | -0.10049 | 0.021122 | -0.053165 | 0.086997 | -0.072019
| MURT sludge accum rate [L/cap/yr] |  |  |  | 0.051797 | 0.014221 | 0.11916 | 0.021746 | 0.053741
| MURT N volatilization [fraction of N input] |  |  |  | 0.0040444 | -0.074659 | -0.17225 | -0.00042004 | -0.12685
| MURT squatting pan cost [USD] |  |  |  | -0.046853 | -0.13841 | 0.03928 | -0.097918 | 0.085401
| MURT urinal cost [USD] |  |  |  | 0.010069 | 0.058518 | 0.18403 | 0.044668 | 0.072631
| MURT led cost [USD] |  |  |  | -0.21005 | 0.0094929 | -0.0068647 | 0.070411 | -0.09781
| MURT anticor floor cost [USD] |  |  |  | -0.1901 | 0.076196 | 0.042244 | 0.08216 | -0.092949
| MURT fan cost [USD] |  |  |  | -0.046721 | -0.0073567 | 0.17344 | 0.0040804 | 0.14385
| MURT circuit change cost [USD] |  |  |  | 0.0050885 | 0.036124 | 0.14278 | 0.012313 | 0.12599
| MURT pipe cost [USD] |  |  |  | -0.01997 | -0.15408 | -0.0021482 | -0.10863 | -0.00074407
| MURT squatting pan weight [kg] |  |  |  | 0.040888 | -0.095602 | -0.22539 | -0.089565 | -0.13979
| MURT urinal weight [kg] |  |  |  | -0.057894 | -0.0065287 | 0.01985 | -0.058338 | -0.090897
| MURT operating cost [cost] |  |  |  | 0.044404 | 0.065311 | 0.11038 | 0.038296 | 0.079928
| MCF decay [fraction of anaerobic conversion of degraded COD] |  |  |  | 0.04264 | -0.056226 | 0.087525 | -0.056646 | 0.1159
| N2O EF decay [fraction of N emitted as N2O] |  |  |  | -0.038992 | 0.14621 | 0.025299 | 0.18148 | 0.015662
Septic tank-B3 | Septic tank tau [days] |  |  |  | -0.047345 | -0.059106 | 0.030147 | -0.079352 | -0.05829
| Septic tank COD removal [fraction of COD removal] |  |  |  | -0.18639 | 0.24188 | 0.028983 | 0.22867 | -0.10389
| Septic tank n2o EF decay [fraction of of degraded N emitted as N2O] |  |  |  | -0.23898 | -0.04456 | -0.10369 | -0.060534 | -0.24959
| Septic tank FRP tank cost [USD] |  |  |  | -0.11114 | 0.036436 | -0.01739 | 0.053513 | -0.016934
| Septic tank FRP per tank [kg] |  |  |  | -0.071191 | -0.045425 | -0.10703 | -0.074599 | -0.077192
| Septic tank pump cost [USD/set] |  |  |  | -0.060018 | 0.00068407 | 0.14915 | -0.039208 | 0.025479
| Septic tank N max decay [nan] |  |  |  | 0.055674 | 0.036976 | 0.054941 | 0.018554 | 0.020882
| Septic tank mg oh2 cost [USD/kg] |  |  |  | 0.13213 | 0.059826 | 0.039052 | 0.038464 | 0.14026
Sludge pasteurization-B4 | Sludge pasteurization sludge dryer weight [kg] |  |  |  | -0.14062 | 0.010573 | -0.13618 | 0.12565 | -0.14836
| Sludge pasteurization sludge barrel weight [kg] |  |  |  | 0.080816 | -0.02219 | -0.089241 | 0.016178 | 0.024662
| Sludge pasteurization sludge dryer [USD] |  |  |  | 0.06279 | -0.11933 | 0.049469 | -0.16823 | 0.10568
| Sludge pasteurization sludge barrel [USD] |  |  |  | -0.11054 | -0.017858 | -0.082592 | -0.055242 | -0.11114
| Sludge pasteurization sludge labor maintenance [h] |  |  |  | -0.03658 | 0.054101 | 0.087249 | -0.00039604 | -0.022394
| Sludge pasteurization wages [USD/cap/h] |  |  |  | -0.07946 | -0.072955 | -0.19896 | -0.068083 | -0.14139
| Sludge pasteurization hhx heat recovery [-] |  |  |  | -0.72464 | -0.19929 | -0.34538 | -0.1306 | -0.72325
Reclaimer ultrafiltration-B5 | Reclaimer Ultrafiltration one in pipe SCH40 [USD] |  |  |  | 0.080876 | 0.013885 | -0.050561 | 0.03772 | 0.087969
| Reclaimer Ultrafiltration onehalf in pipe SCH40 [USD] |  |  |  | 0.15184 | 0.082796 | 0.069823 | 0.034575 | 0.040804
| Reclaimer Ultrafiltration one in elbow SCH80 [USD] |  |  |  | 0.04168 | 0.044752 | -0.13197 | 0.093981 | -0.028359
| Reclaimer Ultrafiltration one in tee SCH80 [USD] |  |  |  | 0.16947 | 0.0039244 | -0.020774 | 0.060534 | 0.082676
| Reclaimer Ultrafiltration one in SCH80 [USD] |  |  |  | 0.0087729 | -0.038332 | 0.097222 | 0.0019562 | 0.064842
| Reclaimer Ultrafiltration one onehalf in SCH80 [USD] |  |  |  | -0.12118 | -0.031467 | -0.16457 | -0.055374 | -0.12698
| Reclaimer Ultrafiltration onehalf in SCH80 [USD] |  |  |  | 0.11598 | 0.069199 | -0.033927 | 0.055686 | 0.081092
| Reclaimer Ultrafiltration three in pipe SCH80 [USD] |  |  |  | -0.14275 | -0.078296 | -0.13577 | -0.08234 | -0.1309
| Reclaimer ultrafiltration three in sch80 endcap [USD] |  |  |  | 0.14829 | 0.11389 | 0.026931 | 0.041104 | 0.039004
| Reclaimer ultrafiltration one one NB MTA [USD] |  |  |  | -0.16886 | -0.12487 | -0.066067 | -0.065587 | -0.10634
| Reclaimer ultrafiltration one onehalf NB MTA [USD] |  |  |  | 0.26363 | 0.098314 | 0.22982 | 0.11599 | 0.2318
| Reclaimer ultrafiltration foot valve [USD] |  |  |  | -0.099718 | -0.18826 | -0.051485 | -0.20778 | -0.0082808
| Reclaimer ultrafiltration one onehalf in sch80 threadedtee [USD] |  |  |  | -0.13552 | 0.14548 | 0.034263 | 0.14734 | -0.057174
| Reclaimer ultrafiltration three in pipe clamp [USD] |  |  |  | -0.068983 | -0.059814 | 0.074731 | -0.094737 | 0.016274
| Reclaimer ultrafiltration one in pipe clamp [USD] |  |  |  | -0.031959 | -0.06267 | 0.079952 | -0.062718 | 0.040588
| Reclaimer ultrafiltration onehalf in pipe clamp [USD] |  |  |  | 0.26128 | 0.10935 | 0.10333 | 0.10604 | 0.15244
| Reclaimer ultrafiltration UF brush [USD] |  |  |  | -0.0023162 | 0.064014 | 0.048569 | 0.063162 | -0.01655
| Reclaimer ultrafiltration two way valve [USD] |  |  |  | 0.0077048 | 0.050153 | 0.062298 | 0.018818 | 0.043516
| Reclaimer ultrafiltration UF unit [USD] |  |  |  | 0.072787 | 0.09949 | 0.082412 | 0.12926 | 0.053321
| Reclaimer ultrafiltration one in pipe sch40 lifetime [y] |  |  |  | 0.049445 | 0.18847 | 0.086193 | 0.13824 | 0.032703
| Reclaimer ultrafiltration onehalf in pipe sch40 lifetime [y] |  |  |  | 0.020102 | -0.13414 | -0.042532 | -0.16794 | -0.028647
| Reclaimer ultrafiltration one in elbow sch80 lifetime [y] |  |  |  | 0.093741 | -0.035812 | 0.021518 | -0.009745 | 0.017066
| Reclaimer ultrafiltration one in tee sch80 lifetime [y] |  |  |  | 0.10417 | -0.073963 | 0.01709 | -0.089829 | 0.055746
| Reclaimer ultrafiltration one in sch80 lifetime [y] |  |  |  | 0.027687 | 0.14829 | 0.16605 | 0.092553 | 0.13705
| Reclaimer ultrafiltration one onehalf in sch80 lifetime [y] |  |  |  | -0.061158 | -0.041428 | -0.0020882 | -0.08258 | -0.035656
| Reclaimer ultrafiltration onehalf in sch80 lifetime [y] |  |  |  | -0.024986 | -0.1031 | -0.23698 | -0.085881 | -0.22343
| Reclaimer ultrafiltration three in pipe sch80 lifetime [y] |  |  |  | 0.035644 | 0.019358 | 0.066895 | 0.011773 | 0.087249
| Reclaimer ultrafiltration three in sch80 endcap lifetime [y] |  |  |  | 0.053393 | -0.14913 | -0.060426 | -0.14773 | -0.037984
| Reclaimer ultrafiltration one one NB MTA lifetime [y] |  |  |  | -0.19953 | 0.04174 | 0.050585 | 0.00012001 | -0.11478
| Reclaimer ultrafiltration one onehalf NB MTA lifetime [y] |  |  |  | -0.03628 | -0.19712 | 0.055746 | -0.20391 | 0.058818
| Reclaimer ultrafiltration foot valve lifetime [y] |  |  |  | -0.036856 | 0.014785 | -0.16121 | -0.046613 | -0.17383
| Reclaimer ultrafiltration one onehalf in sch80 threadedtee lifetime [y] |  |  |  | -0.012757 | 0.20696 | 0.13269 | 0.18602 | 0.034359
| Reclaimer ultrafiltration three in pipe clamp lifetime [y] |  |  |  | 0.026283 | -0.15658 | -0.1366 | -0.089709 | -0.094041
| Reclaimer ultrafiltration one in pipe clamp lifetime [y] |  |  |  | -0.076856 | 0.1657 | -0.012505 | 0.10038 | -0.099874
| Reclaimer ultrafiltration onehalf in pipe clamp lifetime [y] |  |  |  | 0.17557 | -0.036088 | 0.056514 | -0.034323 | 0.064974
| Reclaimer ultrafiltration UF brush lifetime [y] |  |  |  | -0.053693 | 0.0045365 | -0.0019922 | 0.035572 | 0.00090009
| Reclaimer ultrafiltration two way valve lifetime [y] |  |  |  | 0.072367 | 0.10712 | -0.01865 | 0.10621 | 0.0391
| Reclaimer ultrafiltration UF unit lifetime [y] |  |  |  | -0.30755 | -0.10512 | -0.068335 | -0.094449 | -0.055158
| Reclaimer ultrafiltration plastic weight [kg] |  |  |  | -0.081332 | -0.082676 | 0.021554 | -0.054341 | 0.033783
| Reclaimer ultrafiltration brass weight [kg] |  |  |  | 0.012829 | -0.024434 | 0.02447 | -0.067351 | 0.020738
| Reclaimer ultrafiltration steel weight [kg] |  |  |  | -0.10662 | 0.01535 | 0.027027 | 0.016694 | -0.067987
| Reclaimer ultrafiltration nylon weight [kg] |  |  |  | -0.10272 | 0.10057 | 0.11177 | 0.071131 | 0.035644
| Reclaimer ultrafiltration TSS removal [%] |  |  |  | -0.083264 | -0.25758 | -0.14814 | -0.25939 | -0.053753
| Reclaimer Ultrafiltration power demand 1 [W] |  |  |  | 0.15508 | 0.055698 | 0.054905 | 0.031623 | 0.10483
| Reclaimer Ultrafiltration power demand 2 [W] |  |  |  | -0.063042 | -0.1324 | -0.010765 | -0.15632 | 0.011725
| Reclaimer Ultrafiltration power demand 3 [W] |  |  |  | 0.16608 | 0.14164 | 0.043744 | 0.085377 | 0.15706
| Reclaimer Ultrafiltration power demand 4 [W] |  |  |  | -0.11128 | 0.11725 | 0.0412 | 0.081812 | 0.029235
Reclaimer ion exchange-B6 | Reclaimer Ion Exchange four in pipe SCH40 [USD] |  |  |  | 0.026787 | 0.038728 | 0.0045605 | -0.0014401 | -0.009637
| Reclaimer Ion Exchange four in pipe SCH80 [USD] |  |  |  | 0.066031 | 0.13444 | -0.020498 | 0.10449 | 0.031299
| Reclaimer ion exchange four in pipe sch80 endcap [USD] |  |  |  | 0.020978 | -0.13845 | 0.011473 | -0.11899 | 0.029799
| Reclaimer ion exchange NRV [USD] |  |  |  | 0.12646 | -0.12691 | -0.086613 | -0.11968 | 0.059562
| Reclaimer ion exchange connector [USD] |  |  |  | -0.011269 | -0.038464 | -0.15656 | -0.096874 | -0.16028
| Reclaimer ion exchange ball valve [USD] |  |  |  | -0.031539 | -0.078104 | -0.045965 | -0.078908 | -0.046085
| Reclaimer ion exchange three eight elbow [USD] |  |  |  | -0.15123 | -0.14723 | -0.12062 | -0.11117 | -0.12514
| Reclaimer ion exchange ten ten mm tee [USD] |  |  |  | -0.16718 | -0.021434 | 0.0010801 | 0.0019082 | -0.055626
| Reclaimer ion exchange OD tube [USD] |  |  |  | -0.054257 | 0.076316 | 0.024446 | 0.061398 | 0.0090249
| Reclaimer ion exchange four in pipe clamp [USD] |  |  |  | -0.080096 | -0.10759 | 0.059286 | -0.13721 | -0.076868
| Reclaimer ion exchange GAC zeolite mesh [USD] |  |  |  | -0.093813 | 0.058302 | 0.12444 | 0.070507 | 0.082772
| Reclaimer ion exchange kcl cost [USD/kg] |  |  |  | -0.18844 | -0.077768 | -0.067219 | -0.081824 | -0.11717
| Reclaimer ion exchange GAC cost [USD/kg] |  |  |  | 0.17737 | 0.0046085 | 0.046337 | 0.011137 | 0.014029
| Reclaimer ion exchange zeolite cost [USD/kg] |  |  |  | -0.048821 | 0.15938 | 0.030495 | 0.15794 | 0.025167
| Reclaimer ion exchange TN removal [ratio] |  |  |  | 0.063522 | -0.23713 | 0.12289 | -0.20878 | 0.13475
| Reclaimer ion exchange zeolite lifetime [year] |  |  |  | -0.047561 | -0.2746 | -0.17134 | -0.15981 | -0.17614
| Reclaimer ion exchange gac lifetime [year] |  |  |  | 0.059706 | -0.055758 | -0.059514 | 0.21583 | 0.13629
| Reclaimer ion exchange kcl weight [kg] |  |  |  | 0.071611 | -0.041536 | 0.089937 | -0.037324 | 0.034899
| Reclaimer ion exchange kcl regeneration freq [year] |  |  |  | 0.077828 | 0.080108 | -0.05631 | 0.061938 | -0.03574
| Reclaimer ion exchange desorption recovery efficiency [ratio] |  |  |  | -0.05529 | -0.01715 | -0.013981 | 0.0080168 | -0.081512
| Reclaimer ion exchange PVC weight [kg] |  |  |  | -0.024722 | -0.075884 | -0.021878 | -0.046841 | -0.0054725
| Reclaimer ion exchange steel weight [kg] |  |  |  | 0.11192 | -0.22489 | -0.19792 | -0.23858 | -0.059298
| Reclaimer ion exchange plastic weight [kg] |  |  |  | 0.10237 | 0.13911 | 0.043588 | 0.093849 | 0.17644
| Reclaimer ion exchange labor maintenance zeolite regeneration [hr/y] |  |  |  | -0.028263 | 0.049229 | 0.015146 | 0.028743 | -0.0026883
| Reclaimer ion exchange om capital ratio [ratio] |  |  |  | -0.047549 | 0.023414 | -0.074431 | -0.021662 | -0.07538
| Reclaimer ion exchange wages [USD/cap/hr] |  |  |  | 0.084392 | 0.16698 | -0.044692 | 0.13851 | 0.04192
Reclaimer ECR-B7 | Reclaimer ECR EC brush [USD] |  |  |  | 0.031227 | -0.021842 | -0.01643 | 0.017378 | -0.045557
| Reclaimer ECR EC cell [USD] |  |  |  | 0.13039 | -0.16101 | -0.14247 | -0.14369 | -0.036736
| Reclaimer ECR energy demand [Wh/L] |  |  |  | 0.039376 | 0.17801 | 0.16174 | 0.18151 | 0.11338
| Reclaimer ECR EC cell lifetime [yr] |  |  |  | -0.11946 | -0.041272 | 0.012085 | -0.052565 | 0.0064206
| Reclaimer ECR titanium weight [kg] |  |  |  | 0.090225 | 0.18435 | 0.062178 | 0.22081 | 0.054365
| Reclaimer ECR nylon weight [kg] |  |  |  | 0.1411 | 0.022814 | -0.017366 | 0.0049685 | 0.050345
| Reclaimer ECR EC brush lifetime [yr] |  |  |  | -0.069895 | -0.013285 | 0.0364 | -0.035824 | -0.045485
| Reclaimer ECR power demand ecr [W] |  |  |  | -0.17108 | -0.014041 | 0.016466 | -0.11628 | -0.068095
Reclaimer housing-B10 | Reclaimer housing frame [USD] |  |  |  | -0.077324 | -0.028251 | 0.085413 | -0.05715 | 0.0028923
| Reclaimer housing extrusion [USD] |  |  |  | 0.10016 | 0.019358 | 0.13393 | 0.013861 | 0.14763
| Reclaimer housing angle frame [USD] |  |  |  | -0.24642 | -0.14607 | -0.053657 | -0.18971 | -0.21152
| Reclaimer housing angle [USD] |  |  |  | 0.064746 | 0.11814 | 0.016754 | 0.097138 | 0.046325
| Reclaimer housing door sheet [USD] |  |  |  | -0.017486 | -0.086733 | -0.028755 | 0.0055926 | -0.081104
| Reclaimer housing plate valve [USD] |  |  |  | 0.17185 | 0.11732 | 0.15257 | 0.063522 | 0.13788
| Reclaimer housing powder [USD] |  |  |  | -0.0053765 | -0.11734 | -0.019802 | -0.10399 | -0.031923
| Reclaimer housing container [USD] |  |  |  | -0.082172 | 0.0014161 | 0.047813 | 0.039268 | -0.016082
| Reclaimer housing aluminum weight [kg] |  |  |  | 0.21781 | 0.13061 | 0.040144 | 0.14289 | 0.060342
| Reclaimer housing steel weight [kg] |  |  |  | 0.13665 | 0.042844 | 0.029451 | 0.048869 | 0.081128
| Reclaimer housing framework weight [kg] |  |  |  | -0.12278 | -0.14271 | 0.13465 | -0.11254 | 0.0074287
| Reclaimer housing fittings weight [kg] |  |  |  | -0.078392 | 0.063198 | 0.10905 | 0.0821 | 0.097162
Reclaimer system-B11 | Reclaimer system T nut [USD] |  |  |  | 0.12268 | 0.036196 | 0.10717 | 0.11275 | 0.082928
| Reclaimer system die cast hinge [USD] |  |  |  | 0.00068407 | -0.16972 | -0.14393 | -0.13402 | -0.12815
| Reclaimer system SLS locks [USD] |  |  |  | 0.070579 | 0.15159 | 0.009517 | 0.12274 | 0.0022802
| Reclaimer system DC round key [USD] |  |  |  | -0.035656 | -0.25972 | -0.029547 | -0.21323 | -0.025491
| Reclaimer system handle rod [USD] |  |  |  | -0.082592 | -0.1873 | -0.25993 | -0.14673 | -0.17813
| Reclaimer system eight mm bolt [USD] |  |  |  | 0.076064 | 0.21613 | 0.058086 | 0.20538 | 0.161
| Reclaimer system button headed nut [USD] |  |  |  | -0.21913 | -0.088785 | 0.024146 | -0.0026523 | -0.041692
| Reclaimer system twelve mm bolt [USD] |  |  |  | 0.10412 | 0.20522 | 0.19952 | 0.19947 | 0.10949
| Reclaimer system ten mm CSK [USD] |  |  |  | 0.0072847 | 0.070795 | -0.12328 | -0.0054005 | -0.043216
| Reclaimer system sixteen mm CSK [USD] |  |  |  | -0.067819 | -0.15692 | -0.12047 | -0.15029 | -0.13835
| Reclaimer system sixteen mm bolt [USD] |  |  |  | 0.042544 | 0.023162 | 0.10029 | 0.048773 | 0.050297
| Reclaimer system coupling brass [USD] |  |  |  | 0.074023 | 0.14464 | 0.076172 | 0.15507 | 0.15159
| Reclaimer system coupling threaded [USD] |  |  |  | -0.045881 | -0.13455 | -0.18641 | -0.14215 | -0.12343
| Reclaimer system socket [USD] |  |  |  | 0.030603 | -0.14915 | -0.090045 | -0.071083 | 0.053405
| Reclaimer system onehalf tank nipple [USD] |  |  |  | 0.015554 | -0.14032 | -0.034623 | -0.14485 | -0.013129
| Reclaimer system onehalf in coupling brass [USD] |  |  |  | 0.112 | -0.015362 | 0.096598 | -0.068179 | 0.10628
| Reclaimer system onehalf in fitting [USD] |  |  |  | -0.015542 | -0.028359 | 0.12121 | 0.020642 | 0.031287
| Reclaimer system plate [USD] |  |  |  | 0.09697 | 0.091029 | 0.014593 | 0.12096 | 0.085905
| Reclaimer system pump [USD] |  |  |  | 0.013357 | -0.063294 | -0.16832 | -0.05997 | -0.12064
| Reclaimer system three way valve [USD] |  |  |  | 0.0029283 | -0.018566 | 0.15515 | -0.036328 | 0.091845
| Reclaimer system lofted tank [USD] |  |  |  | 0.017162 | 0.10783 | 0.01589 | 0.052049 | 0.070591
| Reclaimer system lifetime [part replacement lifetime] |  |  |  | -0.075824 | -0.035224 | 0.20689 | -0.064422 | 0.071383
| Reclaimer system steel weight [kg] |  |  |  | 0.13374 | 0.096622 | 0.13885 | 0.03676 | 0.20631
| Reclaimer system brass weight [kg] |  |  |  | -0.014521 | -0.071503 | -0.00046805 | -0.040744 | 0.090033
| Reclaimer system power demand system [W] |  |  |  | 0.22884 | 0.12143 | 0.23974 | 0.085869 | 0.24038
| Reclaimer system working time [hr] |  |  |  | 0.049505 | -0.0030843 | -0.016454 | 0.047489 | -0.080288
| Reclaimer system om capital ratio [ratio] |  |  |  | 0.046709 | -0.030627 | -0.047957 | -0.02081 | -0.063282
MURT-B2 | Max ch4 emission [g CH4/g COD] |  |  |  | 0.21559 | 0.10597 | 0.054857 | 0.10458 | 0.13819
| Full degradation time [yr] |  |  |  | 0.069631 | 0.074719 | 0.34364 | 0.074995 | 0.23597
| Log degradation [-] |  |  |  | 0.17311 | -0.050897 | 0.14223 | -0.091605 | 0.18422
TEA | Price factor [-] |  |  |  | -0.11945 | -0.095254 | 0.05505 | -0.027903 | -0.0073687
LCA | CH4 CF [kg CO2-eq/kg CH4] |  |  |  | 0.1565 | 0.30161 | 0.17063 | 0.21912 | 0.22923
| CH4 ecosystems CF [points/kg CH4] |  |  |  | 0.060138 | 0.06279 | -0.031647 | 0.045353 | 0.10745
| CH4 health CF [points/kg CH4] |  |  |  | -0.014869 | 0.086289 | -0.17803 | 0.23266 | -0.12982
| N2O CF [kg CO2-eq/kg N2O] |  |  |  | 0.018794 | 0.038452 | -0.00025203 | 0.037288 | -0.031791
| N2O ecosystems CF [points/kg N2O] |  |  |  | 0.15827 | 0.045485 | 0.1201 | -0.030975 | 0.17181
| N2O health CF [points/kg N2O] |  |  |  | 0.016478 | 0.0090249 | 0.089445 | 0.026415 | 0.057534
| N fertilizer CF [kg CO2-eq/kg N] |  |  |  | 0.13595 | -0.013789 | -0.057306 | 0.0019082 | -0.012157
| N fertilizer ecosystems CF [points/kg N] |  |  |  | -0.239 | -0.060678 | -0.0045245 | -0.084836 | -0.20227
| N fertilizer health CF [points/kg N] |  |  |  | 0.16396 | 0.090885 | 0.0039364 | 0.087453 | 0.017294
| N fertilizer resources CF [points/kg N] |  |  |  | 0.013381 | 0.041572 | 0.044332 | 0.071647 | -0.01799
| P fertilizer CF [kg CO2-eq/kg P] |  |  |  | 0.17853 | -0.16222 | 0.0082808 | -0.17773 | 0.132
| P fertilizer ecosystems CF [points/kg P] |  |  |  | -0.093993 | -0.078068 | -0.1231 | -0.092349 | -0.048977
| P fertilizer health CF [points/kg P] |  |  |  | 0.080612 | -0.0010201 | 0.0076568 | 0.063954 | -0.0053765
| P fertilizer resources CF [points/kg P] |  |  |  | -0.012589 | -0.040156 | -0.056886 | -0.0062526 | -0.094617
| K fertilizer CF [kg CO2-eq/kg K] |  |  |  | -0.12972 | 0.029091 | -0.23862 | 0.035392 | -0.18217
| K fertilizer ecosystems CF [points/kg K] |  |  |  | 0.054905 | 0.080012 | 0.037792 | 0.043192 | 0.0376
| K fertilizer health CF [points/kg K] |  |  |  | -0.011005 | -0.17527 | -0.0016442 | -0.12594 | -0.00072007
| K fertilizer resources CF [points/kg K] |  |  |  | 0.17831 | -0.13235 | -0.081212 | -0.13444 | 0.041632
| Conc nh3 CF [kg CO2-eq/kg] |  |  |  | -0.077084 | -0.092637 | -0.16523 | -0.073279 | -0.12078
| Conc nh3 ecosystems CF [points/kg] |  |  |  | 0.16337 | -0.015374 | -0.099262 | -0.046121 | -0.050093
| Conc nh3 health CF [points/kg] |  |  |  | -0.0094329 | -0.033327 | 0.0033963 | -0.020054 | -0.050309
| Conc nh3 resources CF [points/kg] |  |  |  | 0.010057 | 0.054101 | -0.010309 | 0.011689 | 0.022466
| GAC CF [kg CO2-eq/kg] |  |  |  | -0.11314 | -0.042436 | -0.15567 | -0.015734 | -0.14607
| GAC ecosystems CF [points/kg] |  |  |  | 0.11508 | -0.11922 | -0.0021482 | -0.16422 | 0.063102
| GAC health CF [points/kg] |  |  |  | -0.020498 | -0.015278 | -0.0050045 | -0.034863 | -0.069943
| GAC resources CF [points/kg] |  |  |  | -0.066139 | -0.097462 | -0.076772 | -0.051233 | -0.044968
| Zeolite CF [kg CO2-eq/kg] |  |  |  | 0.24432 | 0.21074 | 0.0081128 | 0.17525 | 0.075416
| Zeolite ecosystems CF [points/kg] |  |  |  | 0.026043 | 0.009529 | 0.0036004 | 0.070231 | 0.051029
| Zeolite health CF [points/kg] |  |  |  | 0.26105 | 0.13434 | 0.15155 | 0.10501 | 0.19047
| Zeolite resources CF [points/kg] |  |  |  | 0.049613 | 0.096202 | -0.096634 | 0.10344 | -0.043444
| KCl CF [kg CO2-eq/kg] |  |  |  | -0.15927 | -0.015314 | -0.15549 | 0.040468 | -0.19152
| KCl ecosystems CF [points/kg] |  |  |  | 0.073483 | 0.04186 | 0.067375 | 0.063918 | 0.081824
| KCl health CF [points/kg] |  |  |  | 0.025371 | -0.056922 | 0.20732 | -0.041092 | 0.15902
| KCl resources CF [points/kg] |  |  |  | 0.2195 | -0.038572 | 0.04018 | -0.021542 | 0.099754
| Mg oh2 CF [kg CO2-eq/kg] |  |  |  | -0.0078248 | 0.16385 | 0.097798 | 0.12642 | 0.061554
| Mg oh2 ecosystems CF [points/kg] |  |  |  | -0.18709 | 0.0060126 | 0.10881 | 0.031335 | 0.0091689
| Mg oh2 health CF [points/kg] |  |  |  | 0.17477 | 0.17266 | 0.063582 | 0.21739 | 0.067495
| Mg oh2 resources CF [points/kg] |  |  |  | 0.11179 | 0.11202 | -0.058662 | 0.12766 | -0.074143
| LPG CF [kg CO2-eq/kg] |  |  |  | -0.066163 | -0.082688 | 0.014005 | -0.11306 | 0.0085689
| LPG ecosystems CF [points/kg] |  |  |  | 0.13583 | 0.12478 | 0.19627 | 0.10333 | 0.24739
| LPG health CF [points/kg] |  |  |  | 0.11706 | -0.023414 | -0.055026 | 0.019094 | 0.038812
| LPG resources CF [points/kg] |  |  |  | 0.089565 | 0.054473 | 0.069583 | -0.0017642 | 0.12886
| Excavation-Global warming [kg CO2-eq/m3] |  |  |  | -0.028395 | 0.14142 | 0.090849 | 0.11959 | 0.017474
| Brick-Global warming [kg CO2-eq/kg] |  |  |  | 0.21782 | 0.024854 | 0.078788 | -0.01889 | 0.1603
| Cement-Global warming [kg CO2-eq/kg] |  |  |  | 0.14531 | 0.067123 | 0.037732 | 0.0049925 | 0.046505
| Concrete-Global warming [kg CO2-eq/m3] |  |  |  | -0.1153 | -0.084116 | -0.080348 | -0.05613 | -0.031239
| Gravel-Global warming [kg CO2-eq/kg] |  |  |  | -0.0048965 | -0.025827 | -0.024386 | 0.031731 | -0.074911
| Plastic-Global warming [kg CO2-eq/kg] |  |  |  | -0.040888 | -0.12791 | 0.049025 | -0.15746 | 0.078044
| Sand-Global warming [kg CO2-eq/kg] |  |  |  | -0.052745 | -0.034275 | -0.05721 | -0.0019682 | -0.065875
| Stainless steel-global warming [kg CO2-eq/kg] |  |  |  | 0.18752 | 0.071695 | -0.14208 | 0.019418 | 0.0044164
| Stainless steel sheet-global warming [kg CO2-eq/kg] |  |  |  | 0.1365 | 0.03904 | -0.0044764 | 0.090657 | 0.12626
| Steel-Global warming [kg CO2-eq/kg] |  |  |  | -0.17086 | -0.12432 | -0.084104 | -0.16677 | -0.16523
| Wood-Global warming [kg CO2-eq/m3] |  |  |  | 0.035848 | 0.13229 | -0.10704 | 0.10679 | -0.0093249
| Trucking-Global warming [kg CO2-eq/tonne*km] |  |  |  | -0.046217 | -0.17281 | -0.1703 | -0.15716 | -0.12408
| Metal-Global warming [kg CO2-eq/kg] |  |  |  | 0.12581 | 0.25468 | 0.071275 | 0.19873 | 0.092745
| Pump-Global warming [kg CO2-eq/ea] |  |  |  | 0.071851 | -0.03796 | -0.14295 | -0.044236 | -0.051449
| Hydronic heat exchanger-global warming [kg CO2-eq/ea] |  |  |  | -0.01709 | -0.095422 | -0.0047885 | -0.15494 | -0.014605
| Solar-Global warming [kg CO2-eq/m2] |  |  |  | -0.03538 | 0.046709 | -0.0090489 | 0.055026 | -0.0049325
| Fan-Global warming [kg CO2-eq/kg] |  |  |  | -0.033015 | 0.01979 | 0.011233 | 0.0036124 | -0.016982
| Battery-Global warming [kg CO2-eq/kg] |  |  |  | 0.019262 | -0.042964 | -0.12629 | 0.01529 | -0.11696
| Ceramic-Global warming [kg CO2-eq/kg] |  |  |  | -0.11147 | -0.16317 | -0.084212 | -0.12052 | -0.073759
| FRP-Global warming [kg CO2-eq/kg] |  |  |  | 0.035992 | 0.0064206 | 0.050705 | -0.02069 | 0.029403
| Na cl-global warming [kg CO2-eq/kg] |  |  |  | 0.079652 | 0.032343 | -0.02021 | 0.037144 | -0.032547
| Motor-Global warming [kg CO2-eq/kg] |  |  |  | -0.044524 | 0.075032 | -0.0055806 | 0.11008 | -0.0038524
| Titanium-Global warming [kg CO2-eq/kg] |  |  |  | 0.016838 | 0.052853 | 0.00043204 | 0.041212 | -0.096838
| PVC-Global warming [kg CO2-eq/kg] |  |  |  | 0.025347 | 0.25247 | 0.020234 | 0.2232 | -0.02303
| Excavation-H ecosystems [kg CO2-eq/m3] |  |  |  | -0.013909 | 0.12608 | -0.018146 | 0.12079 | 0.051893
| Brick-H ecosystems [kg CO2-eq/kg] |  |  |  | -0.10645 | -0.12682 | 0.027123 | -0.16044 | -0.077264
| Cement-H ecosystems [kg CO2-eq/kg] |  |  |  | -0.10735 | 0.05979 | -0.0031323 | 0.088605 | -0.058146
| Concrete-H ecosystems [kg CO2-eq/m3] |  |  |  | -0.10064 | -0.05769 | 0.050033 | -0.068215 | -0.022574
| Gravel-H ecosystems [kg CO2-eq/kg] |  |  |  | -0.042976 | -0.10747 | -0.14473 | -0.069043 | -0.10335
| Plastic-H ecosystems [kg CO2-eq/kg] |  |  |  | -0.016886 | -0.014101 | -0.090369 | -0.088761 | -0.031443
| Sand-H ecosystems [kg CO2-eq/kg] |  |  |  | -0.017198 | -0.017654 | -0.073963 | -0.023438 | -0.015266
| Stainless steel-h ecosystems [kg CO2-eq/kg] |  |  |  | -0.18679 | 0.082736 | -0.02423 | 0.075104 | -0.074791
| Stainless steel sheet-h ecosystems [kg CO2-eq/kg] |  |  |  | 0.07952 | -0.108 | -0.04402 | -0.12583 | 0.0382
| Steel-H ecosystems [kg CO2-eq/kg] |  |  |  | 0.019562 | 0.03712 | -0.0091209 | 0.066331 | 0.034575
| Wood-H ecosystems [kg CO2-eq/m3] |  |  |  | 0.038932 | 0.015854 | 0.079832 | -0.0062526 | 0.0059406
| Trucking-H ecosystems [kg CO2-eq/tonne*km] |  |  |  | -0.0017882 | 0.094413 | 0.064482 | 0.1542 | 0.015002
| Metal-H ecosystems [kg CO2-eq/kg] |  |  |  | -0.21062 | -0.10868 | -0.056838 | -0.10929 | -0.11002
| Pump-H ecosystems [kg CO2-eq/ea] |  |  |  | 0.1107 | 0.015266 | 0.19612 | 0.020882 | 0.20745
| Hydronic heat exchanger-h ecosystems [kg CO2-eq/ea] |  |  |  | 0.052493 | 0.11166 | 0.0046325 | 0.082724 | 0.0081968
| Solar-H ecosystems [kg CO2-eq/m2] |  |  |  | 0.049781 | 0.072439 | 0.026283 | 0.028851 | 0.030615
| Fan-H ecosystems [kg CO2-eq/kg] |  |  |  | 0.010417 | -0.10303 | -0.026727 | -0.12287 | -0.0442
| Battery-H ecosystems [kg CO2-eq/kg] |  |  |  | -0.058866 | -0.11034 | -0.05583 | -0.12518 | -0.060006
| Ceramic-H ecosystems [kg CO2-eq/kg] |  |  |  | 0.088533 | 0.12202 | -0.033975 | 0.13464 | 0.05667
| FRP-H ecosystems [kg CO2-eq/kg] |  |  |  | -0.11923 | -0.079064 | 0.04324 | -0.11292 | -0.036952
| Na cl-h ecosystems [kg CO2-eq/kg] |  |  |  | 0.039916 | -0.016166 | 0.24055 | 0.10315 | 0.14673
| Motor-H ecosystems [kg CO2-eq/kg] |  |  |  | 0.0091089 | 0.083324 | 0.0028923 | 0.10101 | -0.0060486
| Titanium-H ecosystems [kg CO2-eq/kg] |  |  |  | 0.015326 | -0.058362 | -0.065683 | -0.010333 | -0.023486
| PVC-H ecosystems [kg CO2-eq/kg] |  |  |  | 0.090933 | -0.1681 | -0.039412 | -0.16182 | 0.0022802
| Excavation-H health [kg CO2-eq/m3] |  |  |  | 0.15713 | 0.25552 | 0.051485 | 0.22893 | 0.0809
| Brick-H health [kg CO2-eq/kg] |  |  |  | -0.057894 | 0.24475 | -0.17368 | 0.3265 | -0.15261
| Cement-H health [kg CO2-eq/kg] |  |  |  | 0.12404 | 0.0067087 | 0.046049 | 0.025731 | 0.057066
| Concrete-H health [kg CO2-eq/m3] |  |  |  | 0.18267 | -0.047801 | 0.10545 | -0.037744 | 0.13697
| Gravel-H health [kg CO2-eq/kg] |  |  |  | 0.0078008 | 0.13117 | 0.10051 | 0.046469 | 0.10517
| Plastic-H health [kg CO2-eq/kg] |  |  |  | 0.027183 | -0.091869 | -0.13386 | -0.051845 | -0.11252
| Sand-H health [kg CO2-eq/kg] |  |  |  | -0.024962 | -0.0023042 | -0.0027723 | -0.0022442 | -0.033627
| Stainless steel-h health [kg CO2-eq/kg] |  |  |  | 0.1374 | 0.060906 | -0.032559 | 0.0060246 | 0.028287
| Stainless steel sheet-h health [kg CO2-eq/kg] |  |  |  | -0.014929 | -0.024038 | 0.12815 | -0.11221 | 0.091749
| Steel-H health [kg CO2-eq/kg] |  |  |  | -0.05667 | 0.078044 | 0.1452 | 0.08372 | 0.031359
| Wood-H health [kg CO2-eq/m3] |  |  |  | 0.091221 | -0.12713 | 0.062598 | -0.10782 | 0.051761
| Trucking-H health [kg CO2-eq/tonne*km] |  |  |  | -0.12037 | -0.10181 | -0.05667 | -0.10107 | -0.10374
| Metal-H health [kg CO2-eq/kg] |  |  |  | -0.031059 | -0.039952 | 0.0084728 | 0.021602 | 0.0028563
| Pump-H health [kg CO2-eq/ea] |  |  |  | 0.28428 | 0.076532 | 0.024806 | 0.066379 | 0.11959
| Hydronic heat exchanger-h health [kg CO2-eq/ea] |  |  |  | -0.1179 | -0.070039 | -0.022094 | 0.010381 | -0.066967
| Solar-H health [kg CO2-eq/m2] |  |  |  | -0.15264 | -0.069055 | 0.058878 | -0.087177 | 0.047033
| Fan-H health [kg CO2-eq/kg] |  |  |  | -0.035824 | 0.13507 | 0.03742 | 0.12953 | 0.020258
| Battery-H health [kg CO2-eq/kg] |  |  |  | 0.061986 | -0.032931 | 0.050705 | -0.072319 | 0.070807
| Ceramic-H health [kg CO2-eq/kg] |  |  |  | -0.048413 | -0.2047 | -0.045473 | -0.17617 | -0.058518
| FRP-H health [kg CO2-eq/kg] |  |  |  | -0.028839 | 0.0060606 | -0.031119 | 0.00020402 | -0.069871
| Na cl-h health [kg CO2-eq/kg] |  |  |  | 0.12251 | -0.0079448 | 0.014209 | 0.058254 | 0.058998
| Motor-H health [kg CO2-eq/kg] |  |  |  | 0.01511 | -0.12313 | -0.068419 | -0.15576 | -0.017666
| Titanium-H health [kg CO2-eq/kg] |  |  |  | 0.059166 | -0.0072247 | -0.028839 | 0.021986 | 0.016466
| PVC-H health [kg CO2-eq/kg] |  |  |  | 0.21404 | 0.043528 | 0.1229 | -0.072859 | 0.19988
| Excavation-H resources [kg CO2-eq/m3] |  |  |  | 0.03958 | -0.017546 | 0.11904 | -0.040504 | 0.13803
| Brick-H resources [kg CO2-eq/kg] |  |  |  | -0.029055 | 0.051269 | -0.072583 | 0.036856 | -0.11646
| Cement-H resources [kg CO2-eq/kg] |  |  |  | 0.23521 | 0.087033 | 0.038044 | 0.012769 | 0.13901
| Concrete-H resources [kg CO2-eq/m3] |  |  |  | 0.16949 | 0.12613 | -0.035164 | 0.088713 | 0.035164
| Gravel-H resources [kg CO2-eq/kg] |  |  |  | 0.1614 | 0.094245 | 0.048905 | -0.0078488 | 0.034683
| Plastic-H resources [kg CO2-eq/kg] |  |  |  | 0.078704 | 0.053417 | 0.077612 | -0.0023282 | 0.029115
| Sand-H resources [kg CO2-eq/kg] |  |  |  | -0.061218 | -0.089697 | -0.1375 | -0.024746 | -0.12586
| Stainless steel-h resources [kg CO2-eq/kg] |  |  |  | 0.058758 | -0.0093249 | 0.088185 | -0.092133 | 0.068575
| Stainless steel sheet-h resources [kg CO2-eq/kg] |  |  |  | -0.01811 | 0.08222 | 0.017378 | 0.10205 | -0.026523
| Steel-H resources [kg CO2-eq/kg] |  |  |  | 0.10465 | 0.028983 | -0.050105 | -0.0094329 | -0.050141
| Wood-H resources [kg CO2-eq/m3] |  |  |  | 0.15884 | 0.03538 | -0.0079088 | -0.014593 | 0.10963
| Trucking-H resources [kg CO2-eq/tonne*km] |  |  |  | -0.15044 | 0.034935 | -0.076736 | 0.066619 | -0.08318
| Metal-H resources [kg CO2-eq/kg] |  |  |  | 0.15824 | 0.14554 | 0.21614 | 0.094977 | 0.22836
| Pump-H resources [kg CO2-eq/ea] |  |  |  | -0.11698 | -0.18518 | 0.017942 | -0.20724 | -0.055374
| Hydronic heat exchanger-h resources [kg CO2-eq/ea] |  |  |  | -0.16343 | -0.059142 | -0.069667 | -0.11411 | -0.21101
| Solar-H resources [kg CO2-eq/m2] |  |  |  | 0.16637 | -0.10905 | 0.21231 | -0.11854 | 0.20654
| Fan-H resources [kg CO2-eq/kg] |  |  |  | -0.14315 | 0.078596 | 0.12913 | 0.11117 | 0.026415
| Battery-H resources [kg CO2-eq/kg] |  |  |  | -0.011641 | 0.028239 | 0.0084728 | 0.042916 | 0.064866
| Ceramic-H resources [kg CO2-eq/kg] |  |  |  | -0.11152 | 0.094101 | 0.082952 | 0.10519 | -0.037312
| FRP-H resources [kg CO2-eq/kg] |  |  |  | -0.012589 | 0.093861 | -0.039496 | -0.050537 | -0.033723
| Na cl-h resources [kg CO2-eq/kg] |  |  |  | 0.12454 | -0.097918 | 0.0067087 | -0.13349 | 0.098278
| Motor-H resources [kg CO2-eq/kg] |  |  |  | 0.055038 | 0.0061686 | -0.057522 | 0.056586 | -0.051281
| Titanium-H resources [kg CO2-eq/kg] |  |  |  | -0.020438 | 0.039364 | -0.029019 | 0.072691 | 0.03556
| PVC-H resources [kg CO2-eq/kg] |  |  |  | -0.083564 | 0.011905 | -0.089385 | -0.011173 | -0.10904

## reB_BeijingChina
| Element | N recovery | P recovery | K recovery | TEA results | LCA results
| Metric | Total N [% N] | Total P [% P] | Total K [% K] | Annual net cost [USD/cap/yr] | GlobalWarming [kg CO2-eq/cap/yr] | H_Ecosystems [points/cap/yr] | H_Health [points/cap/yr] | H_Resources [points/cap/yr]
Element | Parameter
TEA | Labor wages [USD/h] |  |  |  | -0.14099 | -0.072907 | -0.01685 | -0.12498 | -0.063114
| Electricity price [$/kWh] |  |  |  | 0.088569 | 0.070567 | -0.018818 | 0.10237 | -0.028815
LCA | Electricity CF [kg CO2-eq/kWh] |  |  |  | 0.048281 | -0.0048725 | -0.19509 | -0.069607 | -0.086205
| Electricity ecosystems CF [points/kWh] |  |  |  | 0.18919 | 0.10085 | 0.15065 | 0.04102 | 0.15521
| Electricity health CF [points/kWh] |  |  |  | 0.082136 | 0.16419 | -0.088149 | 0.12786 | -0.019598
| Electricity resources CF [points/kWh] |  |  |  | -0.13765 | 0.0094569 | -0.058674 | 0.045533 | -0.156
TEA | NH3 fertilizer price [USD/kg N] |  |  |  | 0.061818 | 0.022058 | -0.011341 | 0.093321 | 0.063678
| LPG price [USD/kg] |  |  |  | -0.028347 | -0.11834 | -0.052697 | -0.17235 | -0.018158
Excretion-B1 | Excretion e cal [kcal/cap/d] |  |  |  | 0.047789 | 0.059934 | 0.032811 | 0.13131 | 0.043972
| Excretion p veg [g/cap/d] |  |  |  | -0.067387 | -0.088533 | -0.14465 | 2.4002e-05 | -0.12186
| Excretion p anim [g/cap/d] |  |  |  | 0.10201 | -0.1528 | -0.182 | -0.13399 | -0.067627
| Excretion N prot [fraction] |  |  |  | -0.19459 | -0.10809 | -0.14603 | -0.028059 | -0.18986
| Excretion P prot v [fraction] |  |  |  | 0.040936 | 0.04036 | -0.90325 | -0.011437 | -0.54053
| Excretion P prot a [fraction] |  |  |  | -0.009757 | -0.009721 | -0.24284 | 0.035176 | -0.14304
| Excretion K cal [g K/1000 kcal] |  |  |  | -0.090897 | -0.048113 | 0.13725 | 0.031359 | 0.058122
| Excretion N exc [fraction of intake] |  |  |  | 0.049241 | 0.015902 | 0.1228 | 0.053681 | 0.12582
| Excretion P exc [fraction of intake] |  |  |  | -0.0047525 | 0.010057 | -0.088113 | 0.033891 | -0.092337
| Excretion K exc [fraction of intake] |  |  |  | 0.049589 | -0.027195 | -0.2093 | -0.034683 | -0.059838
| Excretion e exc [fraction of intake] |  |  |  | 0.0020402 | 0.78697 | -0.045017 | 0.89905 | -0.032619
| Excretion N ur [fraction of total] |  |  |  | -0.063822 | -0.033963 | -0.10393 | -0.0021362 | -0.069319
| Excretion P ur [fraction of total] |  |  |  | -0.12506 | 0.18896 | 0.026655 | 0.22889 | -0.024758
| Excretion K ur [fraction of total] |  |  |  | 0.079088 | -0.15262 | -0.064578 | -0.14175 | 0.035104
| Excretion e fec [fraction of total] |  |  |  | 0.043528 | 0.0087249 | 0.014557 | 0.014701 | 0.05769
| Excretion N ur NH3 [fraction of total N in urine] |  |  |  | -0.051665 | 0.1041 | -0.08498 | 0.083348 | -0.067219
| Excretion N fec NH3 [fraction of total N in feces] |  |  |  | -0.012733 | 0.024542 | 0.19993 | 0.072871 | 0.12328
| Excretion ur exc [g/cap/d] |  |  |  | 0.048929 | -0.038848 | -0.026763 | -0.047465 | 0.010021
| Excretion fec exc [g/cap/d] |  |  |  | 0.29931 | 0.00093609 | 0.19242 | -0.095218 | 0.35326
| Excretion ur moi [fraction] |  |  |  | -0.24119 | 0.029091 | -0.13543 | -0.011365 | -0.27215
| Excretion fec moi [fraction] |  |  |  | -0.070879 | -0.090825 | 0.00036004 | -0.093609 | -0.034719
| Excretion mg ur [g Mg/cap/d] |  |  |  | 0.077888 | -0.13665 | -0.094941 | -0.087333 | -0.069175
| Excretion mg fec [g Mg/cap/d] |  |  |  | 0.016658 | -0.046061 | -0.017798 | -0.073663 | -0.045917
| Excretion ca ur [g Ca/cap/d] |  |  |  | -0.016466 | 0.037312 | 0.066679 | 0.067363 | 0.055842
| Excretion ca fec [g Ca/cap/d] |  |  |  | 0.1957 | 0.1738 | 0.09583 | 0.11506 | 0.15912
MURT-B2 | MURT collection period [days] |  |  |  | 0.044728 | 0.050789 | -0.21912 | -0.021734 | -0.19042
| MURT sludge accum rate [L/cap/yr] |  |  |  | 0.10317 | 0.1192 | 0.056898 | -0.013369 | 0.13737
| MURT N volatilization [fraction of N input] |  |  |  | 0.017954 | 0.018518 | 0.11602 | -0.018686 | 0.078356
| MURT squatting pan cost [USD] |  |  |  | 0.028263 | -0.055422 | 0.055374 | -0.048293 | 0.010933
| MURT urinal cost [USD] |  |  |  | -0.095134 | 0.026067 | 0.011257 | 0.11039 | -0.02231
| MURT led cost [USD] |  |  |  | -0.12268 | 0.047921 | -0.10197 | 0.068983 | -0.17816
| MURT anticor floor cost [USD] |  |  |  | 0.058914 | -0.045989 | 0.01907 | -0.052481 | -0.013429
| MURT fan cost [USD] |  |  |  | 0.049805 | 0.071407 | 0.077912 | 0.11664 | 0.01835
| MURT circuit change cost [USD] |  |  |  | -0.0042844 | -0.12019 | 0.092565 | -0.11986 | 0.079532
| MURT pipe cost [USD] |  |  |  | 0.083564 | 0.090393 | -0.016118 | 0.044668 | -0.034635
| MURT squatting pan weight [kg] |  |  |  | -0.03544 | -0.12286 | 0.060954 | -0.072367 | 0.0054365
| MURT urinal weight [kg] |  |  |  | -0.0067687 | -0.19736 | -0.035452 | -0.21273 | -0.023006
| MURT operating cost [cost] |  |  |  | -0.07508 | 0.0092289 | -0.2091 | 0.041668 | -0.18592
| MCF decay [fraction of anaerobic conversion of degraded COD] |  |  |  | 0.10787 | 0.10327 | 0.22489 | 0.02345 | 0.28619
| N2O EF decay [fraction of N emitted as N2O] |  |  |  | 0.10794 | 0.0057366 | 0.11946 | 0.066763 | 0.11216
Septic tank-B3 | Septic tank tau [days] |  |  |  | -0.073615 | 0.013933 | -0.10754 | -0.0071407 | -0.10383
| Septic tank COD removal [fraction of COD removal] |  |  |  | -0.12618 | 0.21313 | -0.05529 | 0.2098 | -0.082472
| Septic tank n2o EF decay [fraction of of degraded N emitted as N2O] |  |  |  | 0.013585 | -0.089133 | 0.059466 | -0.17047 | 0.03628
| Septic tank FRP tank cost [USD] |  |  |  | 0.036208 | -0.016118 | -0.02423 | 0.040432 | 0.030363
| Septic tank FRP per tank [kg] |  |  |  | -0.15212 | 0.049757 | -0.040756 | -0.0079208 | -0.060114
| Septic tank pump cost [USD/set] |  |  |  | -0.16589 | 0.10919 | 0.051581 | 0.076004 | -0.015782
| Septic tank N max decay [nan] |  |  |  | 0.15023 | -0.02483 | 0.12589 | 0.037192 | 0.14403
| Septic tank mg oh2 cost [USD/kg] |  |  |  | -0.21878 | -0.11384 | 0.079316 | -0.048605 | -0.060654
Sludge pasteurization-B4 | Sludge pasteurization sludge dryer weight [kg] |  |  |  | 0.031971 | -0.072451 | -0.019058 | -0.0091689 | -0.017006
| Sludge pasteurization sludge barrel weight [kg] |  |  |  | -0.015818 | -0.090789 | 0.052661 | -0.18367 | 0.088797
| Sludge pasteurization sludge dryer [USD] |  |  |  | -0.046433 | -0.00028803 | -0.085809 | -0.013477 | -0.094797
| Sludge pasteurization sludge barrel [USD] |  |  |  | -0.0809 | 0.20152 | -0.13929 | 0.16323 | -0.17033
| Sludge pasteurization sludge labor maintenance [h] |  |  |  | -0.009781 | -0.078056 | 0.10976 | -0.050153 | 0.10687
| Sludge pasteurization wages [USD/cap/h] |  |  |  | -0.10347 | -0.0061686 | -0.028827 | 0.028683 | -0.13179
| Sludge pasteurization hhx heat recovery [-] |  |  |  | -0.698 | -0.14645 | -0.095854 | -0.0080168 | -0.56834
Reclaimer ultrafiltration-B5 | Reclaimer Ultrafiltration one in pipe SCH40 [USD] |  |  |  | -0.17889 | -0.037444 | 0.012649 | -0.0040084 | -0.018602
| Reclaimer Ultrafiltration onehalf in pipe SCH40 [USD] |  |  |  | -0.13169 | -0.087993 | 0.0042844 | -0.031647 | -0.082748
| Reclaimer Ultrafiltration one in elbow SCH80 [USD] |  |  |  | 0.084992 | -0.0063486 | -0.081476 | 0.0057966 | -0.013057
| Reclaimer Ultrafiltration one in tee SCH80 [USD] |  |  |  | 0.023594 | 0.036592 | 0.13611 | 0.01607 | 0.12188
| Reclaimer Ultrafiltration one in SCH80 [USD] |  |  |  | -0.17803 | -0.079496 | 0.021542 | -0.039148 | -0.036196
| Reclaimer Ultrafiltration one onehalf in SCH80 [USD] |  |  |  | -0.22619 | -0.013981 | -0.079772 | 0.043096 | -0.18091
| Reclaimer Ultrafiltration onehalf in SCH80 [USD] |  |  |  | -0.091845 | -0.018542 | -0.10555 | 0.059154 | -0.11896
| Reclaimer Ultrafiltration three in pipe SCH80 [USD] |  |  |  | 0.096634 | 0.047933 | -0.12049 | 0.02411 | 0.016286
| Reclaimer ultrafiltration three in sch80 endcap [USD] |  |  |  | 0.019502 | -0.015734 | 0.060594 | -0.047597 | 0.13306
| Reclaimer ultrafiltration one one NB MTA [USD] |  |  |  | 0.075272 | -0.046361 | 0.050213 | -0.07808 | 0.048821
| Reclaimer ultrafiltration one onehalf NB MTA [USD] |  |  |  | 0.026343 | 0.011569 | -0.045401 | 0.041356 | -0.074899
| Reclaimer ultrafiltration foot valve [USD] |  |  |  | 0.057762 | 0.13984 | -0.14491 | 0.14514 | -0.13801
| Reclaimer ultrafiltration one onehalf in sch80 threadedtee [USD] |  |  |  | -0.052697 | -0.054521 | -0.029379 | -0.10263 | -0.037792
| Reclaimer ultrafiltration three in pipe clamp [USD] |  |  |  | 0.009721 | 0.17762 | 0.091173 | 0.16332 | -0.042988
| Reclaimer ultrafiltration one in pipe clamp [USD] |  |  |  | 0.016754 | 0.0070567 | 0.028335 | 0.031539 | -0.031011
| Reclaimer ultrafiltration onehalf in pipe clamp [USD] |  |  |  | -0.16391 | -0.079412 | 0.10617 | -0.052433 | -0.060198
| Reclaimer ultrafiltration UF brush [USD] |  |  |  | -0.0785 | 0.15161 | -0.10151 | 0.11558 | -0.060378
| Reclaimer ultrafiltration two way valve [USD] |  |  |  | 0.041704 | -0.047369 | 0.024218 | -0.080624 | 0.060126
| Reclaimer ultrafiltration UF unit [USD] |  |  |  | 0.067687 | -0.12823 | 0.015806 | -0.22179 | -0.04408
| Reclaimer ultrafiltration one in pipe sch40 lifetime [y] |  |  |  | 0.0016442 | -0.0057726 | -0.18267 | -0.018614 | -0.16773
| Reclaimer ultrafiltration onehalf in pipe sch40 lifetime [y] |  |  |  | -0.063666 | -0.017786 | -0.071167 | 0.024986 | -0.085029
| Reclaimer ultrafiltration one in elbow sch80 lifetime [y] |  |  |  | 0.17253 | -0.14503 | 0.062922 | -0.22671 | 0.14355
| Reclaimer ultrafiltration one in tee sch80 lifetime [y] |  |  |  | -0.037 | 0.01739 | -0.023042 | -0.011137 | -0.040072
| Reclaimer ultrafiltration one in sch80 lifetime [y] |  |  |  | -0.11186 | -0.11166 | -0.08438 | -0.060246 | -0.13679
| Reclaimer ultrafiltration one onehalf in sch80 lifetime [y] |  |  |  | -0.053825 | -0.031971 | -0.068947 | -0.017942 | -0.069763
| Reclaimer ultrafiltration onehalf in sch80 lifetime [y] |  |  |  | 0.0038764 | -0.17523 | -0.078968 | -0.15734 | -0.043948
| Reclaimer ultrafiltration three in pipe sch80 lifetime [y] |  |  |  | -0.019658 | 0.082664 | -0.14926 | 0.034263 | -0.032643
| Reclaimer ultrafiltration three in sch80 endcap lifetime [y] |  |  |  | 0.042496 | 0.030963 | 0.11737 | -0.0074887 | 0.048641
| Reclaimer ultrafiltration one one NB MTA lifetime [y] |  |  |  | -0.045725 | -0.17273 | -0.078104 | -0.18803 | -0.10361
| Reclaimer ultrafiltration one onehalf NB MTA lifetime [y] |  |  |  | -0.0019682 | -0.012949 | -0.092097 | 0.058686 | -0.067891
| Reclaimer ultrafiltration foot valve lifetime [y] |  |  |  | 0.015062 | -0.072811 | -0.016442 | -0.18668 | -0.05655
| Reclaimer ultrafiltration one onehalf in sch80 threadedtee lifetime [y] |  |  |  | 0.12367 | -0.15892 | 0.080204 | -0.1988 | 0.14873
| Reclaimer ultrafiltration three in pipe clamp lifetime [y] |  |  |  | -0.0042484 | -0.0052685 | -0.074707 | -0.048689 | -0.0030363
| Reclaimer ultrafiltration one in pipe clamp lifetime [y] |  |  |  | 0.07892 | 0.051701 | 0.060858 | 0.044116 | 0.083924
| Reclaimer ultrafiltration onehalf in pipe clamp lifetime [y] |  |  |  | -0.034947 | -0.04282 | -0.077636 | -0.012385 | -0.0025683
| Reclaimer ultrafiltration UF brush lifetime [y] |  |  |  | 0.032007 | -0.0024122 | -0.017426 | 0.062958 | 0.0048125
| Reclaimer ultrafiltration two way valve lifetime [y] |  |  |  | -0.051401 | -0.018242 | -0.22554 | -0.020738 | -0.11861
| Reclaimer ultrafiltration UF unit lifetime [y] |  |  |  | -0.38887 | 0.13737 | -0.0057966 | 0.18947 | -0.1431
| Reclaimer ultrafiltration plastic weight [kg] |  |  |  | 0.20194 | 0.13581 | 0.070291 | 0.098062 | 0.18081
| Reclaimer ultrafiltration brass weight [kg] |  |  |  | 0.078716 | -0.041968 | 0.03892 | -0.078776 | 0.045185
| Reclaimer ultrafiltration steel weight [kg] |  |  |  | -0.087525 | -0.08132 | 0.12611 | -0.090309 | 0.030687
| Reclaimer ultrafiltration nylon weight [kg] |  |  |  | 0.15807 | 0.0053405 | 0.070447 | 0.01523 | 0.14745
| Reclaimer ultrafiltration TSS removal [%] |  |  |  | 0.060234 | 0.010009 | -0.029355 | -0.079784 | 0.048077
| Reclaimer Ultrafiltration power demand 1 [W] |  |  |  | -0.026775 | 0.01865 | -0.090777 | 0.033411 | -0.06081
| Reclaimer Ultrafiltration power demand 2 [W] |  |  |  | 0.19824 | -0.017486 | 0.07862 | -0.035464 | 0.21404
| Reclaimer Ultrafiltration power demand 3 [W] |  |  |  | -0.10203 | 0.014449 | 0.080252 | 0.079376 | 0.016274
| Reclaimer Ultrafiltration power demand 4 [W] |  |  |  | 0.27387 | 0.15284 | 0.34793 | 0.0038404 | 0.36396
Reclaimer ion exchange-B6 | Reclaimer Ion Exchange four in pipe SCH40 [USD] |  |  |  | 0.085161 | 0.071635 | 0.091677 | 0.071827 | 0.17447
| Reclaimer Ion Exchange four in pipe SCH80 [USD] |  |  |  | 0.00058806 | 0.082532 | 0.1564 | 0.11864 | 0.13041
| Reclaimer ion exchange four in pipe sch80 endcap [USD] |  |  |  | -0.085689 | -0.032523 | -0.17581 | 0.082712 | -0.2005
| Reclaimer ion exchange NRV [USD] |  |  |  | 0.0085329 | -0.089445 | -0.022694 | -0.025683 | 0.018134
| Reclaimer ion exchange connector [USD] |  |  |  | 0.13997 | -0.039736 | -0.05625 | -0.085833 | 0.11272
| Reclaimer ion exchange ball valve [USD] |  |  |  | -0.069475 | 0.0028923 | -0.036352 | -0.019154 | -0.071119
| Reclaimer ion exchange three eight elbow [USD] |  |  |  | -0.18111 | -0.043192 | -0.16671 | -0.025047 | -0.19411
| Reclaimer ion exchange ten ten mm tee [USD] |  |  |  | 0.092769 | -0.15276 | 0.13311 | -0.13074 | 0.13938
| Reclaimer ion exchange OD tube [USD] |  |  |  | 0.18597 | 0.14214 | -0.089217 | 0.14347 | 0.038884
| Reclaimer ion exchange four in pipe clamp [USD] |  |  |  | 0.14934 | 0.051881 | -0.031347 | -0.009805 | 0.048245
| Reclaimer ion exchange GAC zeolite mesh [USD] |  |  |  | 0.093549 | 0.0053765 | -0.016238 | -0.0033483 | 0.11855
| Reclaimer ion exchange kcl cost [USD/kg] |  |  |  | -0.14923 | 0.27986 | 0.13725 | 0.27869 | -0.032787
| Reclaimer ion exchange GAC cost [USD/kg] |  |  |  | 0.23513 | 0.16224 | 0.049253 | 0.14025 | 0.061146
| Reclaimer ion exchange zeolite cost [USD/kg] |  |  |  | 0.10011 | 0.042808 | -0.0025563 | -0.02021 | 0.019994
| Reclaimer ion exchange TN removal [ratio] |  |  |  | 0.046577 | -0.0037324 | -0.0022682 | 0.033423 | -0.020918
| Reclaimer ion exchange zeolite lifetime [year] |  |  |  | 0.10965 | -0.032115 | 0.089601 | -0.0037084 | 0.085101
| Reclaimer ion exchange gac lifetime [year] |  |  |  | -0.086673 | -0.3356 | 0.13347 | -0.01775 | 0.094353
| Reclaimer ion exchange kcl weight [kg] |  |  |  | 0.020174 | 0.12155 | -0.055878 | 0.093921 | -0.074635
| Reclaimer ion exchange kcl regeneration freq [year] |  |  |  | 0.018422 | 0.054485 | 0.11611 | -0.0045605 | 0.091545
| Reclaimer ion exchange desorption recovery efficiency [ratio] |  |  |  | 0.14829 | -0.073183 | -0.036976 | -0.077852 | 0.07994
| Reclaimer ion exchange PVC weight [kg] |  |  |  | -0.047837 | 0.050873 | 0.07688 | 0.075032 | 0.085821
| Reclaimer ion exchange steel weight [kg] |  |  |  | 0.053393 | -0.012289 | 0.30291 | -0.014905 | 0.18134
| Reclaimer ion exchange plastic weight [kg] |  |  |  | -0.044776 | 0.013525 | 0.034131 | 0.010201 | -0.033843
| Reclaimer ion exchange labor maintenance zeolite regeneration [hr/y] |  |  |  | -0.11374 | -0.023378 | 0.066859 | -0.07928 | 0.011497
| Reclaimer ion exchange om capital ratio [ratio] |  |  |  | 0.054461 | 0.020198 | 0.15425 | -0.0074407 | 0.16041
| Reclaimer ion exchange wages [USD/cap/hr] |  |  |  | 0.35526 | 0.21728 | 0.13219 | 0.14607 | 0.25026
Reclaimer ECR-B7 | Reclaimer ECR EC brush [USD] |  |  |  | 0.070327 | -0.17653 | -0.014293 | -0.19566 | 0.025767
| Reclaimer ECR EC cell [USD] |  |  |  | 0.14541 | 0.11536 | 0.11636 | 0.074059 | 0.21973
| Reclaimer ECR energy demand [Wh/L] |  |  |  | 0.15816 | -0.033603 | -0.042868 | -0.010609 | 0.057078
| Reclaimer ECR EC cell lifetime [yr] |  |  |  | -0.063834 | 0.10328 | -0.088941 | 0.02231 | 0.0082568
| Reclaimer ECR titanium weight [kg] |  |  |  | 0.0011521 | -0.20684 | -0.13131 | -0.26673 | -0.067171
| Reclaimer ECR nylon weight [kg] |  |  |  | -0.019214 | -0.035992 | 0.0752 | -0.065239 | 0.0839
| Reclaimer ECR EC brush lifetime [yr] |  |  |  | -0.0364 | 0.088497 | 0.0077768 | 0.021638 | -0.10801
| Reclaimer ECR power demand ecr [W] |  |  |  | 0.0036604 | 0.079724 | 0.20881 | -0.056406 | 0.10033
Reclaimer housing-B10 | Reclaimer housing frame [USD] |  |  |  | -0.026775 | -0.068551 | 0.047693 | -0.13525 | 0.016682
| Reclaimer housing extrusion [USD] |  |  |  | 0.069883 | -0.15213 | 0.094425 | -0.16643 | 0.088341
| Reclaimer housing angle frame [USD] |  |  |  | -0.0017882 | 0.17865 | 0.058074 | 0.15728 | 0.077
| Reclaimer housing angle [USD] |  |  |  | 0.025671 | 0.039508 | 0.092421 | 0.019334 | 0.070123
| Reclaimer housing door sheet [USD] |  |  |  | -0.10029 | 0.073831 | -0.048293 | 0.10571 | -0.087501
| Reclaimer housing plate valve [USD] |  |  |  | -0.1184 | 0.036712 | 0.018206 | -0.0013201 | -0.046877
| Reclaimer housing powder [USD] |  |  |  | -0.098938 | -0.065467 | -0.047681 | 0.030939 | -0.1204
| Reclaimer housing container [USD] |  |  |  | 0.17468 | 0.16908 | 0.0076928 | 0.11351 | 0.093765
| Reclaimer housing aluminum weight [kg] |  |  |  | -0.034059 | -0.024818 | -0.043492 | -0.091641 | -0.0087489
| Reclaimer housing steel weight [kg] |  |  |  | -0.077624 | -0.07526 | 0.11249 | -0.14844 | 0.054785
| Reclaimer housing framework weight [kg] |  |  |  | 0.047525 | 0.089553 | 0.22118 | 0.015938 | 0.27074
| Reclaimer housing fittings weight [kg] |  |  |  | 0.067015 | 0.053633 | -0.13827 | 0.035452 | -0.032943
Reclaimer system-B11 | Reclaimer system T nut [USD] |  |  |  | -0.076544 | -0.078416 | 0.050369 | -0.10173 | -0.033663
| Reclaimer system die cast hinge [USD] |  |  |  | -0.064398 | 0.069175 | -0.01955 | 0.0445 | -0.0818
| Reclaimer system SLS locks [USD] |  |  |  | -0.03814 | 0.025527 | -0.16373 | 0.02243 | -0.12895
| Reclaimer system DC round key [USD] |  |  |  | 0.037816 | 0.074803 | -0.0051125 | 0.017342 | 0.048629
| Reclaimer system handle rod [USD] |  |  |  | 0.21773 | 0.14388 | -0.051017 | 0.08054 | 0.054941
| Reclaimer system eight mm bolt [USD] |  |  |  | 0.022766 | 0.13925 | -0.10273 | 0.1205 | 0.044884
| Reclaimer system button headed nut [USD] |  |  |  | -0.0019682 | 0.046397 | 0.037492 | 0.12379 | 0.013033
| Reclaimer system twelve mm bolt [USD] |  |  |  | -0.075104 | -0.033411 | -0.12444 | -0.090885 | -0.16295
| Reclaimer system ten mm CSK [USD] |  |  |  | -0.050033 | -0.019574 | -0.062886 | 0.00090009 | -0.042064
| Reclaimer system sixteen mm CSK [USD] |  |  |  | -0.0022562 | -0.065515 | 0.14577 | 0.030975 | 0.069751
| Reclaimer system sixteen mm bolt [USD] |  |  |  | -0.030519 | 0.0094089 | 0.034563 | 0.10771 | -0.033735
| Reclaimer system coupling brass [USD] |  |  |  | -0.035836 | -0.21114 | -0.089109 | -0.13659 | 0.010837
| Reclaimer system coupling threaded [USD] |  |  |  | 0.093441 | 0.027351 | 0.016538 | 0.015362 | 0.06423
| Reclaimer system socket [USD] |  |  |  | 0.015506 | -0.052373 | 0.048509 | -0.18878 | 0.046037
| Reclaimer system onehalf tank nipple [USD] |  |  |  | -0.14718 | 0.098326 | -0.03514 | 0.061386 | -0.1726
| Reclaimer system onehalf in coupling brass [USD] |  |  |  | -0.07544 | 0.11357 | -0.039772 | 0.076988 | 0.0052685
| Reclaimer system onehalf in fitting [USD] |  |  |  | 0.080348 | 0.024734 | -0.039292 | 0.045293 | -0.0089649
| Reclaimer system plate [USD] |  |  |  | -0.11076 | -0.087381 | 0.19886 | -0.0085929 | 0.10455
| Reclaimer system pump [USD] |  |  |  | -0.13386 | -0.14581 | -0.041272 | -0.092685 | -0.044884
| Reclaimer system three way valve [USD] |  |  |  | -0.067807 | -0.11911 | 0.097474 | -0.062898 | 0.027819
| Reclaimer system lofted tank [USD] |  |  |  | -0.16506 | -0.0391 | 0.1143 | 0.029343 | -6.0006e-05
| Reclaimer system lifetime [part replacement lifetime] |  |  |  | 0.045149 | 0.010381 | 0.039232 | 0.0013681 | 0.064146
| Reclaimer system steel weight [kg] |  |  |  | 0.054833 | 0.021218 | -0.094893 | 0.028455 | -0.016694
| Reclaimer system brass weight [kg] |  |  |  | 0.1828 | 0.13785 | -0.15936 | 0.04 | -0.077036
| Reclaimer system power demand system [W] |  |  |  | -0.23968 | 0.0089409 | -0.21093 | 0.058962 | -0.219
| Reclaimer system working time [hr] |  |  |  | -0.036448 | 0.0058086 | -0.087909 | -0.011137 | -0.17227
| Reclaimer system om capital ratio [ratio] |  |  |  | -0.14123 | -0.030999 | 0.017894 | 0.018158 | -0.06345
MURT-B2 | Max ch4 emission [g CH4/g COD] |  |  |  | -0.06075 | 0.158 | -0.18855 | 0.14572 | -0.14673
| Full degradation time [yr] |  |  |  | 0.070483 | -0.1661 | -0.014713 | -0.18182 | 0.022094
| Log degradation [-] |  |  |  | 0.12989 | 0.14779 | 0.1152 | 0.14686 | 0.11807
TEA | Price factor [-] |  |  |  | -0.0042004 | 0.028695 | -0.10531 | 0.041764 | -0.035752
LCA | CH4 CF [kg CO2-eq/kg CH4] |  |  |  | -0.0071647 | 0.2335 | -0.041068 | 0.087765 | -0.071383
| CH4 ecosystems CF [points/kg CH4] |  |  |  | 0.20438 | -0.04426 | 0.12484 | -0.060042 | 0.22556
| CH4 health CF [points/kg CH4] |  |  |  | -0.21303 | 0.027363 | -0.085125 | 0.18011 | -0.23872
| N2O CF [kg CO2-eq/kg N2O] |  |  |  | 0.043972 | 0.0021362 | 0.066859 | -0.009673 | 0.0035164
| N2O ecosystems CF [points/kg N2O] |  |  |  | -0.12144 | 0.046421 | 0.14214 | 0.049853 | 0.072379
| N2O health CF [points/kg N2O] |  |  |  | -0.034479 | 0.23189 | -0.068791 | 0.25723 | -0.049973
| N fertilizer CF [kg CO2-eq/kg N] |  |  |  | -0.084668 | 0.028023 | -0.011977 | -0.042244 | -0.068407
| N fertilizer ecosystems CF [points/kg N] |  |  |  | -0.20353 | 0.050201 | 0.091665 | 0.11862 | 0.012709
| N fertilizer health CF [points/kg N] |  |  |  | 0.017006 | 0.052553 | -0.12234 | 0.03556 | -0.12136
| N fertilizer resources CF [points/kg N] |  |  |  | -0.074119 | -0.06291 | 0.16358 | 0.026199 | 0.11124
| P fertilizer CF [kg CO2-eq/kg P] |  |  |  | -0.021902 | -0.14585 | -0.052361 | -0.12475 | -0.080696
| P fertilizer ecosystems CF [points/kg P] |  |  |  | 0.028071 | 0.069763 | -0.0024482 | -0.054485 | 0.055026
| P fertilizer health CF [points/kg P] |  |  |  | 0.13351 | -0.043048 | 0.30579 | -0.10346 | 0.23548
| P fertilizer resources CF [points/kg P] |  |  |  | 0.17757 | 0.014833 | 0.0054005 | -0.031179 | 0.047345
| K fertilizer CF [kg CO2-eq/kg K] |  |  |  | 0.0080768 | 0.16786 | 0.0067447 | 0.14319 | -0.0056526
| K fertilizer ecosystems CF [points/kg K] |  |  |  | 0.037396 | -0.011257 | 0.15386 | -0.041788 | 0.12617
| K fertilizer health CF [points/kg K] |  |  |  | -0.013669 | 0.068119 | 0.079472 | 0.06105 | 0.090213
| K fertilizer resources CF [points/kg K] |  |  |  | 0.055626 | 0.030627 | 0.034083 | 0.028863 | 0.014209
| Conc nh3 CF [kg CO2-eq/kg] |  |  |  | 0.11509 | -0.099202 | 0.029055 | -0.067879 | 0.037444
| Conc nh3 ecosystems CF [points/kg] |  |  |  | -0.056478 | 0.20845 | -0.019934 | 0.19838 | -0.061338
| Conc nh3 health CF [points/kg] |  |  |  | -0.12892 | 0.027615 | 0.12451 | 0.08474 | 0.041056
| Conc nh3 resources CF [points/kg] |  |  |  | -0.13155 | -0.24151 | 0.1546 | -0.18214 | 0.072127
| GAC CF [kg CO2-eq/kg] |  |  |  | -0.098146 | 0.052517 | 0.013237 | -0.023906 | -0.09841
| GAC ecosystems CF [points/kg] |  |  |  | -0.18411 | -0.047621 | -0.060438 | -0.017054 | -0.10112
| GAC health CF [points/kg] |  |  |  | 0.010273 | -0.0038284 | 0.053045 | -0.011689 | 0.084896
| GAC resources CF [points/kg] |  |  |  | 0.0063006 | 0.074299 | 0.061614 | 0.06375 | 0.1281
| Zeolite CF [kg CO2-eq/kg] |  |  |  | 0.0055686 | 0.16124 | -0.0445 | 0.11347 | -0.009781
| Zeolite ecosystems CF [points/kg] |  |  |  | -0.031959 | -0.057186 | -0.0022682 | 0.03622 | -0.0054365
| Zeolite health CF [points/kg] |  |  |  | -0.18651 | 0.049589 | 0.04324 | 0.026499 | -0.071755
| Zeolite resources CF [points/kg] |  |  |  | -0.091953 | 0.0074887 | 0.074707 | 0.091449 | 0.032331
| KCl CF [kg CO2-eq/kg] |  |  |  | 0.0080768 | 0.22416 | -0.010801 | 0.24977 | 0.057126
| KCl ecosystems CF [points/kg] |  |  |  | 0.061038 | 0.16524 | -0.073891 | 0.081236 | -0.027663
| KCl health CF [points/kg] |  |  |  | -0.0076688 | 0.0050765 | 0.13834 | 0.063102 | 0.068407
| KCl resources CF [points/kg] |  |  |  | -0.092781 | 0.07778 | 0.060738 | 0.055086 | -0.038212
| Mg oh2 CF [kg CO2-eq/kg] |  |  |  | -0.16107 | -0.084392 | 0.025323 | -0.033231 | -0.036604
| Mg oh2 ecosystems CF [points/kg] |  |  |  | -0.087441 | -0.14223 | 0.072007 | -0.11227 | -0.023114
| Mg oh2 health CF [points/kg] |  |  |  | -0.090969 | -0.16947 | -0.013009 | -0.2231 | -0.024458
| Mg oh2 resources CF [points/kg] |  |  |  | 0.14063 | 0.18477 | -0.022958 | 0.22578 | 0.077396
| LPG CF [kg CO2-eq/kg] |  |  |  | 0.15164 | 0.13792 | 0.029679 | 0.096742 | 0.15872
| LPG ecosystems CF [points/kg] |  |  |  | 0.047069 | -0.053201 | -0.11003 | -0.02171 | -0.090417
| LPG health CF [points/kg] |  |  |  | -0.21486 | -0.1925 | 0.018854 | -0.16515 | -0.11567
| LPG resources CF [points/kg] |  |  |  | -0.022862 | 0.09607 | -0.12818 | 0.046421 | -0.030975
| Excavation-Global warming [kg CO2-eq/m3] |  |  |  | -0.1241 | 0.18005 | -0.072079 | 0.14758 | -0.13661
| Brick-Global warming [kg CO2-eq/kg] |  |  |  | -0.043072 | -0.12072 | -0.11317 | -0.055386 | -0.10752
| Cement-Global warming [kg CO2-eq/kg] |  |  |  | -0.052193 | 0.070315 | 0.12042 | 0.033603 | 0.066019
| Concrete-Global warming [kg CO2-eq/m3] |  |  |  | -0.0029883 | 0.1892 | -0.11318 | 0.16344 | -0.077492
| Gravel-Global warming [kg CO2-eq/kg] |  |  |  | 0.049829 | 0.0048605 | -0.073675 | -0.032667 | 8.4008e-05
| Plastic-Global warming [kg CO2-eq/kg] |  |  |  | 0.087705 | -0.013165 | 0.14737 | -0.050057 | 0.19426
| Sand-Global warming [kg CO2-eq/kg] |  |  |  | 0.11408 | 0.10401 | -0.089661 | 0.052553 | 0.010429
| Stainless steel-global warming [kg CO2-eq/kg] |  |  |  | -0.13775 | 0.21159 | -0.039808 | 0.21753 | -0.12238
| Stainless steel sheet-global warming [kg CO2-eq/kg] |  |  |  | 0.11879 | 0.00090009 | -0.057606 | -0.019862 | -0.017762
| Steel-Global warming [kg CO2-eq/kg] |  |  |  | -0.038596 | 0.072895 | 0.013285 | 0.030171 | -0.0040324
| Wood-Global warming [kg CO2-eq/m3] |  |  |  | 0.16421 | 0.18782 | 0.10406 | 0.15992 | 0.15387
| Trucking-Global warming [kg CO2-eq/tonne*km] |  |  |  | 0.092445 | 0.053993 | 0.080264 | 0.019106 | 0.1202
| Metal-Global warming [kg CO2-eq/kg] |  |  |  | 0.099958 | -0.050717 | -0.08078 | -0.043996 | 0.024362
| Pump-Global warming [kg CO2-eq/ea] |  |  |  | -0.1017 | -0.027303 | 0.19594 | -0.041692 | 0.053381
| Hydronic heat exchanger-global warming [kg CO2-eq/ea] |  |  |  | 0.13047 | 0.11914 | -0.024866 | 0.12256 | 0.059958
| Solar-Global warming [kg CO2-eq/m2] |  |  |  | -0.13212 | -0.063318 | -0.069067 | -0.042676 | -0.10999
| Fan-Global warming [kg CO2-eq/kg] |  |  |  | 0.12611 | -0.029871 | -0.13391 | -0.072475 | -0.041008
| Battery-Global warming [kg CO2-eq/kg] |  |  |  | -0.058458 | -0.028935 | -0.048521 | -0.049025 | -0.11222
| Ceramic-Global warming [kg CO2-eq/kg] |  |  |  | -0.02345 | 0.11148 | -0.14329 | 0.11075 | -0.1254
| FRP-Global warming [kg CO2-eq/kg] |  |  |  | -0.097786 | 0.06045 | 0.1173 | 0.088521 | 0.0074647
| Na cl-global warming [kg CO2-eq/kg] |  |  |  | 0.033699 | -0.0010921 | -0.064506 | 0.082472 | -0.02453
| Motor-Global warming [kg CO2-eq/kg] |  |  |  | -0.24362 | -0.10737 | -0.073927 | 0.0082448 | -0.10592
| Titanium-Global warming [kg CO2-eq/kg] |  |  |  | -0.19216 | 0.049889 | -0.045689 | 0.10224 | -0.15972
| PVC-Global warming [kg CO2-eq/kg] |  |  |  | -0.03586 | 0.00080408 | 0.0023402 | -0.016334 | -0.016442
| Excavation-H ecosystems [kg CO2-eq/m3] |  |  |  | -0.098806 | -0.021434 | 0.075908 | -0.01655 | -0.08252
| Brick-H ecosystems [kg CO2-eq/kg] |  |  |  | -0.0012961 | -0.056994 | 0.014005 | -0.0049325 | -0.020342
| Cement-H ecosystems [kg CO2-eq/kg] |  |  |  | 0.031347 | -0.074359 | -0.049037 | -0.097318 | -0.026127
| Concrete-H ecosystems [kg CO2-eq/m3] |  |  |  | 0.077936 | 0.085749 | 0.14339 | 0.035968 | 0.18103
| Gravel-H ecosystems [kg CO2-eq/kg] |  |  |  | 0.0086889 | -0.048509 | 0.069139 | -0.053729 | 0.097306
| Plastic-H ecosystems [kg CO2-eq/kg] |  |  |  | 0.055494 | -0.17432 | 0.071299 | -0.14442 | 0.07736
| Sand-H ecosystems [kg CO2-eq/kg] |  |  |  | 0.01805 | 0.012673 | 0.11795 | 0.029379 | 0.092061
| Stainless steel-h ecosystems [kg CO2-eq/kg] |  |  |  | 0.049673 | 0.18677 | 0.019322 | 0.09751 | 0.038968
| Stainless steel sheet-h ecosystems [kg CO2-eq/kg] |  |  |  | -0.009781 | -0.054725 | -0.10845 | -0.11532 | -0.027903
| Steel-H ecosystems [kg CO2-eq/kg] |  |  |  | -0.055386 | -0.032787 | -0.10476 | -0.030747 | -0.093561
| Wood-H ecosystems [kg CO2-eq/m3] |  |  |  | 0.049721 | -0.058782 | -0.2001 | -0.083144 | -0.070399
| Trucking-H ecosystems [kg CO2-eq/tonne*km] |  |  |  | -0.026835 | -0.057246 | -0.037648 | -0.039004 | -0.024434
| Metal-H ecosystems [kg CO2-eq/kg] |  |  |  | -0.094125 | -0.063822 | 0.23002 | -0.052025 | 0.1933
| Pump-H ecosystems [kg CO2-eq/ea] |  |  |  | -0.056562 | -0.22062 | -0.094353 | -0.16406 | -0.099658
| Hydronic heat exchanger-h ecosystems [kg CO2-eq/ea] |  |  |  | -0.14105 | -0.13583 | -0.010117 | -0.062898 | -0.015722
| Solar-H ecosystems [kg CO2-eq/m2] |  |  |  | -0.10988 | 0.098926 | 0.023174 | 0.115 | -0.079064
| Fan-H ecosystems [kg CO2-eq/kg] |  |  |  | 0.15557 | -0.14345 | -0.0053645 | -0.21303 | 0.1116
| Battery-H ecosystems [kg CO2-eq/kg] |  |  |  | 0.076652 | -0.21753 | -0.012013 | -0.20768 | -0.022874
| Ceramic-H ecosystems [kg CO2-eq/kg] |  |  |  | -0.029751 | 0.0042364 | 0.050081 | 0.044176 | 0.016022
| FRP-H ecosystems [kg CO2-eq/kg] |  |  |  | -0.024494 | 0.13747 | 0.14571 | 0.11831 | 0.091029
| Na cl-h ecosystems [kg CO2-eq/kg] |  |  |  | -0.01769 | 0.0015722 | 0.068659 | 0.037888 | 0.042208
| Motor-H ecosystems [kg CO2-eq/kg] |  |  |  | -0.01997 | -0.046745 | 0.096202 | -0.10109 | 0.06111
| Titanium-H ecosystems [kg CO2-eq/kg] |  |  |  | 0.043408 | -0.019082 | 0.09703 | -0.077216 | 0.13963
| PVC-H ecosystems [kg CO2-eq/kg] |  |  |  | 0.047765 | 0.28029 | 0.0029043 | 0.24054 | -0.00055206
| Excavation-H health [kg CO2-eq/m3] |  |  |  | -0.052589 | 0.033303 | 0.13713 | -0.068959 | 0.049037
| Brick-H health [kg CO2-eq/kg] |  |  |  | -0.14623 | 0.084128 | -0.18032 | 0.06123 | -0.12654
| Cement-H health [kg CO2-eq/kg] |  |  |  | -0.03988 | 0.013465 | 0.0074767 | 0.026295 | 0.01973
| Concrete-H health [kg CO2-eq/m3] |  |  |  | -0.0094569 | -0.13239 | -0.15962 | -0.085125 | -0.10712
| Gravel-H health [kg CO2-eq/kg] |  |  |  | 0.14599 | -0.058866 | -0.018374 | -0.034683 | 0.071443
| Plastic-H health [kg CO2-eq/kg] |  |  |  | -0.092157 | -0.17363 | -0.059106 | -0.17068 | -0.037396
| Sand-H health [kg CO2-eq/kg] |  |  |  | 0.15687 | -0.14142 | -0.022934 | -0.24528 | -0.019682
| Stainless steel-h health [kg CO2-eq/kg] |  |  |  | -0.16538 | -0.067351 | -0.098986 | -0.10321 | -0.11234
| Stainless steel sheet-h health [kg CO2-eq/kg] |  |  |  | -0.18458 | -0.017882 | 0.013753 | 0.027939 | -0.10452
| Steel-H health [kg CO2-eq/kg] |  |  |  | -0.040012 | -0.057162 | -0.11912 | -0.074659 | -0.06075
| Wood-H health [kg CO2-eq/m3] |  |  |  | -0.14601 | -0.10632 | 0.047885 | -0.11111 | -0.073783
| Trucking-H health [kg CO2-eq/tonne*km] |  |  |  | -0.12845 | -0.08168 | -0.016514 | -0.12998 | -0.064986
| Metal-H health [kg CO2-eq/kg] |  |  |  | -0.013873 | 0.064278 | 0.015206 | 0.0014281 | 0.040792
| Pump-H health [kg CO2-eq/ea] |  |  |  | 0.15627 | 0.054569 | 0.13573 | -0.039004 | 0.19148
| Hydronic heat exchanger-h health [kg CO2-eq/ea] |  |  |  | 0.13425 | -0.0014041 | -0.1717 | 0.042904 | 0.026715
| Solar-H health [kg CO2-eq/m2] |  |  |  | 0.19101 | 0.091017 | 0.027339 | 0.027411 | 0.1312
| Fan-H health [kg CO2-eq/kg] |  |  |  | -0.22124 | 0.21126 | 0.038032 | 0.15587 | -0.089601
| Battery-H health [kg CO2-eq/kg] |  |  |  | 0.0065767 | -0.061458 | -0.13583 | -0.023798 | -0.069559
| Ceramic-H health [kg CO2-eq/kg] |  |  |  | -0.22795 | 0.18739 | -0.13212 | 0.15393 | -0.13678
| FRP-H health [kg CO2-eq/kg] |  |  |  | -0.050489 | 0.19045 | 0.086325 | 0.17998 | 0.026235
| Na cl-h health [kg CO2-eq/kg] |  |  |  | 0.012037 | -0.010837 | 0.029823 | 0.065755 | 0.036928
| Motor-H health [kg CO2-eq/kg] |  |  |  | -0.11428 | 0.12604 | -0.039688 | 0.20346 | -0.12034
| Titanium-H health [kg CO2-eq/kg] |  |  |  | -0.12984 | -0.2652 | -0.17455 | -0.21966 | -0.21515
| PVC-H health [kg CO2-eq/kg] |  |  |  | -0.052805 | 0.069667 | -0.063258 | 0.11345 | -0.11275
| Excavation-H resources [kg CO2-eq/m3] |  |  |  | -0.18445 | -0.1501 | 0.045077 | -0.11492 | -0.037636
| Brick-H resources [kg CO2-eq/kg] |  |  |  | -0.05679 | 0.033003 | 0.11107 | -0.053693 | 0.016166
| Cement-H resources [kg CO2-eq/kg] |  |  |  | -0.02183 | -0.0053285 | 0.14715 | -0.047105 | 0.11249
| Concrete-H resources [kg CO2-eq/m3] |  |  |  | 0.17591 | 0.046625 | -0.03508 | 0.00039604 | 0.092901
| Gravel-H resources [kg CO2-eq/kg] |  |  |  | 0.0055686 | 0.065839 | -0.12493 | 0.046445 | -0.051053
| Plastic-H resources [kg CO2-eq/kg] |  |  |  | 0.097966 | -0.1633 | 0.26605 | -0.17399 | 0.22136
| Sand-H resources [kg CO2-eq/kg] |  |  |  | -0.1365 | -0.11105 | -0.11287 | -0.01991 | -0.16221
| Stainless steel-h resources [kg CO2-eq/kg] |  |  |  | -0.047417 | 0.060306 | -0.1249 | -0.049805 | -0.14616
| Stainless steel sheet-h resources [kg CO2-eq/kg] |  |  |  | 0.050525 | 0.02129 | -0.048989 | 0.064842 | 0.051965
| Steel-H resources [kg CO2-eq/kg] |  |  |  | 0.019094 | -0.044212 | 0.091425 | 0.00057606 | 0.11774
| Wood-H resources [kg CO2-eq/m3] |  |  |  | 0.095194 | 0.009877 | -0.06051 | -0.030339 | 0.0034323
| Trucking-H resources [kg CO2-eq/tonne*km] |  |  |  | 0.15561 | 0.051197 | 0.10467 | 0.0022922 | 0.19938
| Metal-H resources [kg CO2-eq/kg] |  |  |  | 0.0057246 | 0.052697 | 0.060858 | 0.067651 | 0.020882
| Pump-H resources [kg CO2-eq/ea] |  |  |  | -0.052253 | 0.09505 | 0.0056286 | 0.026727 | 0.0026883
| Hydronic heat exchanger-h resources [kg CO2-eq/ea] |  |  |  | 0.057438 | 0.16535 | 0.080156 | 0.19233 | 0.15182
| Solar-H resources [kg CO2-eq/m2] |  |  |  | -0.095686 | 0.11272 | 0.031587 | 0.14749 | 0.012673
| Fan-H resources [kg CO2-eq/kg] |  |  |  | 0.0024482 | -0.032559 | 0.010357 | -0.026235 | 0.0427
| Battery-H resources [kg CO2-eq/kg] |  |  |  | -0.135 | 0.058362 | 0.034299 | 0.04324 | -0.065203
| Ceramic-H resources [kg CO2-eq/kg] |  |  |  | 0.14409 | -0.16251 | 0.19894 | -0.20016 | 0.21762
| FRP-H resources [kg CO2-eq/kg] |  |  |  | -0.15939 | -0.07946 | -0.11 | -0.011869 | -0.12522
| Na cl-h resources [kg CO2-eq/kg] |  |  |  | -0.10711 | -0.068275 | -0.16761 | -0.047669 | -0.15832
| Motor-H resources [kg CO2-eq/kg] |  |  |  | -0.081512 | -0.17408 | -0.014665 | -0.1738 | -0.028539
| Titanium-H resources [kg CO2-eq/kg] |  |  |  | 0.10679 | -0.045113 | 0.15608 | -0.080876 | 0.1366
| PVC-H resources [kg CO2-eq/kg] |  |  |  | 0.091449 | 0.21482 | 0.2711 | 0.19087 | 0.22733
Excretion-B1 | Wages [USD/h] |  |  |  | 0.10998 | -0.11305 | -0.10992 | -0.09913 | -0.055758
LCA | Energy gwp [kg CO2-eq/kWh] |  |  |  | 0.04438 | 0.12781 | -0.056538 | -0.029043 | -0.091257
| Energy h ecosystems [points/kWh] |  |  |  | -0.18029 | 0.058782 | 0.32734 | 0.089745 | 0.070699
| Energy h health [points/kWh] |  |  |  | 0.036892 | -0.014845 | 0.13852 | -0.040024 | 0.15117
| Energy h resources [points/kWh] |  |  |  | 0.15483 | 0.015434 | 0.042016 | 0.017258 | 0.15339
TEA | Lpg price [USD/kg] |  |  |  | 0.30511 | 0.050045 | -0.14104 | 0.031827 | -0.016526
| N fertilizer price [USD/kg N] |  |  |  | -0.042136 | -0.045869 | -0.049913 | -0.0070207 | -0.022658
| P fertilizer price [USD/kg P] |  |  |  | -0.046397 | 0.079568 | 0.15314 | 0.048533 | -0.020198
| K fertilizer price [USD/kg K] |  |  |  | 0.19454 | 0.18692 | 0.052469 | 0.098614 | 0.21663
| Nh3 fertilizer price [USD/kg N] |  |  |  | -0.050573 | -0.046013 | 0.10401 | -0.036244 | -0.009709

## reC_general
| Element | N recovery | P recovery | K recovery | TEA results | LCA results
| Metric | Total N [% N] | Total P [% P] | Total K [% K] | Annual net cost [USD/cap/yr] | GlobalWarming [kg CO2-eq/cap/yr] | H_Ecosystems [points/cap/yr] | H_Health [points/cap/yr] | H_Resources [points/cap/yr]
Element | Parameter
TEA | Labor wages [USD/h] |  |  |  | -0.12575 | -0.14067 | -0.0011161 | -0.232 | -0.033495
| Electricity price [$/kWh] |  |  |  | 0.13156 | -0.090957 | -0.045173 | -0.11593 | 0.028155
LCA | Electricity CF [kg CO2-eq/kWh] |  |  |  | 0.017258 | 0.019922 | -0.012601 | -0.0092889 | -0.009589
| Electricity ecosystems CF [points/kWh] |  |  |  | 0.057234 | 0.11635 | 0.025419 | 0.17065 | 0.034695
| Electricity health CF [points/kWh] |  |  |  | 0.22566 | -0.020906 | 0.32124 | -0.10429 | 0.29265
| Electricity resources CF [points/kWh] |  |  |  | 0.10473 | 0.061254 | 0.23509 | 0.023366 | 0.17567
TEA | N fertilizer price [USD/kg N] |  |  |  | 0.010957 | -0.023198 | 0.10689 | -0.016646 | 0.049505
| P fertilizer price [USD/kg P] |  |  |  | -0.011401 | -0.066751 | 0.02303 | -0.042436 | 0.076496
| K fertilizer price [USD/kg K] |  |  |  | 0.032391 | 0.093117 | 0.0059886 | 0.12619 | -0.00084008
| NH3 fertilizer price [USD/kg N] |  |  |  | 0.052445 | 0.21115 | 0.044128 | 0.23268 | 0.048857
| LPG price [USD/kg] |  |  |  | 0.41145 | -0.068323 | -0.064734 | -0.10003 | 0.02237
Excretion-C1 | Excretion e cal [kcal/cap/d] |  |  |  | 0.22994 | 0.19833 | -0.19467 | 0.24109 | -0.051449
| Excretion p veg [g/cap/d] |  |  |  | -0.12382 | 0.055206 | -0.10098 | 0.06489 | -0.060522
| Excretion p anim [g/cap/d] |  |  |  | 0.059982 | 0.19075 | 0.024218 | 0.187 | 0.034131
| Excretion N prot [fraction] |  |  |  | -0.15492 | -0.10069 | -0.20409 | -0.060762 | -0.1058
| Excretion P prot v [fraction] |  |  |  | -0.12029 | -0.16002 | -0.88049 | -0.073591 | -0.5654
| Excretion P prot a [fraction] |  |  |  | 0.0063846 | 0.058194 | -0.17403 | 0.10568 | -0.055446
| Excretion K cal [g K/1000 kcal] |  |  |  | 0.049565 | -0.14233 | -0.04492 | -0.18101 | -0.022526
| Excretion N exc [fraction of intake] |  |  |  | -0.085905 | -0.14034 | 0.11898 | -0.14213 | 0.019706
| Excretion P exc [fraction of intake] |  |  |  | 0.097186 | 0.17433 | 0.095146 | 0.20869 | 0.097738
| Excretion K exc [fraction of intake] |  |  |  | 0.0050045 | 0.15148 | 0.11105 | 0.1611 | 0.070495
| Excretion e exc [fraction of intake] |  |  |  | -0.0023762 | 0.83472 | -0.031311 | 0.92145 | -0.051593
| Excretion N ur [fraction of total] |  |  |  | -0.27167 | -0.052937 | -0.16349 | 0.015194 | -0.22274
| Excretion P ur [fraction of total] |  |  |  | 0.17949 | 0.10633 | 0.10603 | 0.093633 | 0.10443
| Excretion K ur [fraction of total] |  |  |  | -0.16136 | -0.11942 | -0.013693 | -0.039664 | -0.048953
| Excretion e fec [fraction of total] |  |  |  | -0.016898 | 0.071995 | 0.081644 | 0.04258 | 0.017822
| Excretion N ur NH3 [fraction of total N in urine] |  |  |  | -0.010837 | -0.041092 | 0.024362 | -0.073651 | 0.018314
| Excretion N fec NH3 [fraction of total N in feces] |  |  |  | -0.011221 | 0.14452 | 0.085293 | 0.14209 | 0.013573
| Excretion ur exc [g/cap/d] |  |  |  | 0.39374 | -0.12586 | 0.059886 | -0.11174 | 0.3271
| Excretion fec exc [g/cap/d] |  |  |  | 0.14393 | 0.0092409 | 0.013813 | -0.046193 | 0.12754
| Excretion ur moi [fraction] |  |  |  | -0.19627 | -0.031407 | -0.089913 | 0.042736 | -0.23686
| Excretion fec moi [fraction] |  |  |  | -0.054149 | -0.11347 | -0.050489 | -0.13317 | -0.035524
| Excretion mg ur [g Mg/cap/d] |  |  |  | -0.024734 | -0.021578 | 0.13855 | -0.064374 | 0.075548
| Excretion mg fec [g Mg/cap/d] |  |  |  | 0.041992 | 0.080816 | -0.035632 | 0.025203 | -0.033639
| Excretion ca ur [g Ca/cap/d] |  |  |  | -0.0069487 | -0.090177 | 0.083372 | -0.178 | 0.06291
| Excretion ca fec [g Ca/cap/d] |  |  |  | -0.1562 | 0.054341 | -0.075944 | 0.078164 | -0.094581
Septic tank-C3 | Septic tank tau [days] |  |  |  | -0.045761 | -0.068827 | 0.030807 | -0.08084 | -0.064326
| Septic tank COD removal [fraction of COD removal] |  |  |  | -0.18355 | 0.2385 | 0.03904 | 0.22821 | -0.096994
| Septic tank n2o EF decay [fraction of of degraded N emitted as N2O] |  |  |  | -0.24742 | -0.04066 | -0.11411 | -0.058734 | -0.25987
| Septic tank FRP tank cost [USD] |  |  |  | -0.10466 | 0.023822 | -0.018386 | 0.054221 | -0.012949
| Septic tank FRP per tank [kg] |  |  |  | -0.088125 | -0.030807 | -0.079208 | -0.073543 | -0.063822
| Septic tank pump cost [USD/set] |  |  |  | -0.059598 | 0.010525 | 0.14548 | -0.027807 | 0.038644
| Septic tank N max decay [nan] |  |  |  | 0.063738 | 0.019454 | 0.047813 | 0.015614 | 0.0073087
| Septic tank mg oh2 cost [USD/kg] |  |  |  | 0.13955 | 0.037852 | 0.010297 | 0.034035 | 0.13853
Sludge pasteurization-C4 | Sludge pasteurization sludge dryer weight [kg] |  |  |  | -0.12952 | 0.011377 | -0.14453 | 0.13374 | -0.14959
| Sludge pasteurization sludge barrel weight [kg] |  |  |  | 0.092673 | -0.01505 | -0.079988 | 0.015866 | 0.025419
| Sludge pasteurization sludge dryer [USD] |  |  |  | 0.052121 | -0.11332 | 0.062706 | -0.16364 | 0.10971
| Sludge pasteurization sludge barrel [USD] |  |  |  | -0.10939 | -0.0062886 | -0.10153 | -0.054509 | -0.11322
| Sludge pasteurization sludge labor maintenance [h] |  |  |  | -0.045701 | 0.05865 | 0.094413 | -0.0031923 | -0.024722
| Sludge pasteurization wages [USD/cap/h] |  |  |  | -0.089889 | -0.069439 | -0.17235 | -0.070123 | -0.12478
| Sludge pasteurization hhx heat recovery [-] |  |  |  | -0.73473 | -0.20917 | -0.35136 | -0.13203 | -0.73235
Reclaimer ultrafiltration-C5 | Reclaimer Ultrafiltration one in pipe SCH40 [USD] |  |  |  | 0.092925 | 0.009829 | -0.064062 | 0.035512 | 0.087333
| Reclaimer Ultrafiltration onehalf in pipe SCH40 [USD] |  |  |  | 0.16272 | 0.086277 | 0.065599 | 0.041716 | 0.052397
| Reclaimer Ultrafiltration one in elbow SCH80 [USD] |  |  |  | 0.054641 | 0.04474 | -0.13445 | 0.092469 | -0.024254
| Reclaimer Ultrafiltration one in tee SCH80 [USD] |  |  |  | 0.17813 | 0.01847 | -0.00067207 | 0.065839 | 0.088077
| Reclaimer Ultrafiltration one in SCH80 [USD] |  |  |  | 0.0020642 | -0.029055 | 0.11114 | 0.0024962 | 0.073939
| Reclaimer Ultrafiltration one onehalf in SCH80 [USD] |  |  |  | -0.11447 | -0.017414 | -0.13835 | -0.05661 | -0.11942
| Reclaimer Ultrafiltration onehalf in SCH80 [USD] |  |  |  | 0.11909 | 0.071431 | -0.013021 | 0.062298 | 0.090321
| Reclaimer Ultrafiltration three in pipe SCH80 [USD] |  |  |  | -0.13551 | -0.066223 | -0.11536 | -0.07838 | -0.1102
| Reclaimer ultrafiltration three in sch80 endcap [USD] |  |  |  | 0.13204 | 0.10572 | 0.039604 | 0.038932 | 0.046805
| Reclaimer ultrafiltration one one NB MTA [USD] |  |  |  | -0.16332 | -0.11862 | -0.037948 | -0.06267 | -0.10643
| Reclaimer ultrafiltration one onehalf NB MTA [USD] |  |  |  | 0.26032 | 0.1095 | 0.26213 | 0.1155 | 0.23557
| Reclaimer ultrafiltration foot valve [USD] |  |  |  | -0.095506 | -0.19995 | -0.072655 | -0.20768 | -0.0031563
| Reclaimer ultrafiltration one onehalf in sch80 threadedtee [USD] |  |  |  | -0.13276 | 0.14764 | 0.043984 | 0.1497 | -0.05529
| Reclaimer ultrafiltration three in pipe clamp [USD] |  |  |  | -0.053861 | -0.059778 | 0.043324 | -0.097546 | 0.0029403
| Reclaimer ultrafiltration one in pipe clamp [USD] |  |  |  | -0.026511 | -0.06099 | 0.085689 | -0.061446 | 0.028311
| Reclaimer ultrafiltration onehalf in pipe clamp [USD] |  |  |  | 0.26202 | 0.11886 | 0.11846 | 0.11209 | 0.1563
| Reclaimer ultrafiltration UF brush [USD] |  |  |  | -0.016346 | 0.047621 | 0.036916 | 0.059934 | -0.010213
| Reclaimer ultrafiltration two way valve [USD] |  |  |  | 0.018854 | 0.050933 | 0.056838 | 0.018002 | 0.043864
| Reclaimer ultrafiltration UF unit [USD] |  |  |  | 0.063282 | 0.086637 | 0.090081 | 0.1283 | 0.053837
| Reclaimer ultrafiltration one in pipe sch40 lifetime [y] |  |  |  | 0.0415 | 0.18148 | 0.091569 | 0.13659 | 0.039928
| Reclaimer ultrafiltration onehalf in pipe sch40 lifetime [y] |  |  |  | 0.018494 | -0.15046 | -0.045929 | -0.17099 | -0.043576
| Reclaimer ultrafiltration one in elbow sch80 lifetime [y] |  |  |  | 0.099586 | -0.023822 | 0.021806 | -0.0019562 | 0.034047
| Reclaimer ultrafiltration one in tee sch80 lifetime [y] |  |  |  | 0.101 | -0.068971 | 0.038716 | -0.089481 | 0.059454
| Reclaimer ultrafiltration one in sch80 lifetime [y] |  |  |  | 0.023858 | 0.1473 | 0.16845 | 0.091161 | 0.13147
| Reclaimer ultrafiltration one onehalf in sch80 lifetime [y] |  |  |  | -0.061398 | -0.041752 | 0.0079328 | -0.083456 | -0.026751
| Reclaimer ultrafiltration onehalf in sch80 lifetime [y] |  |  |  | -0.022898 | -0.094485 | -0.22085 | -0.089313 | -0.21665
| Reclaimer ultrafiltration three in pipe sch80 lifetime [y] |  |  |  | 0.036592 | 0.01613 | 0.068887 | 0.011653 | 0.085917
| Reclaimer ultrafiltration three in sch80 endcap lifetime [y] |  |  |  | 0.061878 | -0.13997 | -0.066403 | -0.14729 | -0.031995
| Reclaimer ultrafiltration one one NB MTA lifetime [y] |  |  |  | -0.18809 | 0.036448 | 0.048881 | -8.4008e-05 | -0.12785
| Reclaimer ultrafiltration one onehalf NB MTA lifetime [y] |  |  |  | -0.026667 | -0.20776 | 0.030387 | -0.20577 | 0.041548
| Reclaimer ultrafiltration foot valve lifetime [y] |  |  |  | -0.032751 | 0.0042364 | -0.18429 | -0.051413 | -0.18619
| Reclaimer ultrafiltration one onehalf in sch80 threadedtee lifetime [y] |  |  |  | -0.015242 | 0.20271 | 0.11308 | 0.19051 | 0.031743
| Reclaimer ultrafiltration three in pipe clamp lifetime [y] |  |  |  | 0.045173 | -0.14699 | -0.11886 | -0.086061 | -0.077312
| Reclaimer ultrafiltration one in pipe clamp lifetime [y] |  |  |  | -0.094773 | 0.16214 | -0.036196 | 0.098242 | -0.11333
| Reclaimer ultrafiltration onehalf in pipe clamp lifetime [y] |  |  |  | 0.17115 | -0.030999 | 0.068731 | -0.033195 | 0.066631
| Reclaimer ultrafiltration UF brush lifetime [y] |  |  |  | -0.057822 | 0.0076208 | -0.019334 | 0.037084 | -0.0075488
| Reclaimer ultrafiltration two way valve lifetime [y] |  |  |  | 0.078692 | 0.11327 | -0.021422 | 0.10602 | 0.040936
| Reclaimer ultrafiltration UF unit lifetime [y] |  |  |  | -0.30986 | -0.091221 | -0.055374 | -0.092973 | -0.050549
| Reclaimer ultrafiltration plastic weight [kg] |  |  |  | -0.082484 | -0.081044 | 0.051101 | -0.051713 | 0.049661
| Reclaimer ultrafiltration brass weight [kg] |  |  |  | 0.0035164 | -0.027051 | 0.020042 | -0.066223 | 0.023474
| Reclaimer ultrafiltration steel weight [kg] |  |  |  | -0.1117 | 0.0019322 | 0.02489 | 0.018554 | -0.082004
| Reclaimer ultrafiltration nylon weight [kg] |  |  |  | -0.10573 | 0.088977 | 0.11376 | 0.069619 | 0.032007
| Reclaimer ultrafiltration TSS removal [%] |  |  |  | -0.080696 | -0.25026 | -0.13607 | -0.2532 | -0.043192
| Reclaimer Ultrafiltration power demand 1 [W] |  |  |  | 0.15996 | 0.046253 | 0.047669 | 0.027555 | 0.10137
| Reclaimer Ultrafiltration power demand 2 [W] |  |  |  | -0.070267 | -0.13914 | -0.0092409 | -0.1495 | 0.0069367
| Reclaimer Ultrafiltration power demand 3 [W] |  |  |  | 0.16006 | 0.12565 | 0.022778 | 0.0833 | 0.15849
| Reclaimer Ultrafiltration power demand 4 [W] |  |  |  | -0.12103 | 0.037996 | -0.078824 | 0.067015 | -0.024182
Reclaimer ion exchange-C6 | Reclaimer Ion Exchange four in pipe SCH40 [USD] |  |  |  | 0.030423 | 0.042232 | 0.020678 | 0.0040204 | 0.0051485
| Reclaimer Ion Exchange four in pipe SCH80 [USD] |  |  |  | 0.055482 | 0.119 | -0.06345 | 0.10458 | 0.021266
| Reclaimer ion exchange four in pipe sch80 endcap [USD] |  |  |  | 0.010129 | -0.13815 | 0.019298 | -0.1194 | 0.023678
| Reclaimer ion exchange NRV [USD] |  |  |  | 0.13162 | -0.12241 | -0.085905 | -0.11861 | 0.058026
| Reclaimer ion exchange connector [USD] |  |  |  | -0.010309 | -0.036616 | -0.14591 | -0.097822 | -0.15153
| Reclaimer ion exchange ball valve [USD] |  |  |  | -0.035272 | -0.092481 | -0.041932 | -0.077696 | -0.04024
| Reclaimer ion exchange three eight elbow [USD] |  |  |  | -0.16304 | -0.14152 | -0.12256 | -0.10945 | -0.1218
| Reclaimer ion exchange ten ten mm tee [USD] |  |  |  | -0.16779 | -0.033039 | -0.0010081 | 0.00076808 | -0.061914
| Reclaimer ion exchange OD tube [USD] |  |  |  | -0.054353 | 0.070531 | 0.021854 | 0.06015 | 0.026307
| Reclaimer ion exchange four in pipe clamp [USD] |  |  |  | -0.06315 | -0.10344 | 0.053777 | -0.13799 | -0.070075
| Reclaimer ion exchange GAC zeolite mesh [USD] |  |  |  | -0.096922 | 0.052565 | 0.11623 | 0.070831 | 0.072571
| Reclaimer ion exchange kcl cost [USD/kg] |  |  |  | -0.19441 | -0.085245 | -0.080132 | -0.077192 | -0.10739
| Reclaimer ion exchange GAC cost [USD/kg] |  |  |  | 0.18703 | 0.033051 | 0.086517 | 0.013081 | 0.029307
| Reclaimer ion exchange zeolite cost [USD/kg] |  |  |  | -0.048833 | 0.14669 | 0.029919 | 0.1531 | 0.019718
| Reclaimer ion exchange TN removal [ratio] |  |  |  | 0.058158 | -0.24859 | 0.13005 | -0.20523 | 0.12644
| Reclaimer ion exchange zeolite lifetime [year] |  |  |  | -0.032235 | -0.26377 | -0.15227 | -0.16091 | -0.17585
| Reclaimer ion exchange gac lifetime [year] |  |  |  | 0.07868 | -0.038776 | -0.046001 | 0.21803 | 0.15618
| Reclaimer ion exchange kcl weight [kg] |  |  |  | 0.073567 | -0.048569 | 0.096322 | -0.031791 | 0.039724
| Reclaimer ion exchange kcl regeneration freq [year] |  |  |  | 0.083852 | 0.087249 | -0.069667 | 0.065371 | -0.04492
| Reclaimer ion exchange desorption recovery efficiency [ratio] |  |  |  | -0.047021 | 0.0023642 | 0.019118 | 0.012085 | -0.073039
| Reclaimer ion exchange PVC weight [kg] |  |  |  | -0.02441 | -0.081692 | -0.023258 | -0.047561 | -0.020954
| Reclaimer ion exchange steel weight [kg] |  |  |  | 0.10913 | -0.19203 | -0.16824 | -0.23617 | -0.044104
| Reclaimer ion exchange plastic weight [kg] |  |  |  | 0.091689 | 0.121 | 0.0050405 | 0.091221 | 0.16653
| Reclaimer ion exchange labor maintenance zeolite regeneration [hr/y] |  |  |  | -0.036556 | 0.027627 | 0.0010201 | 0.02213 | -0.010969
| Reclaimer ion exchange om capital ratio [ratio] |  |  |  | -0.046577 | 0.024374 | -0.066415 | -0.025191 | -0.081716
| Reclaimer ion exchange wages [USD/cap/hr] |  |  |  | 0.074203 | 0.17289 | -0.039256 | 0.14266 | 0.049817
Reclaimer ECR-C7 | Reclaimer ECR EC brush [USD] |  |  |  | 0.010261 | -0.0078968 | -0.0029883 | 0.021386 | -0.046025
| Reclaimer ECR EC cell [USD] |  |  |  | 0.13059 | -0.15188 | -0.12755 | -0.14033 | -0.028323
| Reclaimer ECR energy demand [Wh/L] |  |  |  | 0.045977 | 0.18731 | 0.16379 | 0.18362 | 0.11593
| Reclaimer ECR EC cell lifetime [yr] |  |  |  | -0.12247 | -0.061806 | -0.020858 | -0.057366 | -0.0024842
| Reclaimer ECR titanium weight [kg] |  |  |  | 0.07994 | 0.18206 | 0.046745 | 0.21858 | 0.054197
| Reclaimer ECR nylon weight [kg] |  |  |  | 0.12356 | 0.026427 | -0.0030123 | 0.0070927 | 0.044116
| Reclaimer ECR EC brush lifetime [yr] |  |  |  | -0.069151 | -0.019718 | 0.02297 | -0.041524 | -0.055326
| Reclaimer ECR power demand ecr [W] |  |  |  | -0.1913 | -0.071467 | -0.01727 | -0.12575 | -0.10673
Reclaimer housing-C10 | Reclaimer housing frame [USD] |  |  |  | -0.059622 | -0.040552 | 0.074755 | -0.05571 | 0.0045845
| Reclaimer housing extrusion [USD] |  |  |  | 0.1088 | 0.015674 | 0.14585 | 0.018938 | 0.15479
| Reclaimer housing angle frame [USD] |  |  |  | -0.24816 | -0.15516 | -0.071983 | -0.1921 | -0.22681
| Reclaimer housing angle [USD] |  |  |  | 0.077 | 0.12078 | 0.019718 | 0.099634 | 0.052721
| Reclaimer housing door sheet [USD] |  |  |  | -0.015314 | -0.068911 | -0.029019 | 0.0015482 | -0.083648
| Reclaimer housing plate valve [USD] |  |  |  | 0.17986 | 0.12947 | 0.18379 | 0.06087 | 0.13209
| Reclaimer housing powder [USD] |  |  |  | -0.015038 | -0.11263 | -0.019106 | -0.11338 | -0.031971
| Reclaimer housing container [USD] |  |  |  | -0.076124 | 0.012049 | 0.08408 | 0.042172 | -0.017738
| Reclaimer housing aluminum weight [kg] |  |  |  | 0.22707 | 0.1398 | 0.050885 | 0.14001 | 0.063306
| Reclaimer housing steel weight [kg] |  |  |  | 0.12048 | 0.047873 | 0.019478 | 0.047201 | 0.077444
| Reclaimer housing framework weight [kg] |  |  |  | -0.11132 | -0.15491 | 0.12334 | -0.11204 | -0.013513
| Reclaimer housing fittings weight [kg] |  |  |  | -0.083852 | 0.047621 | 0.074827 | 0.07598 | 0.094533
Reclaimer system-C11 | Reclaimer system T nut [USD] |  |  |  | 0.12348 | 0.030183 | 0.096646 | 0.11572 | 0.07796
| Reclaimer system die cast hinge [USD] |  |  |  | -0.0093969 | -0.15762 | -0.12972 | -0.13279 | -0.10407
| Reclaimer system SLS locks [USD] |  |  |  | 0.058722 | 0.12654 | -0.016922 | 0.11837 | -0.0026763
| Reclaimer system DC round key [USD] |  |  |  | -0.033219 | -0.25824 | -0.029883 | -0.21314 | -0.027183
| Reclaimer system handle rod [USD] |  |  |  | -0.068383 | -0.18506 | -0.26406 | -0.14496 | -0.17149
| Reclaimer system eight mm bolt [USD] |  |  |  | 0.079244 | 0.22561 | 0.052901 | 0.2046 | 0.15299
| Reclaimer system button headed nut [USD] |  |  |  | -0.20367 | -0.08204 | 0.020246 | 0.0012961 | -0.031455
| Reclaimer system twelve mm bolt [USD] |  |  |  | 0.12374 | 0.21559 | 0.1923 | 0.20379 | 0.10974
| Reclaimer system ten mm CSK [USD] |  |  |  | 0.0033123 | 0.095398 | -0.13347 | -0.0030483 | -0.040396
| Reclaimer system sixteen mm CSK [USD] |  |  |  | -0.068227 | -0.1362 | -0.09775 | -0.14758 | -0.13085
| Reclaimer system sixteen mm bolt [USD] |  |  |  | 0.042088 | 0.021446 | 0.081416 | 0.052385 | 0.049229
| Reclaimer system coupling brass [USD] |  |  |  | 0.075956 | 0.15108 | 0.077288 | 0.15867 | 0.15812
| Reclaimer system coupling threaded [USD] |  |  |  | -0.034035 | -0.13311 | -0.18548 | -0.13617 | -0.12647
| Reclaimer system socket [USD] |  |  |  | 0.033975 | -0.14207 | -0.086073 | -0.075116 | 0.055626
| Reclaimer system onehalf tank nipple [USD] |  |  |  | 0.012949 | -0.14073 | -0.031503 | -0.1384 | -0.02135
| Reclaimer system onehalf in coupling brass [USD] |  |  |  | 0.1032 | 0.0013081 | 0.070459 | -0.066139 | 0.10718
| Reclaimer system onehalf in fitting [USD] |  |  |  | -0.0077528 | -0.010105 | 0.10757 | 0.020294 | 0.016178
| Reclaimer system plate [USD] |  |  |  | 0.11399 | 0.089841 | 0.0028683 | 0.11471 | 0.084572
| Reclaimer system pump [USD] |  |  |  | 0.010537 | -0.049949 | -0.13273 | -0.058242 | -0.10103
| Reclaimer system three way valve [USD] |  |  |  | 0.013453 | -0.035116 | 0.14941 | -0.042376 | 0.071743
| Reclaimer system lofted tank [USD] |  |  |  | 0.017498 | 0.095278 | 0.0061926 | 0.048353 | 0.064434
| Reclaimer system lifetime [part replacement lifetime] |  |  |  | -0.073003 | -0.054005 | 0.18935 | -0.069523 | 0.056598
| Reclaimer system steel weight [kg] |  |  |  | 0.13566 | 0.07826 | 0.13265 | 0.029487 | 0.19784
| Reclaimer system brass weight [kg] |  |  |  | -0.0010681 | -0.054893 | -0.0011641 | -0.036328 | 0.081536
| Reclaimer system power demand system [W] |  |  |  | 0.22224 | 0.11683 | 0.23284 | 0.08402 | 0.22716
| Reclaimer system working time [hr] |  |  |  | 0.0409 | 0.0057486 | -0.022214 | 0.047381 | -0.071251
| Reclaimer system om capital ratio [ratio] |  |  |  | 0.038644 | -0.012325 | -0.052769 | -0.024782 | -0.049217
Reclaimer solar-C12 | Reclaimer solar battery storage cost [USD/set] |  |  |  | -0.12316 | -0.0069967 | -0.04132 | 0.084656 | -0.14604
| Reclaimer solar battery holder cost [USD/set] |  |  |  | -0.050981 | 0.036364 | 0.074911 | 0.093453 | -0.024866
| Reclaimer solar solar cost [USD/W] |  |  |  | -0.045689 | -0.12176 | -0.054857 | -0.055026 | -0.022574
| Reclaimer solar solar module system [USD/set] |  |  |  | 0.17219 | 0.01781 | 0.02183 | 0.027399 | 0.11039
| Reclaimer solar inverter cost [USD/set] |  |  |  | -0.0089769 | -0.047441 | 0.091941 | -0.14027 | 0.052805
| Reclaimer solar pannel cleaning [hr/yr] |  |  |  | 0.11918 | 0.13998 | 0.0013921 | 0.18889 | 0.025863
| Reclaimer solar solar lifetime [year] |  |  |  | 0.0053885 | 0.079964 | -0.0056046 | 0.058818 | 0.041032
| Reclaimer solar battery lifetime [year] |  |  |  | -0.10449 | -0.074227 | 0.0845 | -0.10604 | -0.045749
| Reclaimer solar solar capacity [m2] |  |  |  | -0.020594 | 0.094533 | -0.031095 | 0.098626 | -0.059274
| Reclaimer solar battery kg [kg] |  |  |  | -0.040372 | -0.14832 | -0.033807 | -0.14691 | 0.031683
| Reclaimer solar wages [USD/cap/hr] |  |  |  | 0.023498 | 0.10532 | 0.022598 | 0.079388 | 0.012337
| Reclaimer solar power demand 120users [W] |  |  |  | -0.1271 | -0.09871 | -0.0033363 | -0.038632 | -0.054809
| Reclaimer solar power demand 30users [W] |  |  |  | 0.11747 | -0.065923 | 0.079928 | -0.074899 | 0.11476
MURT-C2 | Max ch4 emission [g CH4/g COD] |  |  |  | 0.21341 | 0.10659 | 0.06381 | 0.10543 | 0.14062
| Full degradation time [yr] |  |  |  | 0.06429 | 0.074719 | 0.33342 | 0.071155 | 0.22041
| Log degradation [-] |  |  |  | 0.16946 | -0.036856 | 0.15482 | -0.086901 | 0.18393
TEA | Price factor [-] |  |  |  | -0.10332 | -0.096262 | 0.06009 | -0.024122 | -0.00094809
LCA | CH4 CF [kg CO2-eq/kg CH4] |  |  |  | 0.14033 | 0.29494 | 0.16343 | 0.21312 | 0.23156
| CH4 ecosystems CF [points/kg CH4] |  |  |  | 0.062502 | 0.061926 | -0.026199 | 0.047465 | 0.10698
| CH4 health CF [points/kg CH4] |  |  |  | -0.014905 | 0.092757 | -0.17779 | 0.23245 | -0.11825
| N2O CF [kg CO2-eq/kg N2O] |  |  |  | 0.030627 | 0.040408 | 0.014185 | 0.036736 | -0.033663
| N2O ecosystems CF [points/kg N2O] |  |  |  | 0.16335 | 0.018434 | 0.097786 | -0.035848 | 0.16348
| N2O health CF [points/kg N2O] |  |  |  | 0.0091689 | 0.031491 | 0.091533 | 0.028923 | 0.052193
| N fertilizer CF [kg CO2-eq/kg N] |  |  |  | 0.14179 | -0.021098 | -0.067771 | 0.0013441 | -0.009877
| N fertilizer ecosystems CF [points/kg N] |  |  |  | -0.23483 | -0.049421 | 0.015554 | -0.077252 | -0.19764
| N fertilizer health CF [points/kg N] |  |  |  | 0.15768 | 0.085677 | -0.0050165 | 0.090153 | 0.030099
| N fertilizer resources CF [points/kg N] |  |  |  | 0.021182 | 0.052673 | 0.041968 | 0.069511 | -0.015194
| P fertilizer CF [kg CO2-eq/kg P] |  |  |  | 0.15864 | -0.18926 | -0.016286 | -0.18333 | 0.12149
| P fertilizer ecosystems CF [points/kg P] |  |  |  | -0.097474 | -0.085725 | -0.1121 | -0.093345 | -0.054017
| P fertilizer health CF [points/kg P] |  |  |  | 0.076052 | 0.0073687 | 0.020354 | 0.05709 | -0.014461
| P fertilizer resources CF [points/kg P] |  |  |  | -0.010621 | -0.041932 | -0.043348 | -0.0082808 | -0.10656
| K fertilizer CF [kg CO2-eq/kg K] |  |  |  | -0.12871 | 0.0039004 | -0.24889 | 0.031599 | -0.18584
| K fertilizer ecosystems CF [points/kg K] |  |  |  | 0.048137 | 0.092049 | 0.062706 | 0.046121 | 0.041296
| K fertilizer health CF [points/kg K] |  |  |  | 0.0017402 | -0.17487 | -0.0049925 | -0.13147 | 0.0013801
| K fertilizer resources CF [points/kg K] |  |  |  | 0.17413 | -0.13548 | -0.10142 | -0.13489 | 0.046841
| Conc nh3 CF [kg CO2-eq/kg] |  |  |  | -0.066715 | -0.11532 | -0.18502 | -0.069583 | -0.125
| Conc nh3 ecosystems CF [points/kg] |  |  |  | 0.16821 | -0.024302 | -0.11506 | -0.048509 | -0.054209
| Conc nh3 health CF [points/kg] |  |  |  | -0.0044284 | -0.031827 | -0.0064926 | -0.019454 | -0.051401
| Conc nh3 resources CF [points/kg] |  |  |  | 0.016286 | 0.049937 | -0.0089889 | 0.0085329 | 0.032211
| GAC CF [kg CO2-eq/kg] |  |  |  | -0.11143 | -0.033027 | -0.1459 | -0.014773 | -0.13665
| GAC ecosystems CF [points/kg] |  |  |  | 0.12012 | -0.12565 | -0.0055206 | -0.16626 | 0.06021
| GAC health CF [points/kg] |  |  |  | -0.011929 | -0.013165 | 0.0042844 | -0.032007 | -0.072811
| GAC resources CF [points/kg] |  |  |  | -0.069307 | -0.083576 | -0.054149 | -0.053309 | -0.035452
| Zeolite CF [kg CO2-eq/kg] |  |  |  | 0.22967 | 0.2237 | 0.0086529 | 0.17541 | 0.090753
| Zeolite ecosystems CF [points/kg] |  |  |  | 0.032307 | 0.0051245 | 0.025023 | 0.064614 | 0.06303
| Zeolite health CF [points/kg] |  |  |  | 0.2715 | 0.12439 | 0.14635 | 0.099058 | 0.1929
| Zeolite resources CF [points/kg] |  |  |  | 0.057702 | 0.099934 | -0.11424 | 0.10729 | -0.048989
| KCl CF [kg CO2-eq/kg] |  |  |  | -0.14591 | 0.0037564 | -0.12744 | 0.047669 | -0.19369
| KCl ecosystems CF [points/kg] |  |  |  | 0.086685 | 0.042052 | 0.057402 | 0.063498 | 0.08228
| KCl health CF [points/kg] |  |  |  | 0.029127 | -0.080456 | 0.21804 | -0.042052 | 0.16838
| KCl resources CF [points/kg] |  |  |  | 0.23194 | -0.022562 | 0.061206 | -0.017174 | 0.11532
| Mg oh2 CF [kg CO2-eq/kg] |  |  |  | 0.0063486 | 0.16556 | 0.085737 | 0.12404 | 0.067675
| Mg oh2 ecosystems CF [points/kg] |  |  |  | -0.16442 | 0.0093489 | 0.11612 | 0.028719 | 0.0030723
| Mg oh2 health CF [points/kg] |  |  |  | 0.17288 | 0.17485 | 0.073123 | 0.21897 | 0.072103
| Mg oh2 resources CF [points/kg] |  |  |  | 0.11064 | 0.1264 | -0.056394 | 0.12746 | -0.065923
| LPG CF [kg CO2-eq/kg] |  |  |  | -0.063246 | -0.07976 | 0.011965 | -0.1131 | 0.0051365
| LPG ecosystems CF [points/kg] |  |  |  | 0.12502 | 0.13036 | 0.18514 | 0.10545 | 0.24348
| LPG health CF [points/kg] |  |  |  | 0.11789 | -0.011125 | -0.050609 | 0.015254 | 0.034479
| LPG resources CF [points/kg] |  |  |  | 0.072943 | 0.030627 | 0.044692 | -0.0035764 | 0.12578
| Excavation-Global warming [kg CO2-eq/m3] |  |  |  | -0.031731 | 0.14627 | 0.095914 | 0.11642 | 0.017042
| Brick-Global warming [kg CO2-eq/kg] |  |  |  | 0.20689 | 0.031167 | 0.089769 | -0.020138 | 0.16055
| Cement-Global warming [kg CO2-eq/kg] |  |  |  | 0.127 | 0.076592 | 0.03586 | 0.009817 | 0.048797
| Concrete-Global warming [kg CO2-eq/m3] |  |  |  | -0.11044 | -0.087849 | -0.070375 | -0.055026 | -0.026907
| Gravel-Global warming [kg CO2-eq/kg] |  |  |  | -0.012805 | -0.018374 | -0.023858 | 0.028431 | -0.074551
| Plastic-Global warming [kg CO2-eq/kg] |  |  |  | -0.046553 | -0.14853 | 0.035956 | -0.16287 | 0.070831
| Sand-Global warming [kg CO2-eq/kg] |  |  |  | -0.047309 | -0.04144 | -0.05949 | -0.0038884 | -0.054545
| Stainless steel-global warming [kg CO2-eq/kg] |  |  |  | 0.17923 | 0.056898 | -0.17555 | 0.010885 | 0.0077288
| Stainless steel sheet-global warming [kg CO2-eq/kg] |  |  |  | 0.14611 | 0.066439 | 0.023054 | 0.095314 | 0.14584
| Steel-Global warming [kg CO2-eq/kg] |  |  |  | -0.17936 | -0.13719 | -0.098446 | -0.1729 | -0.17965
| Wood-Global warming [kg CO2-eq/m3] |  |  |  | 0.03682 | 0.11826 | -0.1119 | 0.11117 | -0.017222
| Trucking-Global warming [kg CO2-eq/tonne*km] |  |  |  | -0.040156 | -0.15466 | -0.13558 | -0.15756 | -0.10725
| Metal-Global warming [kg CO2-eq/kg] |  |  |  | 0.11718 | 0.23363 | 0.036664 | 0.20028 | 0.099886
| Pump-Global warming [kg CO2-eq/ea] |  |  |  | 0.066427 | -0.034143 | -0.12185 | -0.045989 | -0.050297
| Hydronic heat exchanger-global warming [kg CO2-eq/ea] |  |  |  | -0.018314 | -0.112 | -0.011005 | -0.15754 | -0.01889
| Solar-Global warming [kg CO2-eq/m2] |  |  |  | -0.03964 | 0.034431 | -0.01979 | 0.051521 | -0.0017282
| Fan-Global warming [kg CO2-eq/kg] |  |  |  | -0.026031 | 0.0078848 | 0.014281 | 0.0024482 | -0.020618
| Battery-Global warming [kg CO2-eq/kg] |  |  |  | -0.069835 | 0.09733 | 0.070627 | 0.1079 | -0.011893
| Ceramic-Global warming [kg CO2-eq/kg] |  |  |  | -0.098842 | -0.16631 | -0.10488 | -0.11896 | -0.07838
| FRP-Global warming [kg CO2-eq/kg] |  |  |  | 0.042892 | -0.0043084 | 0.049949 | -0.01955 | 0.031515
| Na cl-global warming [kg CO2-eq/kg] |  |  |  | 0.077396 | -0.031407 | -0.12349 | -0.0063966 | -0.085281
| Motor-Global warming [kg CO2-eq/kg] |  |  |  | -0.027567 | 0.070315 | -0.013309 | 0.10977 | -0.0031443
| Titanium-Global warming [kg CO2-eq/kg] |  |  |  | 0.0084248 | 0.066823 | 0.02249 | 0.043984 | -0.098326
| PVC-Global warming [kg CO2-eq/kg] |  |  |  | 0.015446 | 0.26112 | 0.024158 | 0.21847 | -0.023114
| Excavation-H ecosystems [kg CO2-eq/m3] |  |  |  | -0.017426 | 0.11489 | -0.021362 | 0.12012 | 0.057162
| Brick-H ecosystems [kg CO2-eq/kg] |  |  |  | -0.093357 | -0.12607 | 0.015122 | -0.15899 | -0.091857
| Cement-H ecosystems [kg CO2-eq/kg] |  |  |  | -0.095134 | 0.066367 | 0.0056886 | 0.090441 | -0.054353
| Concrete-H ecosystems [kg CO2-eq/m3] |  |  |  | -0.11018 | -0.072595 | 0.03766 | -0.068299 | -0.035404
| Gravel-H ecosystems [kg CO2-eq/kg] |  |  |  | -0.031743 | -0.11923 | -0.13691 | -0.071335 | -0.10319
| Plastic-H ecosystems [kg CO2-eq/kg] |  |  |  | -0.013369 | -0.025323 | -0.091497 | -0.087525 | -0.038308
| Sand-H ecosystems [kg CO2-eq/kg] |  |  |  | -0.017222 | -0.025095 | -0.066319 | -0.024374 | -0.012769
| Stainless steel-h ecosystems [kg CO2-eq/kg] |  |  |  | -0.18985 | 0.078872 | -0.025587 | 0.072919 | -0.072343
| Stainless steel sheet-h ecosystems [kg CO2-eq/kg] |  |  |  | 0.084836 | -0.098782 | -0.009901 | -0.13042 | 0.058434
| Steel-H ecosystems [kg CO2-eq/kg] |  |  |  | 0.017306 | 0.045233 | 0.0043804 | 0.068659 | 0.032595
| Wood-H ecosystems [kg CO2-eq/m3] |  |  |  | 0.04468 | 0.026463 | 0.087753 | -0.010393 | 0.017714
| Trucking-H ecosystems [kg CO2-eq/tonne*km] |  |  |  | -0.009697 | 0.10256 | 0.074095 | 0.1559 | 0.018902
| Metal-H ecosystems [kg CO2-eq/kg] |  |  |  | -0.19977 | -0.11202 | -0.056286 | -0.10578 | -0.10975
| Pump-H ecosystems [kg CO2-eq/ea] |  |  |  | 0.11418 | 0.0037804 | 0.15939 | 0.01799 | 0.19172
| Hydronic heat exchanger-h ecosystems [kg CO2-eq/ea] |  |  |  | 0.056502 | 0.1232 | -0.0014881 | 0.074251 | 0.0074407
| Solar-H ecosystems [kg CO2-eq/m2] |  |  |  | 0.054905 | 0.069223 | 0.030363 | 0.019322 | 0.021518
| Fan-H ecosystems [kg CO2-eq/kg] |  |  |  | 0.0054965 | -0.089217 | -0.012157 | -0.12544 | -0.032571
| Battery-H ecosystems [kg CO2-eq/kg] |  |  |  | -0.069583 | -0.1249 | -0.06153 | -0.12644 | -0.05643
| Ceramic-H ecosystems [kg CO2-eq/kg] |  |  |  | 0.094233 | 0.12012 | -0.026139 | 0.13075 | 0.061434
| FRP-H ecosystems [kg CO2-eq/kg] |  |  |  | -0.12764 | -0.099274 | 0.040516 | -0.11593 | -0.049685
| Na cl-h ecosystems [kg CO2-eq/kg] |  |  |  | 0.053081 | -0.017894 | 0.22094 | 0.10177 | 0.1384
| Motor-H ecosystems [kg CO2-eq/kg] |  |  |  | 0.015494 | 0.098134 | 0.02021 | 0.10392 | -0.0054245
| Titanium-H ecosystems [kg CO2-eq/kg] |  |  |  | 0.014113 | -0.05583 | -0.056838 | -0.0077168 | -0.0090489
| PVC-H ecosystems [kg CO2-eq/kg] |  |  |  | 0.089589 | -0.15724 | -0.056526 | -0.15748 | 0.013717
| Excavation-H health [kg CO2-eq/m3] |  |  |  | 0.15686 | 0.24203 | 0.040672 | 0.22338 | 0.076316
| Brick-H health [kg CO2-eq/kg] |  |  |  | -0.067723 | 0.24298 | -0.17482 | 0.32924 | -0.13407
| Cement-H health [kg CO2-eq/kg] |  |  |  | 0.1384 | 0.0068287 | 0.05661 | 0.025755 | 0.056106
| Concrete-H health [kg CO2-eq/m3] |  |  |  | 0.18213 | -0.027231 | 0.12808 | -0.034131 | 0.14025
| Gravel-H health [kg CO2-eq/kg] |  |  |  | -0.0011761 | 0.12166 | 0.10506 | 0.041524 | 0.10003
| Plastic-H health [kg CO2-eq/kg] |  |  |  | 0.038476 | -0.06399 | -0.11748 | -0.044356 | -0.093741
| Sand-H health [kg CO2-eq/kg] |  |  |  | -0.011761 | 0.009565 | 0.0085689 | -0.0082688 | -0.031371
| Stainless steel-h health [kg CO2-eq/kg] |  |  |  | 0.13717 | 0.045689 | -0.03622 | 0.0050285 | 0.025659
| Stainless steel sheet-h health [kg CO2-eq/kg] |  |  |  | -0.020402 | -0.053141 | 0.1123 | -0.11555 | 0.086805
| Steel-H health [kg CO2-eq/kg] |  |  |  | -0.059658 | 0.092385 | 0.15719 | 0.094185 | 0.027555
| Wood-H health [kg CO2-eq/m3] |  |  |  | 0.071107 | -0.11654 | 0.069775 | -0.10104 | 0.059334
| Trucking-H health [kg CO2-eq/tonne*km] |  |  |  | -0.12532 | -0.10129 | -0.063582 | -0.099754 | -0.11156
| Metal-H health [kg CO2-eq/kg] |  |  |  | -0.027123 | -0.027783 | -0.0026523 | 0.028035 | 0.010693
| Pump-H health [kg CO2-eq/ea] |  |  |  | 0.27869 | 0.077456 | 0.0058206 | 0.06003 | 0.1247
| Hydronic heat exchanger-h health [kg CO2-eq/ea] |  |  |  | -0.12156 | -0.077108 | -0.017318 | 0.0040444 | -0.076712
| Solar-H health [kg CO2-eq/m2] |  |  |  | -0.16041 | -0.070723 | 0.060882 | -0.086229 | 0.053153
| Fan-H health [kg CO2-eq/kg] |  |  |  | -0.034935 | 0.13385 | 0.03856 | 0.12948 | 0.0081008
| Battery-H health [kg CO2-eq/kg] |  |  |  | 0.053105 | -0.038668 | 0.060618 | -0.071743 | 0.072931
| Ceramic-H health [kg CO2-eq/kg] |  |  |  | -0.042592 | -0.22208 | -0.075392 | -0.18115 | -0.052241
| FRP-H health [kg CO2-eq/kg] |  |  |  | -0.031263 | -0.0069007 | -0.061842 | -0.0049685 | -0.082928
| Na cl-h health [kg CO2-eq/kg] |  |  |  | 0.13638 | 0.0064686 | 0.013153 | 0.060642 | 0.068791
| Motor-H health [kg CO2-eq/kg] |  |  |  | 0.013933 | -0.12468 | -0.069451 | -0.15255 | -0.026643
| Titanium-H health [kg CO2-eq/kg] |  |  |  | 0.060474 | 0.013969 | -0.0033123 | 0.031239 | 0.032163
| PVC-H health [kg CO2-eq/kg] |  |  |  | 0.21785 | 0.034431 | 0.089565 | -0.081164 | 0.18151
| Excavation-H resources [kg CO2-eq/m3] |  |  |  | 0.028131 | -0.028815 | 0.11425 | -0.035512 | 0.12502
| Brick-H resources [kg CO2-eq/kg] |  |  |  | -0.025791 | 0.048029 | -0.068347 | 0.042328 | -0.13071
| Cement-H resources [kg CO2-eq/kg] |  |  |  | 0.2298 | 0.062094 | 0.030627 | 0.00067207 | 0.13051
| Concrete-H resources [kg CO2-eq/m3] |  |  |  | 0.1705 | 0.13229 | -0.027039 | 0.095638 | 0.035512
| Gravel-H resources [kg CO2-eq/kg] |  |  |  | 0.15468 | 0.10457 | 0.066487 | -0.0045965 | 0.042952
| Plastic-H resources [kg CO2-eq/kg] |  |  |  | 0.061494 | 0.040672 | 0.072151 | -0.00092409 | 0.032091
| Sand-H resources [kg CO2-eq/kg] |  |  |  | -0.067039 | -0.093945 | -0.14622 | -0.031491 | -0.11854
| Stainless steel-h resources [kg CO2-eq/kg] |  |  |  | 0.052997 | -0.01643 | 0.092697 | -0.097234 | 0.054641
| Stainless steel sheet-h resources [kg CO2-eq/kg] |  |  |  | -0.029715 | 0.062898 | 0.0092649 | 0.10063 | -0.026439
| Steel-H resources [kg CO2-eq/kg] |  |  |  | 0.10638 | 0.023834 | -0.064302 | -0.010801 | -0.044872
| Wood-H resources [kg CO2-eq/m3] |  |  |  | 0.15827 | 0.02279 | -0.023834 | -0.020186 | 0.09991
| Trucking-H resources [kg CO2-eq/tonne*km] |  |  |  | -0.14988 | 0.026991 | -0.07718 | 0.068803 | -0.081812
| Metal-H resources [kg CO2-eq/kg] |  |  |  | 0.15802 | 0.13479 | 0.21537 | 0.092457 | 0.22329
| Pump-H resources [kg CO2-eq/ea] |  |  |  | -0.11756 | -0.19286 | 0.04372 | -0.20505 | -0.052145
| Hydronic heat exchanger-h resources [kg CO2-eq/ea] |  |  |  | -0.17113 | -0.048725 | -0.047261 | -0.10939 | -0.20788
| Solar-H resources [kg CO2-eq/m2] |  |  |  | 0.16642 | -0.10297 | 0.22647 | -0.11179 | 0.21349
| Fan-H resources [kg CO2-eq/kg] |  |  |  | -0.14614 | 0.074911 | 0.11892 | 0.10827 | 0.009697
| Battery-H resources [kg CO2-eq/kg] |  |  |  | 0.0091689 | 0.024062 | 0.014701 | 0.04324 | 0.067099
| Ceramic-H resources [kg CO2-eq/kg] |  |  |  | -0.10761 | 0.088845 | 0.065983 | 0.10543 | -0.032319
| FRP-H resources [kg CO2-eq/kg] |  |  |  | -0.018602 | 0.082124 | -0.029667 | -0.048281 | -0.030483
| Na cl-h resources [kg CO2-eq/kg] |  |  |  | 0.13055 | -0.10286 | 0.0065887 | -0.13207 | 0.090405
| Motor-H resources [kg CO2-eq/kg] |  |  |  | 0.061494 | -0.0025923 | -0.06375 | 0.049661 | -0.053681
| Titanium-H resources [kg CO2-eq/kg] |  |  |  | -0.02129 | 0.050309 | -0.030135 | 0.070879 | 0.027339
| PVC-H resources [kg CO2-eq/kg] |  |  |  | -0.083684 | 0.023186 | -0.053309 | -0.0078728 | -0.091149

## reC_BeijingChina
| Element | N recovery | P recovery | K recovery | TEA results | LCA results
| Metric | Total N [% N] | Total P [% P] | Total K [% K] | Annual net cost [USD/cap/yr] | GlobalWarming [kg CO2-eq/cap/yr] | H_Ecosystems [points/cap/yr] | H_Health [points/cap/yr] | H_Resources [points/cap/yr]
Element | Parameter
TEA | Labor wages [USD/h] |  |  |  | -0.12794 | -0.072151 | -0.036892 | -0.11962 | -0.08276
| Electricity price [$/kWh] |  |  |  | 0.048641 | 0.080432 | -0.0064806 | 0.10027 | -0.029247
LCA | Electricity CF [kg CO2-eq/kWh] |  |  |  | 0.038164 | 0.013321 | -0.20242 | -0.076112 | -0.076196
| Electricity ecosystems CF [points/kWh] |  |  |  | 0.1969 | 0.092217 | 0.13933 | 0.03946 | 0.14409
| Electricity health CF [points/kWh] |  |  |  | 0.086013 | 0.18619 | -0.062214 | 0.14147 | -0.017246
| Electricity resources CF [points/kWh] |  |  |  | -0.14363 | -0.0059046 | -0.070183 | 0.048509 | -0.15952
TEA | NH3 fertilizer price [USD/kg N] |  |  |  | 0.058506 | 0.028815 | 0.034695 | 0.092481 | 0.070603
| LPG price [USD/kg] |  |  |  | -0.025359 | -0.11694 | -0.048437 | -0.1724 | -0.037504
Excretion-C1 | Excretion e cal [kcal/cap/d] |  |  |  | 0.031407 | 0.070807 | 0.032127 | 0.1347 | 0.055206
| Excretion p veg [g/cap/d] |  |  |  | -0.072859 | -0.060858 | -0.16066 | 0.0017162 | -0.13639
| Excretion p anim [g/cap/d] |  |  |  | 0.10569 | -0.14843 | -0.18368 | -0.13143 | -0.067243
| Excretion N prot [fraction] |  |  |  | -0.19461 | -0.10146 | -0.15234 | -0.031455 | -0.18986
| Excretion P prot v [fraction] |  |  |  | 0.034899 | 0.066427 | -0.91108 | -0.010297 | -0.53683
| Excretion P prot a [fraction] |  |  |  | -0.0084608 | 0.014761 | -0.22046 | 0.041344 | -0.12155
| Excretion K cal [g K/1000 kcal] |  |  |  | -0.094317 | -0.067783 | 0.12528 | 0.024734 | 0.049145
| Excretion N exc [fraction of intake] |  |  |  | 0.059658 | 0.018278 | 0.1452 | 0.051389 | 0.13074
| Excretion P exc [fraction of intake] |  |  |  | 0.0012481 | 0.0060006 | -0.093609 | 0.028539 | -0.086913
| Excretion K exc [fraction of intake] |  |  |  | 0.064242 | -0.019922 | -0.21409 | -0.035056 | -0.061134
| Excretion e exc [fraction of intake] |  |  |  | -0.0054005 | 0.80204 | -0.0412 | 0.899 | -0.04246
| Excretion N ur [fraction of total] |  |  |  | -0.074095 | -0.018734 | -0.092505 | -0.00078008 | -0.074503
| Excretion P ur [fraction of total] |  |  |  | -0.13743 | 0.18927 | 0.0045005 | 0.22352 | -0.033507
| Excretion K ur [fraction of total] |  |  |  | 0.085869 | -0.14303 | -0.043084 | -0.13657 | 0.036892
| Excretion e fec [fraction of total] |  |  |  | 0.04396 | 0.0054125 | -0.0077888 | 0.021734 | 0.043516
| Excretion N ur NH3 [fraction of total N in urine] |  |  |  | -0.064902 | 0.11956 | -0.088449 | 0.087381 | -0.072907
| Excretion N fec NH3 [fraction of total N in feces] |  |  |  | -0.011665 | 0.046097 | 0.20535 | 0.077996 | 0.14297
| Excretion ur exc [g/cap/d] |  |  |  | 0.050489 | -0.038308 | -0.032883 | -0.049829 | 0.0014881
| Excretion fec exc [g/cap/d] |  |  |  | 0.29483 | -0.0090009 | 0.22142 | -0.091365 | 0.35345
| Excretion ur moi [fraction] |  |  |  | -0.24169 | 0.030375 | -0.13733 | -0.0064806 | -0.2644
| Excretion fec moi [fraction] |  |  |  | -0.079748 | -0.1028 | 0.014689 | -0.097246 | -0.022634
| Excretion mg ur [g Mg/cap/d] |  |  |  | 0.08048 | -0.1014 | -0.071719 | -0.082484 | -0.051449
| Excretion mg fec [g Mg/cap/d] |  |  |  | 0.019514 | -0.055518 | -0.015818 | -0.073195 | -0.076028
| Excretion ca ur [g Ca/cap/d] |  |  |  | -0.0069487 | 0.013093 | 0.069583 | 0.066295 | 0.044764
| Excretion ca fec [g Ca/cap/d] |  |  |  | 0.19658 | 0.17707 | 0.088965 | 0.11869 | 0.15701
Septic tank-C3 | Septic tank tau [days] |  |  |  | -0.074827 | 0.024146 | -0.11437 | 0.00032403 | -0.097258
| Septic tank COD removal [fraction of COD removal] |  |  |  | -0.13306 | 0.21176 | -0.055482 | 0.20665 | -0.085329
| Septic tank n2o EF decay [fraction of of degraded N emitted as N2O] |  |  |  | 0.0037804 | -0.091389 | 0.071227 | -0.1694 | 0.045137
| Septic tank FRP tank cost [USD] |  |  |  | 0.04042 | -0.026067 | -0.019166 | 0.034071 | 0.027627
| Septic tank FRP per tank [kg] |  |  |  | -0.1637 | 0.066487 | -0.05775 | -0.013957 | -0.064122
| Septic tank pump cost [USD/set] |  |  |  | -0.15412 | 0.11752 | 0.074263 | 0.075152 | -0.010141
| Septic tank N max decay [nan] |  |  |  | 0.1514 | -0.034743 | 0.14417 | 0.031899 | 0.14585
| Septic tank mg oh2 cost [USD/kg] |  |  |  | -0.21145 | -0.097582 | 0.067123 | -0.046421 | -0.064926
Sludge pasteurization-C4 | Sludge pasteurization sludge dryer weight [kg] |  |  |  | 0.0065167 | -0.072979 | -0.026079 | -0.018062 | -0.027639
| Sludge pasteurization sludge barrel weight [kg] |  |  |  | -0.018542 | -0.09535 | 0.048593 | -0.18185 | 0.087429
| Sludge pasteurization sludge dryer [USD] |  |  |  | -0.03634 | 0.0011881 | -0.085965 | -0.019166 | -0.10367
| Sludge pasteurization sludge barrel [USD] |  |  |  | -0.083672 | 0.20462 | -0.14827 | 0.161 | -0.1775
| Sludge pasteurization sludge labor maintenance [h] |  |  |  | -0.00091209 | -0.07532 | 0.11554 | -0.056838 | 0.11048
| Sludge pasteurization wages [USD/cap/h] |  |  |  | -0.093393 | 0.0043564 | -0.03766 | 0.026835 | -0.15248
| Sludge pasteurization hhx heat recovery [-] |  |  |  | -0.69947 | -0.13387 | -0.10655 | -0.010369 | -0.59186
Reclaimer ultrafiltration-C5 | Reclaimer Ultrafiltration one in pipe SCH40 [USD] |  |  |  | -0.18175 | -0.021038 | 0.0090489 | -0.0071767 | -0.013705
| Reclaimer Ultrafiltration onehalf in pipe SCH40 [USD] |  |  |  | -0.13633 | -0.099706 | -0.034635 | -0.035956 | -0.096526
| Reclaimer Ultrafiltration one in elbow SCH80 [USD] |  |  |  | 0.079112 | -0.009901 | -0.055854 | 0.0072967 | 0.0020642
| Reclaimer Ultrafiltration one in tee SCH80 [USD] |  |  |  | 0.026247 | 0.0358 | 0.14308 | 0.02117 | 0.1112
| Reclaimer Ultrafiltration one in SCH80 [USD] |  |  |  | -0.18154 | -0.072331 | 0.029787 | -0.046649 | -0.027351
| Reclaimer Ultrafiltration one onehalf in SCH80 [USD] |  |  |  | -0.24148 | -0.016538 | -0.10003 | 0.040864 | -0.17733
| Reclaimer Ultrafiltration onehalf in SCH80 [USD] |  |  |  | -0.10103 | -0.014509 | -0.095398 | 0.05709 | -0.11198
| Reclaimer Ultrafiltration three in pipe SCH80 [USD] |  |  |  | 0.09739 | 0.071647 | -0.10339 | 0.026919 | 0.01883
| Reclaimer ultrafiltration three in sch80 endcap [USD] |  |  |  | 0.023906 | 0.0013441 | 0.077348 | -0.043072 | 0.13402
| Reclaimer ultrafiltration one one NB MTA [USD] |  |  |  | 0.051089 | -0.029907 | 0.070099 | -0.075032 | 0.067891
| Reclaimer ultrafiltration one onehalf NB MTA [USD] |  |  |  | 0.018878 | 0.028455 | -0.025407 | 0.044404 | -0.061938
| Reclaimer ultrafiltration foot valve [USD] |  |  |  | 0.048497 | 0.13583 | -0.14229 | 0.14274 | -0.14167
| Reclaimer ultrafiltration one onehalf in sch80 threadedtee [USD] |  |  |  | -0.051521 | -0.069583 | -0.026103 | -0.10633 | -0.035524
| Reclaimer ultrafiltration three in pipe clamp [USD] |  |  |  | 0.0021722 | 0.17515 | 0.1115 | 0.1634 | -0.0433
| Reclaimer ultrafiltration one in pipe clamp [USD] |  |  |  | 0.009757 | 0.028791 | 0.028491 | 0.026463 | -0.02333
| Reclaimer ultrafiltration onehalf in pipe clamp [USD] |  |  |  | -0.17698 | -0.099826 | 0.080732 | -0.055446 | -0.08264
| Reclaimer ultrafiltration UF brush [USD] |  |  |  | -0.070807 | 0.14433 | -0.065587 | 0.11447 | -0.063198
| Reclaimer ultrafiltration two way valve [USD] |  |  |  | 0.061374 | -0.053861 | 0.039988 | -0.08162 | 0.046517
| Reclaimer ultrafiltration UF unit [USD] |  |  |  | 0.07676 | -0.15377 | 0.01913 | -0.22549 | -0.044332
| Reclaimer ultrafiltration one in pipe sch40 lifetime [y] |  |  |  | 0.0084248 | -0.0072367 | -0.15507 | -0.018866 | -0.15568
| Reclaimer ultrafiltration onehalf in pipe sch40 lifetime [y] |  |  |  | -0.044284 | -0.0074047 | -0.087369 | 0.030387 | -0.069895
| Reclaimer ultrafiltration one in elbow sch80 lifetime [y] |  |  |  | 0.17959 | -0.1611 | 0.072895 | -0.22095 | 0.14427
| Reclaimer ultrafiltration one in tee sch80 lifetime [y] |  |  |  | -0.033735 | 0.0009841 | -0.036928 | -0.0090849 | -0.04288
| Reclaimer ultrafiltration one in sch80 lifetime [y] |  |  |  | -0.10442 | -0.11465 | -0.10269 | -0.058566 | -0.14434
| Reclaimer ultrafiltration one onehalf in sch80 lifetime [y] |  |  |  | -0.055422 | -0.023138 | -0.055206 | -0.015986 | -0.06141
| Reclaimer ultrafiltration onehalf in sch80 lifetime [y] |  |  |  | 0.00055206 | -0.17391 | -0.069307 | -0.15245 | -0.037612
| Reclaimer ultrafiltration three in pipe sch80 lifetime [y] |  |  |  | -0.030231 | 0.075644 | -0.15533 | 0.031395 | -0.021794
| Reclaimer ultrafiltration three in sch80 endcap lifetime [y] |  |  |  | 0.044524 | 0.014377 | 0.10661 | -0.0063366 | 0.045389
| Reclaimer ultrafiltration one one NB MTA lifetime [y] |  |  |  | -0.039964 | -0.14511 | -0.048641 | -0.18208 | -0.080444
| Reclaimer ultrafiltration one onehalf NB MTA lifetime [y] |  |  |  | 0.015074 | 0.0019442 | -0.09967 | 0.058374 | -0.070363
| Reclaimer ultrafiltration foot valve lifetime [y] |  |  |  | 0.027075 | -0.12686 | -0.037912 | -0.19227 | -0.068503
| Reclaimer ultrafiltration one onehalf in sch80 threadedtee lifetime [y] |  |  |  | 0.12799 | -0.14883 | 0.077852 | -0.20148 | 0.1633
| Reclaimer ultrafiltration three in pipe clamp lifetime [y] |  |  |  | 0.0026283 | -0.0015722 | -0.076304 | -0.049853 | -0.014341
| Reclaimer ultrafiltration one in pipe clamp lifetime [y] |  |  |  | 0.07928 | 0.028191 | 0.071815 | 0.047945 | 0.085137
| Reclaimer ultrafiltration onehalf in pipe clamp lifetime [y] |  |  |  | -0.037456 | -0.0093129 | -0.053333 | -0.010237 | -0.010849
| Reclaimer ultrafiltration UF brush lifetime [y] |  |  |  | 0.03646 | 0.0015722 | -0.0026763 | 0.066919 | 0.014353
| Reclaimer ultrafiltration two way valve lifetime [y] |  |  |  | -0.053489 | 0.010789 | -0.22892 | -0.019886 | -0.10374
| Reclaimer ultrafiltration UF unit lifetime [y] |  |  |  | -0.39203 | 0.14839 | -0.0077888 | 0.18826 | -0.14118
| Reclaimer ultrafiltration plastic weight [kg] |  |  |  | 0.1889 | 0.12876 | 0.08468 | 0.10105 | 0.16932
| Reclaimer ultrafiltration brass weight [kg] |  |  |  | 0.074107 | -0.043648 | 0.053873 | -0.082904 | 0.056562
| Reclaimer ultrafiltration steel weight [kg] |  |  |  | -0.090225 | -0.10675 | 0.11501 | -0.098506 | 0.013165
| Reclaimer ultrafiltration nylon weight [kg] |  |  |  | 0.15795 | 0.0033363 | 0.10169 | 0.022238 | 0.1602
| Reclaimer ultrafiltration TSS removal [%] |  |  |  | 0.055782 | 0.024662 | -0.029451 | -0.077672 | 0.052301
| Reclaimer Ultrafiltration power demand 1 [W] |  |  |  | -0.01943 | 0.0051365 | -0.08084 | 0.030195 | -0.053093
| Reclaimer Ultrafiltration power demand 2 [W] |  |  |  | 0.19231 | -0.046205 | 0.090885 | -0.042556 | 0.20697
| Reclaimer Ultrafiltration power demand 3 [W] |  |  |  | -0.11465 | 0.023738 | 0.081824 | 0.075896 | 0.015926
| Reclaimer Ultrafiltration power demand 4 [W] |  |  |  | 0.25174 | 0.052301 | 0.2649 | -0.012625 | 0.30974
Reclaimer ion exchange-C6 | Reclaimer Ion Exchange four in pipe SCH40 [USD] |  |  |  | 0.10016 | 0.070291 | 0.10026 | 0.071659 | 0.18561
| Reclaimer Ion Exchange four in pipe SCH80 [USD] |  |  |  | -0.0070567 | 0.085773 | 0.1587 | 0.11903 | 0.13001
| Reclaimer ion exchange four in pipe sch80 endcap [USD] |  |  |  | -0.073363 | -0.035536 | -0.17815 | 0.088437 | -0.20619
| Reclaimer ion exchange NRV [USD] |  |  |  | 0.024386 | -0.081152 | -0.01799 | -0.028239 | 0.026547
| Reclaimer ion exchange connector [USD] |  |  |  | 0.15291 | -0.044848 | -0.042856 | -0.086661 | 0.12278
| Reclaimer ion exchange ball valve [USD] |  |  |  | -0.075128 | -0.016226 | -0.033843 | -0.019658 | -0.07622
| Reclaimer ion exchange three eight elbow [USD] |  |  |  | -0.17312 | -0.049817 | -0.17769 | -0.025371 | -0.19518
| Reclaimer ion exchange ten ten mm tee [USD] |  |  |  | 0.099046 | -0.141 | 0.14028 | -0.13009 | 0.14491
| Reclaimer ion exchange OD tube [USD] |  |  |  | 0.17553 | 0.15189 | -0.073831 | 0.14379 | 0.041668
| Reclaimer ion exchange four in pipe clamp [USD] |  |  |  | 0.15606 | 0.055386 | -0.02405 | -0.009733 | 0.059274
| Reclaimer ion exchange GAC zeolite mesh [USD] |  |  |  | 0.10471 | -0.0024362 | -0.039436 | -0.0056526 | 0.095482
| Reclaimer ion exchange kcl cost [USD/kg] |  |  |  | -0.1569 | 0.26776 | 0.1038 | 0.27779 | -0.045173
| Reclaimer ion exchange GAC cost [USD/kg] |  |  |  | 0.21962 | 0.13291 | 0.054413 | 0.13789 | 0.046229
| Reclaimer ion exchange zeolite cost [USD/kg] |  |  |  | 0.094821 | 0.033927 | 0.0052685 | -0.021566 | 0.035728
| Reclaimer ion exchange TN removal [ratio] |  |  |  | 0.050273 | -0.014557 | 0.0063606 | 0.033903 | -0.029403
| Reclaimer ion exchange zeolite lifetime [year] |  |  |  | 0.1213 | -0.034251 | 0.085041 | -0.0016922 | 0.096046
| Reclaimer ion exchange gac lifetime [year] |  |  |  | -0.080096 | -0.33415 | 0.15154 | -0.016286 | 0.088293
| Reclaimer ion exchange kcl weight [kg] |  |  |  | 0.011185 | 0.11417 | -0.060294 | 0.088389 | -0.080156
| Reclaimer ion exchange kcl regeneration freq [year] |  |  |  | 0.0089409 | 0.052445 | 0.10969 | -0.0010561 | 0.097114
| Reclaimer ion exchange desorption recovery efficiency [ratio] |  |  |  | 0.14622 | -0.07994 | -0.048977 | -0.081536 | 0.077192
| Reclaimer ion exchange PVC weight [kg] |  |  |  | -0.030459 | 0.057342 | 0.079412 | 0.080624 | 0.095374
| Reclaimer ion exchange steel weight [kg] |  |  |  | 0.058914 | -0.031827 | 0.28889 | -0.017726 | 0.18466
| Reclaimer ion exchange plastic weight [kg] |  |  |  | -0.050813 | 0.014341 | 0.048281 | 0.015494 | -0.024398
| Reclaimer ion exchange labor maintenance zeolite regeneration [hr/y] |  |  |  | -0.11672 | -0.018086 | 0.052985 | -0.075968 | 0.01523
| Reclaimer ion exchange om capital ratio [ratio] |  |  |  | 0.051053 | 0.031083 | 0.15285 | -0.015818 | 0.15544
| Reclaimer ion exchange wages [USD/cap/hr] |  |  |  | 0.36385 | 0.18772 | 0.14827 | 0.15119 | 0.25425
Reclaimer ECR-C7 | Reclaimer ECR EC brush [USD] |  |  |  | 0.079616 | -0.19023 | 0.0015842 | -0.19158 | 0.033195
| Reclaimer ECR EC cell [USD] |  |  |  | 0.1531 | 0.11758 | 0.09919 | 0.072811 | 0.21548
| Reclaimer ECR energy demand [Wh/L] |  |  |  | 0.15005 | -0.028767 | -0.033735 | -0.015266 | 0.050645
| Reclaimer ECR EC cell lifetime [yr] |  |  |  | -0.072775 | 0.10868 | -0.075848 | 0.029787 | 0.0055806
| Reclaimer ECR titanium weight [kg] |  |  |  | -0.0011641 | -0.20832 | -0.11288 | -0.26425 | -0.070327
| Reclaimer ECR nylon weight [kg] |  |  |  | -0.033147 | -0.047621 | 0.078008 | -0.066595 | 0.071803
| Reclaimer ECR EC brush lifetime [yr] |  |  |  | -0.048605 | 0.070471 | -0.011293 | 0.016442 | -0.12366
| Reclaimer ECR power demand ecr [W] |  |  |  | 0.0061086 | 0.014461 | 0.14989 | -0.064902 | 0.06411
Reclaimer housing-C10 | Reclaimer housing frame [USD] |  |  |  | -0.041236 | -0.091485 | 0.018422 | -0.13168 | 0.014065
| Reclaimer housing extrusion [USD] |  |  |  | 0.069283 | -0.16917 | 0.09763 | -0.16383 | 0.08408
| Reclaimer housing angle frame [USD] |  |  |  | -0.0077888 | 0.17493 | 0.056094 | 0.14915 | 0.069307
| Reclaimer housing angle [USD] |  |  |  | 0.035848 | 0.035524 | 0.10015 | 0.021506 | 0.075992
| Reclaimer housing door sheet [USD] |  |  |  | -0.10167 | 0.074155 | -0.039172 | 0.10267 | -0.092985
| Reclaimer housing plate valve [USD] |  |  |  | -0.13913 | 0.047273 | 0.00087609 | 3.6004e-05 | -0.054029
| Reclaimer housing powder [USD] |  |  |  | -0.1065 | -0.046085 | -0.045077 | 0.028983 | -0.11644
| Reclaimer housing container [USD] |  |  |  | 0.18748 | 0.16125 | 0.012481 | 0.11732 | 0.10389
| Reclaimer housing aluminum weight [kg] |  |  |  | -0.039292 | -0.031839 | -0.036688 | -0.090921 | 0.0081008
| Reclaimer housing steel weight [kg] |  |  |  | -0.084968 | -0.11767 | 0.076364 | -0.15167 | 0.02291
| Reclaimer housing framework weight [kg] |  |  |  | 0.032667 | 0.080312 | 0.19977 | 0.011029 | 0.26587
| Reclaimer housing fittings weight [kg] |  |  |  | 0.081032 | 0.068815 | -0.12727 | 0.041248 | -0.042196
Reclaimer system-C11 | Reclaimer system T nut [USD] |  |  |  | -0.079148 | -0.084824 | 0.032595 | -0.11148 | -0.048929
| Reclaimer system die cast hinge [USD] |  |  |  | -0.065035 | 0.061482 | -0.032751 | 0.041968 | -0.070363
| Reclaimer system SLS locks [USD] |  |  |  | -0.039796 | 0.027411 | -0.15452 | 0.024614 | -0.13207
| Reclaimer system DC round key [USD] |  |  |  | 0.021614 | 0.064542 | -0.020762 | 0.012697 | 0.050345
| Reclaimer system handle rod [USD] |  |  |  | 0.21704 | 0.14371 | -0.05811 | 0.078968 | 0.039424
| Reclaimer system eight mm bolt [USD] |  |  |  | 0.013513 | 0.13591 | -0.10409 | 0.11636 | 0.048929
| Reclaimer system button headed nut [USD] |  |  |  | -0.011317 | 0.071143 | 0.057054 | 0.12625 | 0.012565
| Reclaimer system twelve mm bolt [USD] |  |  |  | -0.071851 | -0.036904 | -0.14896 | -0.093417 | -0.16178
| Reclaimer system ten mm CSK [USD] |  |  |  | -0.046145 | -0.0072847 | -0.041188 | 0.0068167 | -0.029835
| Reclaimer system sixteen mm CSK [USD] |  |  |  | -0.00066007 | -0.073183 | 0.14299 | 0.027255 | 0.076832
| Reclaimer system sixteen mm bolt [USD] |  |  |  | -0.025287 | 0.009757 | 0.032847 | 0.1116 | -0.031179
| Reclaimer system coupling brass [USD] |  |  |  | -0.033963 | -0.20192 | -0.065035 | -0.13367 | 0.01649
| Reclaimer system coupling threaded [USD] |  |  |  | 0.081212 | 0.053033 | 0.029739 | 0.018398 | 0.065491
| Reclaimer system socket [USD] |  |  |  | 0.0037204 | -0.06243 | 0.045713 | -0.19057 | 0.041704
| Reclaimer system onehalf tank nipple [USD] |  |  |  | -0.15336 | 0.075548 | -0.076388 | 0.06177 | -0.18393
| Reclaimer system onehalf in coupling brass [USD] |  |  |  | -0.071887 | 0.12089 | -0.062502 | 0.070483 | -0.0036604
| Reclaimer system onehalf in fitting [USD] |  |  |  | 0.082148 | 0.01673 | -0.05595 | 0.044308 | -0.0092649
| Reclaimer system plate [USD] |  |  |  | -0.10506 | -0.067447 | 0.20346 | -0.013477 | 0.099418
| Reclaimer system pump [USD] |  |  |  | -0.13065 | -0.11473 | -0.022922 | -0.091209 | -0.025851
| Reclaimer system three way valve [USD] |  |  |  | -0.07694 | -0.10863 | 0.087369 | -0.054533 | 0.032187
| Reclaimer system lofted tank [USD] |  |  |  | -0.16896 | -0.034323 | 0.091365 | 0.028971 | -0.0062886
| Reclaimer system lifetime [part replacement lifetime] |  |  |  | 0.054881 | 0.032067 | 0.038692 | 0.0068407 | 0.071719
| Reclaimer system steel weight [kg] |  |  |  | 0.049745 | 0.012205 | -0.093609 | 0.023546 | -0.027915
| Reclaimer system brass weight [kg] |  |  |  | 0.16797 | 0.12965 | -0.17924 | 0.03754 | -0.075128
| Reclaimer system power demand system [W] |  |  |  | -0.2467 | -0.011185 | -0.23452 | 0.054725 | -0.24038
| Reclaimer system working time [hr] |  |  |  | -0.042064 | 0.021722 | -0.060534 | -0.0078608 | -0.16757
| Reclaimer system om capital ratio [ratio] |  |  |  | -0.13847 | -0.011485 | 0.0056286 | 0.018038 | -0.066043
Reclaimer solar-C12 | Reclaimer solar battery storage cost [USD/set] |  |  |  | 0.15003 | -0.076556 | 0.15099 | -0.074035 | 0.1375
| Reclaimer solar battery holder cost [USD/set] |  |  |  | 0.15636 | -0.012601 | -0.049133 | -0.06129 | 0.033855
| Reclaimer solar solar cost [USD/W] |  |  |  | 0.1274 | -0.032859 | 0.046121 | -0.0047525 | 0.052781
| Reclaimer solar solar module system [USD/set] |  |  |  | -0.11498 | -0.15172 | -0.049973 | -0.1101 | -0.11938
| Reclaimer solar inverter cost [USD/set] |  |  |  | 0.10622 | -0.02015 | -0.0094089 | -0.01961 | 0.0082208
| Reclaimer solar pannel cleaning [hr/yr] |  |  |  | 0.069019 | -0.066799 | 0.0012121 | -0.067759 | 0.065947
| Reclaimer solar solar lifetime [year] |  |  |  | 0.012313 | 0.0078368 | -0.12702 | -0.0019562 | -0.068575
| Reclaimer solar battery lifetime [year] |  |  |  | 0.016202 | 0.02027 | -0.044272 | -0.039508 | -0.0439
| Reclaimer solar solar capacity [m2] |  |  |  | 0.14266 | -0.11008 | -0.064998 | -0.10977 | 0.04426
| Reclaimer solar battery kg [kg] |  |  |  | -0.0057366 | 0.034995 | -0.090669 | 0.043636 | -0.02327
| Reclaimer solar wages [USD/cap/hr] |  |  |  | -0.064122 | 0.068875 | -0.030519 | 0.071419 | -0.014617
| Reclaimer solar power demand 120users [W] |  |  |  | -0.06321 | 0.13438 | -0.017018 | 0.18497 | -0.091689
| Reclaimer solar power demand 30users [W] |  |  |  | 0.043636 | -0.082244 | 0.037408 | -0.10085 | 0.104
MURT-C2 | Max ch4 emission [g CH4/g COD] |  |  |  | -0.055662 | 0.18789 | -0.18255 | 0.14694 | -0.14173
| Full degradation time [yr] |  |  |  | 0.076112 | -0.18125 | -0.022874 | -0.18382 | 0.010633
| Log degradation [-] |  |  |  | 0.11544 | 0.1506 | 0.12137 | 0.15189 | 0.13464
TEA | Price factor [-] |  |  |  | 0.0029043 | 0.0421 | -0.10567 | 0.041824 | -0.035068
LCA | CH4 CF [kg CO2-eq/kg CH4] |  |  |  | -0.019034 | 0.23524 | -0.029895 | 0.090033 | -0.074059
| CH4 ecosystems CF [points/kg CH4] |  |  |  | 0.22339 | -0.054773 | 0.14741 | -0.062982 | 0.21528
| CH4 health CF [points/kg CH4] |  |  |  | -0.21757 | 0.029427 | -0.082472 | 0.18536 | -0.22497
| N2O CF [kg CO2-eq/kg N2O] |  |  |  | 0.042724 | -0.022874 | 0.050981 | -0.010765 | -0.009565
| N2O ecosystems CF [points/kg N2O] |  |  |  | -0.11921 | 0.037864 | 0.12406 | 0.050345 | 0.068047
| N2O health CF [points/kg N2O] |  |  |  | -0.036064 | 0.20299 | -0.08456 | 0.25251 | -0.070483
| N fertilizer CF [kg CO2-eq/kg N] |  |  |  | -0.081464 | 0.026931 | 0.0034803 | -0.045497 | -0.062682
| N fertilizer ecosystems CF [points/kg N] |  |  |  | -0.19782 | 0.055662 | 0.082388 | 0.12059 | 0.017774
| N fertilizer health CF [points/kg N] |  |  |  | 0.0020162 | 0.070495 | -0.11256 | 0.034371 | -0.1134
| N fertilizer resources CF [points/kg N] |  |  |  | -0.062382 | -0.047933 | 0.16811 | 0.028479 | 0.11924
| P fertilizer CF [kg CO2-eq/kg P] |  |  |  | -0.01745 | -0.13764 | -0.069859 | -0.12257 | -0.075932
| P fertilizer ecosystems CF [points/kg P] |  |  |  | 0.026103 | 0.048941 | -0.030651 | -0.056862 | 0.065815
| P fertilizer health CF [points/kg P] |  |  |  | 0.1205 | -0.071731 | 0.30094 | -0.10829 | 0.23104
| P fertilizer resources CF [points/kg P] |  |  |  | 0.1697 | 0.0023162 | 0.0054245 | -0.037792 | 0.060078
| K fertilizer CF [kg CO2-eq/kg K] |  |  |  | 0.0086769 | 0.16079 | 0.010249 | 0.14227 | -0.011917
| K fertilizer ecosystems CF [points/kg K] |  |  |  | 0.037432 | -0.009913 | 0.15122 | -0.045197 | 0.11429
| K fertilizer health CF [points/kg K] |  |  |  | 0.0019322 | 0.072223 | 0.076748 | 0.056394 | 0.093537
| K fertilizer resources CF [points/kg K] |  |  |  | 0.050081 | -0.0024242 | 0.043144 | 0.030015 | 0.012289
| Conc nh3 CF [kg CO2-eq/kg] |  |  |  | 0.099274 | -0.10207 | 0.036076 | -0.072067 | 0.034347
| Conc nh3 ecosystems CF [points/kg] |  |  |  | -0.052361 | 0.21223 | -0.041296 | 0.19782 | -0.063162
| Conc nh3 health CF [points/kg] |  |  |  | -0.14818 | 0.031407 | 0.13493 | 0.081224 | 0.030411
| Conc nh3 resources CF [points/kg] |  |  |  | -0.13015 | -0.23489 | 0.13383 | -0.18061 | 0.076556
| GAC CF [kg CO2-eq/kg] |  |  |  | -0.078428 | 0.048185 | -0.0033243 | -0.018578 | -0.094293
| GAC ecosystems CF [points/kg] |  |  |  | -0.17927 | -0.018314 | -0.06123 | -0.019238 | -0.10266
| GAC health CF [points/kg] |  |  |  | 0.012757 | -0.0040444 | 0.062694 | -0.010429 | 0.092589
| GAC resources CF [points/kg] |  |  |  | 0.02411 | 0.066487 | 0.078932 | 0.057366 | 0.11366
| Zeolite CF [kg CO2-eq/kg] |  |  |  | -0.010441 | 0.15636 | -0.031755 | 0.11441 | -0.010153
| Zeolite ecosystems CF [points/kg] |  |  |  | -0.013753 | -0.036892 | 0.026523 | 0.044608 | 0.009817
| Zeolite health CF [points/kg] |  |  |  | -0.17803 | 0.031167 | 0.045701 | 0.021182 | -0.085581
| Zeolite resources CF [points/kg] |  |  |  | -0.068071 | 0.015674 | 0.087513 | 0.093561 | 0.039688
| KCl CF [kg CO2-eq/kg] |  |  |  | 0.017702 | 0.22089 | -0.018458 | 0.2457 | 0.049013
| KCl ecosystems CF [points/kg] |  |  |  | 0.058566 | 0.16667 | -0.065623 | 0.08342 | -0.038092
| KCl health CF [points/kg] |  |  |  | -0.0077528 | -0.011521 | 0.12534 | 0.068911 | 0.059766
| KCl resources CF [points/kg] |  |  |  | -0.095098 | 0.076412 | 0.056202 | 0.048377 | -0.025371
| Mg oh2 CF [kg CO2-eq/kg] |  |  |  | -0.15658 | -0.082496 | 0.0020042 | -0.036856 | -0.050261
| Mg oh2 ecosystems CF [points/kg] |  |  |  | -0.091605 | -0.14149 | 0.074179 | -0.10962 | -0.0071047
| Mg oh2 health CF [points/kg] |  |  |  | -0.084596 | -0.14943 | -0.031827 | -0.21893 | -0.029175
| Mg oh2 resources CF [points/kg] |  |  |  | 0.14152 | 0.20572 | -0.022802 | 0.22899 | 0.091233
| LPG CF [kg CO2-eq/kg] |  |  |  | 0.15296 | 0.13349 | 0.040936 | 0.098026 | 0.17462
| LPG ecosystems CF [points/kg] |  |  |  | 0.050681 | -0.029487 | -0.088389 | -0.016586 | -0.080204
| LPG health CF [points/kg] |  |  |  | -0.20346 | -0.19918 | 0.015674 | -0.1645 | -0.10112
| LPG resources CF [points/kg] |  |  |  | -0.025095 | 0.095542 | -0.15333 | 0.039424 | -0.041248
| Excavation-Global warming [kg CO2-eq/m3] |  |  |  | -0.1224 | 0.17131 | -0.07796 | 0.14885 | -0.14911
| Brick-Global warming [kg CO2-eq/kg] |  |  |  | -0.046217 | -0.10247 | -0.087945 | -0.05529 | -0.094821
| Cement-Global warming [kg CO2-eq/kg] |  |  |  | -0.059598 | 0.074371 | 0.10097 | 0.031239 | 0.066355
| Concrete-Global warming [kg CO2-eq/m3] |  |  |  | -0.018062 | 0.20581 | -0.099406 | 0.16148 | -0.081116
| Gravel-Global warming [kg CO2-eq/kg] |  |  |  | 0.05805 | -0.0086649 | -0.075704 | -0.027987 | 0.010921
| Plastic-Global warming [kg CO2-eq/kg] |  |  |  | 0.077696 | -0.027351 | 0.13399 | -0.060066 | 0.17234
| Sand-Global warming [kg CO2-eq/kg] |  |  |  | 0.1153 | 0.10037 | -0.094749 | 0.052865 | 0.012673
| Stainless steel-global warming [kg CO2-eq/kg] |  |  |  | -0.13972 | 0.2043 | -0.062466 | 0.22029 | -0.12359
| Stainless steel sheet-global warming [kg CO2-eq/kg] |  |  |  | 0.13984 | -0.0080288 | -0.069967 | -0.015074 | -0.02171
| Steel-Global warming [kg CO2-eq/kg] |  |  |  | -0.042484 | 0.07598 | 0.028251 | 0.030039 | -0.0038164
| Wood-Global warming [kg CO2-eq/m3] |  |  |  | 0.15849 | 0.14295 | 0.077384 | 0.15468 | 0.14058
| Trucking-Global warming [kg CO2-eq/tonne*km] |  |  |  | 0.095374 | 0.075488 | 0.088785 | 0.024686 | 0.13823
| Metal-Global warming [kg CO2-eq/kg] |  |  |  | 0.11503 | -0.070783 | -0.10471 | -0.049697 | 0.013861
| Pump-Global warming [kg CO2-eq/ea] |  |  |  | -0.10059 | -0.026115 | 0.17499 | -0.04294 | 0.055338
| Hydronic heat exchanger-global warming [kg CO2-eq/ea] |  |  |  | 0.14002 | 0.10009 | -0.016118 | 0.11987 | 0.03568
| Solar-Global warming [kg CO2-eq/m2] |  |  |  | -0.12449 | -0.05853 | -0.093465 | -0.046793 | -0.1295
| Fan-Global warming [kg CO2-eq/kg] |  |  |  | 0.12515 | -0.011161 | -0.13229 | -0.074551 | -0.037216
| Battery-Global warming [kg CO2-eq/kg] |  |  |  | -0.18885 | -0.2398 | 0.0442 | -0.17407 | -0.019934
| Ceramic-Global warming [kg CO2-eq/kg] |  |  |  | -0.010909 | 0.12512 | -0.1577 | 0.11612 | -0.1225
| FRP-Global warming [kg CO2-eq/kg] |  |  |  | -0.11186 | 0.059466 | 0.11058 | 0.091833 | 0.009565
| Na cl-global warming [kg CO2-eq/kg] |  |  |  | 0.15914 | -0.037216 | 0.1056 | -0.0014521 | 0.14597
| Motor-Global warming [kg CO2-eq/kg] |  |  |  | -0.25499 | -0.10506 | -0.071515 | 0.009841 | -0.10844
| Titanium-Global warming [kg CO2-eq/kg] |  |  |  | -0.19453 | 0.052685 | -0.036328 | 0.098914 | -0.15003
| PVC-Global warming [kg CO2-eq/kg] |  |  |  | -0.035032 | 0.018746 | -0.019382 | -0.011149 | -0.016526
| Excavation-H ecosystems [kg CO2-eq/m3] |  |  |  | -0.10419 | -0.032751 | 0.056706 | -0.011449 | -0.091197
| Brick-H ecosystems [kg CO2-eq/kg] |  |  |  | -0.0091209 | -0.048209 | 0.014677 | -0.0051005 | -0.015734
| Cement-H ecosystems [kg CO2-eq/kg] |  |  |  | 0.032247 | -0.0439 | -0.037588 | -0.090885 | -0.015374
| Concrete-H ecosystems [kg CO2-eq/m3] |  |  |  | 0.070675 | 0.093381 | 0.13456 | 0.030735 | 0.1753
| Gravel-H ecosystems [kg CO2-eq/kg] |  |  |  | 0.011905 | -0.05529 | 0.064878 | -0.058398 | 0.089817
| Plastic-H ecosystems [kg CO2-eq/kg] |  |  |  | 0.064638 | -0.18176 | 0.05733 | -0.14817 | 0.071395
| Sand-H ecosystems [kg CO2-eq/kg] |  |  |  | 0.012265 | 0.021038 | 0.10911 | 0.026799 | 0.094185
| Stainless steel-h ecosystems [kg CO2-eq/kg] |  |  |  | 0.052781 | 0.17539 | 0.0057606 | 0.098458 | 0.03856
| Stainless steel sheet-h ecosystems [kg CO2-eq/kg] |  |  |  | -0.017114 | -0.038224 | -0.12094 | -0.11632 | -0.020222
| Steel-H ecosystems [kg CO2-eq/kg] |  |  |  | -0.056622 | -0.053633 | -0.12409 | -0.032703 | -0.1053
| Wood-H ecosystems [kg CO2-eq/m3] |  |  |  | 0.044188 | -0.046445 | -0.17811 | -0.080984 | -0.054005
| Trucking-H ecosystems [kg CO2-eq/tonne*km] |  |  |  | -0.030699 | -0.062346 | -0.064026 | -0.043492 | -0.036736
| Metal-H ecosystems [kg CO2-eq/kg] |  |  |  | -0.078884 | -0.044692 | 0.23986 | -0.050273 | 0.19716
| Pump-H ecosystems [kg CO2-eq/ea] |  |  |  | -0.054101 | -0.20527 | -0.092205 | -0.1565 | -0.09721
| Hydronic heat exchanger-h ecosystems [kg CO2-eq/ea] |  |  |  | -0.14249 | -0.11822 | -0.0081008 | -0.06255 | 0.0024002
| Solar-H ecosystems [kg CO2-eq/m2] |  |  |  | -0.11645 | 0.098134 | 0.012253 | 0.1168 | -0.079916
| Fan-H ecosystems [kg CO2-eq/kg] |  |  |  | 0.15159 | -0.13439 | 0.012409 | -0.20778 | 0.12578
| Battery-H ecosystems [kg CO2-eq/kg] |  |  |  | 0.094377 | -0.18711 | 0.014977 | -0.19941 | -0.009517
| Ceramic-H ecosystems [kg CO2-eq/kg] |  |  |  | -0.037192 | 0.02171 | 0.033195 | 0.049409 | 0.018146
| FRP-H ecosystems [kg CO2-eq/kg] |  |  |  | -0.010669 | 0.14704 | 0.15122 | 0.1263 | 0.07754
| Na cl-h ecosystems [kg CO2-eq/kg] |  |  |  | -0.014185 | 0.033507 | 0.074623 | 0.03778 | 0.052733
| Motor-H ecosystems [kg CO2-eq/kg] |  |  |  | -0.015302 | -0.036868 | 0.12949 | -0.096094 | 0.077036
| Titanium-H ecosystems [kg CO2-eq/kg] |  |  |  | 0.042244 | -0.02363 | 0.1247 | -0.074263 | 0.13447
| PVC-H ecosystems [kg CO2-eq/kg] |  |  |  | 0.029691 | 0.28682 | 0.013261 | 0.24199 | 0.0056046
| Excavation-H health [kg CO2-eq/m3] |  |  |  | -0.052181 | -0.013081 | 0.089529 | -0.077072 | 0.03658
| Brick-H health [kg CO2-eq/kg] |  |  |  | -0.14351 | 0.075032 | -0.16551 | 0.063246 | -0.11802
| Cement-H health [kg CO2-eq/kg] |  |  |  | -0.039148 | 0.010969 | 0.032607 | 0.025095 | 0.011173
| Concrete-H health [kg CO2-eq/m3] |  |  |  | -0.02015 | -0.1135 | -0.13385 | -0.082976 | -0.084356
| Gravel-H health [kg CO2-eq/kg] |  |  |  | 0.15838 | -0.073771 | -0.028515 | -0.034539 | 0.062838
| Plastic-H health [kg CO2-eq/kg] |  |  |  | -0.10675 | -0.14771 | -0.047237 | -0.16835 | -0.016274
| Sand-H health [kg CO2-eq/kg] |  |  |  | 0.1519 | -0.14373 | -0.031515 | -0.24355 | -0.019046
| Stainless steel-h health [kg CO2-eq/kg] |  |  |  | -0.17309 | -0.080588 | -0.11936 | -0.10928 | -0.12007
| Stainless steel sheet-h health [kg CO2-eq/kg] |  |  |  | -0.17764 | -0.028155 | 0.018878 | 0.031443 | -0.10833
| Steel-H health [kg CO2-eq/kg] |  |  |  | -0.04348 | -0.047477 | -0.13606 | -0.076064 | -0.074683
| Wood-H health [kg CO2-eq/m3] |  |  |  | -0.13396 | -0.10365 | 0.026223 | -0.11364 | -0.091401
| Trucking-H health [kg CO2-eq/tonne*km] |  |  |  | -0.13521 | -0.083276 | -0.024842 | -0.13149 | -0.073243
| Metal-H health [kg CO2-eq/kg] |  |  |  | -0.015794 | 0.057942 | 0.013717 | 0.0017282 | 0.030063
| Pump-H health [kg CO2-eq/ea] |  |  |  | 0.14365 | 0.065971 | 0.13241 | -0.039724 | 0.2007
| Hydronic heat exchanger-h health [kg CO2-eq/ea] |  |  |  | 0.14459 | -0.0071287 | -0.17067 | 0.049589 | 0.023126
| Solar-H health [kg CO2-eq/m2] |  |  |  | 0.18857 | 0.080528 | 0.040276 | 0.026391 | 0.13991
| Fan-H health [kg CO2-eq/kg] |  |  |  | -0.21037 | 0.22218 | 0.062118 | 0.16514 | -0.078452
| Battery-H health [kg CO2-eq/kg] |  |  |  | 0.022838 | -0.038776 | -0.088833 | -0.018194 | -0.058062
| Ceramic-H health [kg CO2-eq/kg] |  |  |  | -0.22597 | 0.18824 | -0.15497 | 0.15611 | -0.14079
| FRP-H health [kg CO2-eq/kg] |  |  |  | -0.046241 | 0.19342 | 0.089373 | 0.17971 | 0.031971
| Na cl-h health [kg CO2-eq/kg] |  |  |  | 0.010765 | -0.02117 | 0.049469 | 0.06393 | 0.059466
| Motor-H health [kg CO2-eq/kg] |  |  |  | -0.11264 | 0.13585 | -0.050309 | 0.19999 | -0.12029
| Titanium-H health [kg CO2-eq/kg] |  |  |  | -0.12344 | -0.23075 | -0.14053 | -0.21272 | -0.19665
| PVC-H health [kg CO2-eq/kg] |  |  |  | -0.06267 | 0.076844 | -0.06153 | 0.1143 | -0.11479
| Excavation-H resources [kg CO2-eq/m3] |  |  |  | -0.18218 | -0.14194 | 0.061878 | -0.11893 | -0.026823
| Brick-H resources [kg CO2-eq/kg] |  |  |  | -0.062346 | 0.033471 | 0.1106 | -0.051125 | 0.034611
| Cement-H resources [kg CO2-eq/kg] |  |  |  | -0.032691 | -0.020438 | 0.13185 | -0.049661 | 0.093477
| Concrete-H resources [kg CO2-eq/m3] |  |  |  | 0.16902 | 0.030999 | -0.031215 | 0.00028803 | 0.094413
| Gravel-H resources [kg CO2-eq/kg] |  |  |  | 0.00034803 | 0.086349 | -0.13383 | 0.039724 | -0.048941
| Plastic-H resources [kg CO2-eq/kg] |  |  |  | 0.11582 | -0.18283 | 0.27369 | -0.17207 | 0.21873
| Sand-H resources [kg CO2-eq/kg] |  |  |  | -0.13395 | -0.10777 | -0.12149 | -0.025707 | -0.17661
| Stainless steel-h resources [kg CO2-eq/kg] |  |  |  | -0.045473 | 0.046361 | -0.11089 | -0.052049 | -0.15282
| Stainless steel sheet-h resources [kg CO2-eq/kg] |  |  |  | 0.061842 | 0.009937 | -0.048653 | 0.062466 | 0.056418
| Steel-H resources [kg CO2-eq/kg] |  |  |  | 0.020546 | -0.047105 | 0.10149 | -0.0048605 | 0.12298
| Wood-H resources [kg CO2-eq/m3] |  |  |  | 0.10449 | -3.6004e-05 | -0.066439 | -0.025047 | -0.0021842
| Trucking-H resources [kg CO2-eq/tonne*km] |  |  |  | 0.1441 | 0.049949 | 0.090861 | 0.0063486 | 0.21997
| Metal-H resources [kg CO2-eq/kg] |  |  |  | -0.00070807 | 0.049061 | 0.070675 | 0.058182 | 0.022778
| Pump-H resources [kg CO2-eq/ea] |  |  |  | -0.055386 | 0.072991 | -0.015866 | 0.023978 | 0.0078848
| Hydronic heat exchanger-h resources [kg CO2-eq/ea] |  |  |  | 0.071023 | 0.15706 | 0.088173 | 0.19268 | 0.13735
| Solar-H resources [kg CO2-eq/m2] |  |  |  | -0.091701 | 0.12786 | 0.037012 | 0.14935 | 0.016154
| Fan-H resources [kg CO2-eq/kg] |  |  |  | 0.00055206 | -0.04078 | 0.022706 | -0.02471 | 0.049217
| Battery-H resources [kg CO2-eq/kg] |  |  |  | -0.13469 | 0.078488 | 0.056454 | 0.045845 | -0.064866
| Ceramic-H resources [kg CO2-eq/kg] |  |  |  | 0.13906 | -0.19045 | 0.19032 | -0.1961 | 0.20822
| FRP-H resources [kg CO2-eq/kg] |  |  |  | -0.15226 | -0.075284 | -0.1098 | -0.010441 | -0.13992
| Na cl-h resources [kg CO2-eq/kg] |  |  |  | -0.11653 | -0.053189 | -0.18532 | -0.047069 | -0.16264
| Motor-H resources [kg CO2-eq/kg] |  |  |  | -0.087225 | -0.19384 | -0.030399 | -0.17936 | -0.032043
| Titanium-H resources [kg CO2-eq/kg] |  |  |  | 0.10064 | -0.04012 | 0.1665 | -0.074467 | 0.1506
| PVC-H resources [kg CO2-eq/kg] |  |  |  | 0.095662 | 0.21096 | 0.30525 | 0.19779 | 0.23275
Excretion-C1 | Wages [USD/h] |  |  |  | 0.1233 | -0.11863 | -0.10015 | -0.099538 | -0.064686
LCA | Energy gwp [kg CO2-eq/kWh] |  |  |  | 0.039436 | 0.051833 | -0.059826 | -0.026475 | -0.092193
| Energy h ecosystems [points/kWh] |  |  |  | -0.17203 | 0.056022 | 0.24774 | 0.088485 | 0.055602
| Energy h health [points/kWh] |  |  |  | 0.025179 | -0.049937 | 0.11263 | -0.053333 | 0.13188
| Energy h resources [points/kWh] |  |  |  | 0.15839 | 0.01685 | 0.061458 | 0.011257 | 0.10333
TEA | Lpg price [USD/kg] |  |  |  | 0.29372 | 0.03796 | -0.14286 | 0.030111 | -0.01895
| N fertilizer price [USD/kg N] |  |  |  | -0.024338 | -0.042796 | -0.071875 | -0.012961 | -0.025575
| P fertilizer price [USD/kg P] |  |  |  | -0.065971 | 0.045233 | 0.10973 | 0.045005 | -0.028083
| K fertilizer price [USD/kg K] |  |  |  | 0.18142 | 0.19238 | 0.062598 | 0.10155 | 0.21601
| Nh3 fertilizer price [USD/kg N] |  |  |  | -0.056958 | -0.046109 | 0.1064 | -0.02261 | 0.0084008