## ngA-China-param
Element | Excretion-A1 | [21 empty] | MURT-A2 | [11 empty] | NEWgenerator an MBR-A3 | [36 empty] | Sludge pasteurization-A4 | [8 empty] | NEWgenerator ion exchange-A5 | [39 empty] | NEWgenerator chlorination-A6 | [24 empty] | NEWgenerator controls-A8 | [41 empty] | NEWgenerator housing-A9 | [9 empty] | NEWgenerator pretreatment-A10 | [11 empty] | NEWgenerator foundation-A11 |  | MURT-A2 |  |  | TEA |  |  |  | LCA | [225 empty] | NEWgenerator photovoltaic-A7 | [27 empty] | Excretion-A1 | LCA |  |  |  | TEA
Feature | Excretion N prot [fraction] | Excretion P prot v [fraction] | Excretion P prot a [fraction] | Excretion K cal [g K/1000 kcal] | Excretion N exc [fraction of intake] | Excretion P exc [fraction of intake] | Excretion K exc [fraction of intake] | Excretion e exc [fraction of intake] | Excretion N ur [fraction of total] | Excretion P ur [fraction of total] | Excretion K ur [fraction of total] | Excretion e fec [fraction of total] | Excretion N ur NH3 [fraction of total N in urine] | Excretion N fec NH3 [fraction of total N in feces] | Excretion ur exc [g/cap/d] | Excretion fec exc [g/cap/d] | Excretion ur moi [fraction] | Excretion fec moi [fraction] | Excretion mg ur [g Mg/cap/d] | Excretion mg fec [g Mg/cap/d] | Excretion ca ur [g Ca/cap/d] | Excretion ca fec [g Ca/cap/d] | MURT collection period [days] | MURT sludge accum rate [L/cap/yr] | MURT N volatilization [fraction of N input] | MURT squatting pan cost [USD] | MURT urinal cost [USD] | MURT led cost [USD] | MURT anticor floor cost [USD] | MURT fan cost [USD] | MURT circuit change cost [USD] | MURT pipe cost [USD] | MURT squatting pan weight [kg] | MURT urinal weight [kg] | NEWgenerator an MBR anmbr reactor tank [USD] | NEWgenerator an MBR anmbr reactor media [USD] | NEWgenerator an MBR anmbr reactor fittings [USD] | NEWgenerator an MBR anmbr membrane module [USD] | NEWgenerator an MBR anmbr permeate pump [USD] | NEWgenerator an MBR anmbr backwash pump [USD] | NEWgenerator an MBR anmbr water pump [USD] | NEWgenerator an MBR anmbr membrane fittings [USD] | NEWgenerator an MBR anmbr biogas gas bag [USD] | NEWgenerator an MBR anmbr biogas fittings [USD] | NEWgenerator an MBR anmbr biogas ventilation [USD] | NEWgenerator an MBR anmbr COD removal [ratio] | NEWgenerator an MBR anmbr TN removal [ratio] | NEWgenerator an MBR anmbr TP removal [ratio] | NEWgenerator an MBR anmbr water pump energy percycle [kWh] | NEWgenerator an MBR anmbr permeate pump energy percycle [kWh] | NEWgenerator an MBR anmbr backwash pump energy percycle [kWh] | NEWgenerator an MBR anmbr batch cycle perday [# batches day-1] | NEWgenerator an MBR anmbr labor maintenance membrane chem cleaning [hrs/yr] | NEWgenerator an MBR anmbr labor maintenance sludge removal [hrs/yr] | NEWgenerator an MBR anmbr labor replacement membrane pump [hrs/yr] | NEWgenerator an MBR anmbr labor replacement permeate pump [hrs/yr] | NEWgenerator an MBR anmbr labor replacement membrane module [hrs/yr] | NEWgenerator an MBR anmbr labor replacement misc repairs [hr/y] | NEWgenerator an MBR anmbr reactor weight [kg] | NEWgenerator an MBR anmbr tau [d] | NEWgenerator an MBR anmbr soluble methane fraction [nan] | NEWgenerator an MBR anmbr VSS TSS ratio [nan] | NEWgenerator an MBR anmbr membrane weight [kg] | NEWgenerator an MBR anmbr PE weight [kg] | NEWgenerator an MBR anmbr PVC weight [kg] | NEWgenerator an MBR anmbr plastic weight [kg] | NEWgenerator an MBR anmbr piping [USD] | NEWgenerator an MBR anmbr piping PVC weight [kg] | NEWgenerator an MBR anmbr sludge yield [kg-VSS/kg-BOD removed] | NEWgenerator an MBR anmbr methane yield [m3-CH4/kg COD removed] | NEWgenerator an MBR dissolved methane HFMC removed [nan] | Sludge pasteurization sludge dryer weight [kg] | Sludge pasteurization sludge barrel weight [kg] | Sludge pasteurization sludge dryer [USD] | Sludge pasteurization sludge barrel [USD] | Sludge pasteurization sludge labor maintenance [h] | Fraction biogas lost [fraction] | Biogas efficiency [fraction] | Heat loss [fraction] | Sludge temperature [fraction] | NEWgenerator ion exchange ion eq2 tank [USD] | NEWgenerator ion exchange ion eq2 pump [USD] | NEWgenerator ion exchange ion eq2 powered valve [USD] | NEWgenerator ion exchange ion eq2 fittings [USD] | NEWgenerator ion exchange ion zeolite tanks [USD] | NEWgenerator ion exchange ion filtration media [USD] | NEWgenerator ion exchange ion gac [USD] | NEWgenerator ion exchange ion zeolite [USD] | NEWgenerator ion exchange ion zeolite fittings [USD] | NEWgenerator ion exchange ion eq3 tank [USD] | NEWgenerator ion exchange ion eq3 pump [USD] | NEWgenerator ion exchange ion eq3 filter [USD] | NEWgenerator ion exchange ion eq3 fittings [USD] | NEWgenerator ion exchange ion COD removal [nan] | NEWgenerator ion exchange ion TN removal [nan] | NEWgenerator ion exchange ion TP removal [nan] | NEWgenerator ion exchange ion labor maintenance zeolite regeneration [hr/y] | NEWgenerator ion exchange ion labor maintenance GAC replacement [hr/y] | NEWgenerator ion exchange ion labor replacement zeolite [hr/y] | NEWgenerator ion exchange ion labor replacement misc repairs [hr/y] | NEWgenerator ion exchange ion labor replacement other pump [hrs/yr] | NEWgenerator ion exchange ion backwash pump energy percycle [kWh] | NEWgenerator ion exchange ion batch cycle perday [# batches day-1] | NEWgenerator ion exchange ion gac unit cost [USD/kg] | NEWgenerator ion exchange ion zeolite unit cost [USD/kg] | NEWgenerator ion exchange ion na cl unit cost [USD/kg] | NEWgenerator ion exchange ion na OH unit cost [USD/kg] | NEWgenerator ion exchange ion regen freq per yr [events/yr] | NEWgenerator ion exchange ion regen efficiency [nan] | NEWgenerator ion exchange ion polycarbonate weight [kg] | NEWgenerator ion exchange ion steel weight [kg] | NEWgenerator ion exchange ion PE weight [kg] | NEWgenerator ion exchange ion PVC weight [kg] | NEWgenerator ion exchange ion plastic weight [kg] | NEWgenerator ion exchange ion piping PVC weight [kg] | NEWgenerator ion exchange ion piping [USD] | NEWgenerator ion exchange ion replacement scenario drums [USD] | NEWgenerator ion exchange ion largerncs scenario zeolite tanks [USD] | NEWgenerator ion exchange ion largerncs scenario zeolite [USD] | NEWgenerator ion exchange ion zeolite fittings largerncs [USD] | NEWgenerator chlorination chlorination recycle pump [USD] | NEWgenerator chlorination chlorination electochlorinator [USD] | NEWgenerator chlorination chlorination powered valve [USD] | NEWgenerator chlorination chlorination fittings [USD] | NEWgenerator chlorination chlorination tanks [USD] | NEWgenerator chlorination chlorination COD removal [%] | NEWgenerator chlorination chlorination TN removal [%] | NEWgenerator chlorination chlorination TP removal [%] | NEWgenerator chlorination chlorination chlorinator energy percycle [kWh] | NEWgenerator chlorination chlorination pump energy percycle [kWh] | NEWgenerator chlorination chlorination ventilation energy percycle [kWh] | NEWgenerator chlorination chlorination valve energy percycle [kWh] | NEWgenerator chlorination chlorination product water pump energy percycle [kWh] | NEWgenerator chlorination chlorination batch cycle per day [# batches day-1] | NEWgenerator chlorination chlorination labor maintenance chlorinator recharging [hr/y] | NEWgenerator chlorination chlorination labor replacement chlorinator replacement [hr/y] | NEWgenerator chlorination chlorination labor replacement other pump [hr/y] | NEWgenerator chlorination chlorination labor replacement misc repairs [hr/y] | NEWgenerator chlorination chlorination na cl dosage [mg/L] | NEWgenerator chlorination chlorination throughput flow [L/d] | NEWgenerator chlorination chlorination PE weight [kg] | NEWgenerator chlorination chlorination PVC weight [kg] | NEWgenerator chlorination chlorination electronics active weight [kg] | NEWgenerator chlorination chlorination piping [USD] | NEWgenerator chlorination chlorination piping PVC weight [kg] | NEWgenerator controls control box enclosure panel [USD] | NEWgenerator controls control box arduino microcontroller [USD] | NEWgenerator controls control box microcontroller din rails [USD] | NEWgenerator controls control box wifi [USD] | NEWgenerator controls control box solid state relays [USD] | NEWgenerator controls control box other relays [USD] | NEWgenerator controls control box conductors [USD] | NEWgenerator controls control box din rails [USD] | NEWgenerator controls control sensors enclosure panel [USD] | NEWgenerator controls control sensors signal conditioners [USD] | NEWgenerator controls control sensors din rails [USD] | NEWgenerator controls control sensors voltage converter [USD] | NEWgenerator controls control orp enclosure panel [USD] | NEWgenerator controls control orp voltage converter [USD] | NEWgenerator controls control orp controller [USD] | NEWgenerator controls control orp probe [USD] | NEWgenerator controls control orp cables [USD] | NEWgenerator controls control pump enclosure panel [USD] | NEWgenerator controls control pump voltage converter [USD] | NEWgenerator controls control pump voltage rectifier [USD] | NEWgenerator controls control pump box relay [USD] | NEWgenerator controls control sensors level sensor [USD] | NEWgenerator controls control sensors level switch [USD] | NEWgenerator controls control sensors flow switches [USD] | NEWgenerator controls control sensors proximity sensor [USD] | NEWgenerator controls control stranded cables [USD] | NEWgenerator controls control sensor cables [USD] | NEWgenerator controls control cable glands [USD] | NEWgenerator controls control gauge ferrules [USD] | NEWgenerator controls control zip ties [USD] | NEWgenerator controls control terminal block jumper [USD] | NEWgenerator controls control system energy percycle [kW] | NEWgenerator controls control system ORP energy percycle [kW] | NEWgenerator controls control background runtime energy perday [kWh] | NEWgenerator controls control batch cycle perday [# batches day-1] | NEWgenerator controls control labor replacement misc repairs [hr/y] | NEWgenerator controls control polycarbonate weight [kg] | NEWgenerator controls control aluminum weight [kg] | NEWgenerator controls control cable length [m] | NEWgenerator controls control electronics passive weight [kg] | NEWgenerator controls control electronics active weight [kg] | NEWgenerator controls control control units weight [kg] | NEWgenerator housing housing framework [USD] | NEWgenerator housing housing framework shipping [USD] | NEWgenerator housing housing fittings [USD] | NEWgenerator housing housing steel weight [kg] | NEWgenerator housing housing zinc coated steel weight [kg] | NEWgenerator housing housing zinc coat [m2] | NEWgenerator housing housing aluminum weight [kg] | NEWgenerator housing housing PE weight [kg] | NEWgenerator housing housing largerncs framework [USD] | NEWgenerator housing cheaper housing framework [USD] | NEWgenerator pretreatment pretreatment eq tank [USD] | NEWgenerator pretreatment pretreatment tank PE weight [kg] | NEWgenerator pretreatment pretreatment piping [USD] | NEWgenerator pretreatment pretreatment piping PVC weight [kg] | NEWgenerator pretreatment pretreatment feed pump [USD] | NEWgenerator pretreatment pretreatment feed pump energy percycle [kWh] | NEWgenerator pretreatment pretreatment batch cycle perday [# batches day-1] | NEWgenerator pretreatment pretreatment labor replacement other pump [hrs/yr] | NEWgenerator pretreatment pretreatment labor screen pit cleaning [hrs/yr] | NEWgenerator pretreatment pretreatment barscreen cost [USD] | NEWgenerator pretreatment pretreatment barscreen weight [kg] | NEWgenerator pretreatment pretreatment barscreen [USD] | NEWgenerator foundation foundation concrete unit cost [USD m-3] | NEWgenerator foundation foundation concrete thickness [m] | Max ch4 emission [g CH4/g COD] | Full degradation time [yr] | Log degradation [-] | Price factor [-] | Zeolite price [USD/kg] | GAC price [USD/kg] | Na OH price [USD/kg] | CH4 CF [kg CO2-eq/kg CH4] | CH4 ecosystems CF [points/kg CH4] | CH4 health CF [points/kg CH4] | N2O CF [kg CO2-eq/kg N2O] | N2O ecosystems CF [points/kg N2O] | N2O health CF [points/kg N2O] | N fertilizer CF [kg CO2-eq/kg N] | N fertilizer ecosystems CF [points/kg N] | N fertilizer health CF [points/kg N] | N fertilizer resources CF [points/kg N] | P fertilizer CF [kg CO2-eq/kg P] | P fertilizer ecosystems CF [points/kg P] | P fertilizer health CF [points/kg P] | P fertilizer resources CF [points/kg P] | K fertilizer CF [kg CO2-eq/kg K] | K fertilizer ecosystems CF [points/kg K] | K fertilizer health CF [points/kg K] | K fertilizer resources CF [points/kg K] | Conc nh3 CF [kg CO2-eq/kg] | Conc nh3 ecosystems CF [points/kg] | Conc nh3 health CF [points/kg] | Conc nh3 resources CF [points/kg] | GAC CF [kg CO2-eq/kg] | GAC ecosystems CF [points/kg] | GAC health CF [points/kg] | GAC resources CF [points/kg] | Zeolite CF [kg CO2-eq/kg] | Zeolite ecosystems CF [points/kg] | Zeolite health CF [points/kg] | Zeolite resources CF [points/kg] | Na cl CF [kg CO2-eq/kg] | Na cl ecosystems CF [points/kg] | Na cl health CF [points/kg] | Na cl resources CF [points/kg] | Na OH CF [kg CO2-eq/kg] | Na OH ecosystems CF [points/kg] | Na OH health CF [points/kg] | Na OH resources CF [points/kg] | LPG CF [kg CO2-eq/kg] | LPG ecosystems CF [points/kg] | LPG health CF [points/kg] | LPG resources CF [points/kg] | Excavation-Global warming [kg CO2-eq/m3] | Brick-Global warming [kg CO2-eq/kg] | Cement-Global warming [kg CO2-eq/kg] | Concrete-Global warming [kg CO2-eq/m3] | Gravel-Global warming [kg CO2-eq/kg] | Plastic-Global warming [kg CO2-eq/kg] | Sand-Global warming [kg CO2-eq/kg] | Stainless steel-global warming [kg CO2-eq/kg] | Stainless steel sheet-global warming [kg CO2-eq/kg] | Steel-Global warming [kg CO2-eq/kg] | Wood-Global warming [kg CO2-eq/m3] | Trucking-Global warming [kg CO2-eq/tonne*km] | Electric motor-global warming [kg CO2-eq/ea] | Electronics-Global warming [kg CO2-eq/kg] | Catalytic converter-global warming [kg CO2-eq/ea] | Oil heat exchanger-global warming [kg CO2-eq/ea] | Pump-Global warming [kg CO2-eq/ea] | Hydronic heat exchanger-global warming [kg CO2-eq/ea] | Electric connectors-global warming [kg CO2-eq/kg] | Electric cables-global warming [kg CO2-eq/m] | PVC-Global warming [kg CO2-eq/kg] | PE-Global warming [kg CO2-eq/kg] | Polymer-Global warming [kg CO2-eq/kg] | Cationic resin-global warming [kg CO2-eq/kg] | Ceramic-Global warming [kg CO2-eq/kg] | Fan-Global warming [kg CO2-eq/kg] | Aluminum-Global warming [kg CO2-eq/kg] | LPG-Global warming [kg CO2-eq/kg] | Zinc coat-global warming [kg CO2-eq/m2] | Polyacrylamide-Global warming [kg CO2-eq/kg] | Photovoltaic panel-global warming [kg CO2-eq/m2] | GACProduction-Global warming [kg CO2-eq/kg] | GACRegeneration-Global warming [kg CO2-eq/kg] | Switches-Global warming [kg CO2-eq/kg] | Control units-global warming [kg CO2-eq/kg] | Electronics active-global warming [kg CO2-eq/kg] | Electronics passive-global warming [kg CO2-eq/kg] | Transformers-Global warming [kg CO2-eq/kg] | Fertilizer offset-global warming [kg CO2-eq/kg] | Polycarbonate-Global warming [kg CO2-eq/kg] | Membrane-Global warming [kg CO2-eq/kg] | Na cl-global warming [kg CO2-eq/kg] | Na oh-global warming [kg CO2-eq/kg] | Zeolite-Global warming [kg CO2-eq/kg] | Battery-Global warming [kg CO2-eq/kg] | Lithium battery-global warming [kg CO2-eq/kg] | Excavation-H ecosystems [kg CO2-eq/m3] | Brick-H ecosystems [kg CO2-eq/kg] | Cement-H ecosystems [kg CO2-eq/kg] | Concrete-H ecosystems [kg CO2-eq/m3] | Gravel-H ecosystems [kg CO2-eq/kg] | Plastic-H ecosystems [kg CO2-eq/kg] | Sand-H ecosystems [kg CO2-eq/kg] | Stainless steel-h ecosystems [kg CO2-eq/kg] | Stainless steel sheet-h ecosystems [kg CO2-eq/kg] | Steel-H ecosystems [kg CO2-eq/kg] | Wood-H ecosystems [kg CO2-eq/m3] | Trucking-H ecosystems [kg CO2-eq/tonne*km] | Electric motor-h ecosystems [kg CO2-eq/ea] | Electronics-H ecosystems [kg CO2-eq/kg] | Catalytic converter-h ecosystems [kg CO2-eq/ea] | Oil heat exchanger-h ecosystems [kg CO2-eq/ea] | Pump-H ecosystems [kg CO2-eq/ea] | Hydronic heat exchanger-h ecosystems [kg CO2-eq/ea] | Electric connectors-h ecosystems [kg CO2-eq/kg] | Electric cables-h ecosystems [kg CO2-eq/m] | PVC-H ecosystems [kg CO2-eq/kg] | PE-H ecosystems [kg CO2-eq/kg] | Polymer-H ecosystems [kg CO2-eq/kg] | Cationic resin-h ecosystems [kg CO2-eq/kg] | Ceramic-H ecosystems [kg CO2-eq/kg] | Fan-H ecosystems [kg CO2-eq/kg] | Aluminum-H ecosystems [kg CO2-eq/kg] | LPG-H ecosystems [kg CO2-eq/kg] | Zinc coat-h ecosystems [kg CO2-eq/m2] | Polyacrylamide-H ecosystems [kg CO2-eq/kg] | Photovoltaic panel-h ecosystems [kg CO2-eq/m2] | GACProduction-H ecosystems [kg CO2-eq/kg] | GACRegeneration-H ecosystems [kg CO2-eq/kg] | Switches-H ecosystems [kg CO2-eq/kg] | Control units-h ecosystems [kg CO2-eq/kg] | Electronics active-h ecosystems [kg CO2-eq/kg] | Electronics passive-h ecosystems [kg CO2-eq/kg] | Transformers-H ecosystems [kg CO2-eq/kg] | Fertilizer offset-h ecosystems [kg CO2-eq/kg] | Polycarbonate-H ecosystems [kg CO2-eq/kg] | Membrane-H ecosystems [kg CO2-eq/kg] | Na cl-h ecosystems [kg CO2-eq/kg] | Na oh-h ecosystems [kg CO2-eq/kg] | Zeolite-H ecosystems [kg CO2-eq/kg] | Battery-H ecosystems [kg CO2-eq/kg] | Lithium battery-h ecosystems [kg CO2-eq/kg] | Excavation-H health [kg CO2-eq/m3] | Brick-H health [kg CO2-eq/kg] | Cement-H health [kg CO2-eq/kg] | Concrete-H health [kg CO2-eq/m3] | Gravel-H health [kg CO2-eq/kg] | Plastic-H health [kg CO2-eq/kg] | Sand-H health [kg CO2-eq/kg] | Stainless steel-h health [kg CO2-eq/kg] | Stainless steel sheet-h health [kg CO2-eq/kg] | Steel-H health [kg CO2-eq/kg] | Wood-H health [kg CO2-eq/m3] | Trucking-H health [kg CO2-eq/tonne*km] | Electric motor-h health [kg CO2-eq/ea] | Electronics-H health [kg CO2-eq/kg] | Catalytic converter-h health [kg CO2-eq/ea] | Oil heat exchanger-h health [kg CO2-eq/ea] | Pump-H health [kg CO2-eq/ea] | Hydronic heat exchanger-h health [kg CO2-eq/ea] | Electric connectors-h health [kg CO2-eq/kg] | Electric cables-h health [kg CO2-eq/m] | PVC-H health [kg CO2-eq/kg] | PE-H health [kg CO2-eq/kg] | Polymer-H health [kg CO2-eq/kg] | Cationic resin-h health [kg CO2-eq/kg] | Ceramic-H health [kg CO2-eq/kg] | Fan-H health [kg CO2-eq/kg] | Aluminum-H health [kg CO2-eq/kg] | LPG-H health [kg CO2-eq/kg] | Zinc coat-h health [kg CO2-eq/m2] | Polyacrylamide-H health [kg CO2-eq/kg] | Photovoltaic panel-h health [kg CO2-eq/m2] | GACProduction-H health [kg CO2-eq/kg] | GACRegeneration-H health [kg CO2-eq/kg] | Switches-H health [kg CO2-eq/kg] | Control units-h health [kg CO2-eq/kg] | Electronics active-h health [kg CO2-eq/kg] | Electronics passive-h health [kg CO2-eq/kg] | Transformers-H health [kg CO2-eq/kg] | Fertilizer offset-h health [kg CO2-eq/kg] | Polycarbonate-H health [kg CO2-eq/kg] | Membrane-H health [kg CO2-eq/kg] | Na cl-h health [kg CO2-eq/kg] | Na oh-h health [kg CO2-eq/kg] | Zeolite-H health [kg CO2-eq/kg] | Battery-H health [kg CO2-eq/kg] | Lithium battery-h health [kg CO2-eq/kg] | Excavation-H resources [kg CO2-eq/m3] | Brick-H resources [kg CO2-eq/kg] | Cement-H resources [kg CO2-eq/kg] | Concrete-H resources [kg CO2-eq/m3] | Gravel-H resources [kg CO2-eq/kg] | Plastic-H resources [kg CO2-eq/kg] | Sand-H resources [kg CO2-eq/kg] | Stainless steel-h resources [kg CO2-eq/kg] | Stainless steel sheet-h resources [kg CO2-eq/kg] | Steel-H resources [kg CO2-eq/kg] | Wood-H resources [kg CO2-eq/m3] | Trucking-H resources [kg CO2-eq/tonne*km] | Electric motor-h resources [kg CO2-eq/ea] | Electronics-H resources [kg CO2-eq/kg] | Catalytic converter-h resources [kg CO2-eq/ea] | Oil heat exchanger-h resources [kg CO2-eq/ea] | Pump-H resources [kg CO2-eq/ea] | Hydronic heat exchanger-h resources [kg CO2-eq/ea] | Electric connectors-h resources [kg CO2-eq/kg] | Electric cables-h resources [kg CO2-eq/m] | PVC-H resources [kg CO2-eq/kg] | PE-H resources [kg CO2-eq/kg] | Polymer-H resources [kg CO2-eq/kg] | Cationic resin-h resources [kg CO2-eq/kg] | Ceramic-H resources [kg CO2-eq/kg] | Fan-H resources [kg CO2-eq/kg] | Aluminum-H resources [kg CO2-eq/kg] | LPG-H resources [kg CO2-eq/kg] | Zinc coat-h resources [kg CO2-eq/m2] | Polyacrylamide-H resources [kg CO2-eq/kg] | Photovoltaic panel-h resources [kg CO2-eq/m2] | GACProduction-H resources [kg CO2-eq/kg] | GACRegeneration-H resources [kg CO2-eq/kg] | Switches-H resources [kg CO2-eq/kg] | Control units-h resources [kg CO2-eq/kg] | Electronics active-h resources [kg CO2-eq/kg] | Electronics passive-h resources [kg CO2-eq/kg] | Transformers-H resources [kg CO2-eq/kg] | Fertilizer offset-h resources [kg CO2-eq/kg] | Polycarbonate-H resources [kg CO2-eq/kg] | Membrane-H resources [kg CO2-eq/kg] | Na cl-h resources [kg CO2-eq/kg] | Na oh-h resources [kg CO2-eq/kg] | Zeolite-H resources [kg CO2-eq/kg] | Battery-H resources [kg CO2-eq/kg] | Lithium battery-h resources [kg CO2-eq/kg] | NEWgenerator photovoltaic pv panel [USD] | NEWgenerator photovoltaic pv panel shipping [USD] | NEWgenerator photovoltaic pv racking system [USD] | NEWgenerator photovoltaic pv charge controllers [USD] | NEWgenerator photovoltaic pv connectors [USD] | NEWgenerator photovoltaic pv combiner box [USD] | NEWgenerator photovoltaic pv circuit breaker [USD] | NEWgenerator photovoltaic pv battery [USD] | NEWgenerator photovoltaic pv battery connectors [USD] | NEWgenerator photovoltaic pv battery switch [USD] | NEWgenerator photovoltaic pv battery terminal [USD] | NEWgenerator photovoltaic pv dc enclosure panel [USD] | NEWgenerator photovoltaic pv dc din rail [USD] | NEWgenerator photovoltaic pv dc din circuit breaker [USD] | NEWgenerator photovoltaic pv dc distribution block [USD] | NEWgenerator photovoltaic pv dc voltage converter [USD] | NEWgenerator photovoltaic pv misc [USD] | NEWgenerator photovoltaic pv labor replacement batteries [hr/y] | NEWgenerator photovoltaic pv lithium battery [USD] | NEWgenerator photovoltaic pv labor replacement misc repairs [hr/y] | NEWgenerator photovoltaic pv photovoltaic panel area [m2] | NEWgenerator photovoltaic pv aluminum weight [kg] | NEWgenerator photovoltaic pv control units weight [kg] | NEWgenerator photovoltaic pv cable length [m] | NEWgenerator photovoltaic pv connectors weight [kg] | NEWgenerator photovoltaic pv switch weight [kg] | NEWgenerator photovoltaic pv polycarbonate weight [kg] | NEWgenerator photovoltaic pv electronics passive weight [kg] | Operator daily wage [USD/h] | Energy gwp [kg CO2-eq/kWh] | Energy h ecosystems [points/kWh] | Energy h health [points/kWh] | Energy h resources [points/kWh] | Nacl price [USD/kg] | Lpg price [USD/kg] | N fertilizer price [USD/kg N] | P fertilizer price [USD/kg P] | K fertilizer price [USD/kg K] | Nh3 fertilizer price [USD/kg N]
0 | 0.16334 | 0.01868 | 0.029366 | 1.1409 | 0.99033 | 0.99381 | 0.87155 | 0.099815 | 0.8844 | 0.53576 | 0.61316 | 0.83206 | 0.84806 | 0.22763 | 1727.9538 | 231.8615 | 0.93999 | 0.82388 | 0.15669 | 0.31985 | 0.45247 | 1.826 | 5.8274 | 602.5171 | 0.002284 | 131.3055 | 101.8172 | 15.8761 | 157.8275 | 12.6168 | 1.9457 | 52.8091 | 14.8928 | 10.5862 | 2703.3849 | 81.6524 | 91.2101 | 1676.2497 | 101.509 | 89.2667 | 255.4737 | 268.4293 | 240.5581 | 34.6744 | 52.7281 | 0.83107 | 0.11987 | 0.17033 | 0.013622 | 0.0021683 | 8.2528e-05 | 33.8504 | 13.6461 | 2.9088 | 0.97904 | 0.54293 | 0.095982 | 2.1361 | 44.9313 | 9.1773 | 0.30253 | 0.82253 | 24.9913 | 94.4921 | 29.0409 | 20.8765 | 147.081 | 10.0189 | 0.038834 | 0.25602 | 0.6627 | 44.1515 | 12.6724 | 597.7255 | 106.1898 | 2.2279 | 0.12965 | 0.6527 | 0.099757 | 274.1328 | 130.3329 | 85.7626 | 60.2567 | 13.958 | 1198.8734 | 261.93 | 83.1034 | 83.0726 | 248.4751 | 169.0929 | 79.6198 | 88.903 | 7.1764 | 0.60359 | 0.58767 | 0.51382 | 56.2268 | 6.9098 | 2.3702 | 2.3675 | 0.17761 | 8.3105e-05 | 28.2439 | 0.88529 | 0.24701 | 0.26442 | 0.15096 | 3.0102 | 0.95352 | 1.319 | 0.50815 | 91.8174 | 16.8738 | 29.8474 | 8.317 | 123.8435 | 127.9753 | 2152.5603 | 238.5592 | 391.4396 | 163.7669 | 828.1435 | 406.0839 | 98.4963 | 477.9817 | 0.30839 | 0.29489 | 0.020717 | 0.073965 | 0.0080172 | 0.0061063 | 2.6998e-05 | 0.0025423 | 37.8169 | 14.2308 | 1.1743 | 0.19765 | 2.5664 | 6.1683 | 399.1967 | 64.9298 | 3.4228 | 3.7879 | 134.2188 | 9.3645 | 131.0478 | 48.6465 | 28.8333 | 94.1231 | 735.5913 | 56.7261 | 584.0697 | 8.6454 | 129.0742 | 659.1013 | 156.4658 | 96.9345 | 58.8193 | 68.3526 | 239.036 | 52.7537 | 9.0541 | 164.8338 | 78.5061 | 12.6023 | 43.4608 | 575.6713 | 6.7256 | 68.9752 | 68.1751 | 200.2038 | 294.7463 | 73.6394 | 53.6897 | 27.5003 | 39.3375 | 0.010224 | 0.0010306 | 0.23007 | 31.1941 | 2.8754 | 13.292 | 2.705 | 285.02 | 9.4987 | 5.2494 | 0.59123 | 6819.3133 | 941.1994 | 1551.4401 | 1194.2476 | 27.9302 | 0.69356 | 25.7904 | 2.4782 | 5588.548 | 1246.8866 | 501.416 | 98.5064 | 135.717 | 9.3959 | 164.5731 | 0.0015604 | 39.0228 | 0.18619 | 12.5164 | 67.5672 | 5.3076 | 93.6952 | 195.6052 | 0.11331 | 0.22381 | 1.5931 | 2.4996 | 0.35094 | 0.23279 | 0.94696 | 0.16464 | 31.0645 | 0.0028622 | 12.7803 | 295.4341 | 0.024535 | 131.6115 | 5.5674 | 0.049242 | 0.60865 | 0.25521 | 4.9211 | 0.09889 | 1.8303 | 1.0549 | 1.5403 | 0.017926 | 0.1114 | 0.054943 | 4.4831 | 0.041377 | 0.5272 | 0.21526 | 7.9613 | 0.00044716 | 0.0031062 | 0.0031429 | 5.1372 | 0.021578 | 0.38102 | 0.23854 | 0.24198 | 0.0011551 | 0.019401 | 0.013243 | 1.2501 | 0.0057666 | 0.1013 | 0.056005 | 0.71459 | 0.003791 | 0.043768 | 0.18481 | 0.53685 | 0.28223 | 1.1192 | 271.9494 | 0.01286 | 1.9362 | 0.012809 | 5.4198 | 4.2585 | 2.3537 | 194.218 | 0.15668 | 9.6086 | 8.8783 | 12.9297 | 125242.3853 | 9.4233 | 297.469 | 8.7132 | 4.6059 | 2.1182 | 1.9179 | 2.935 | 1.5663 | 1.7746 | 13.317 | 3.8778 | 0.75006 | 8.6027 | 2.6592 | 250.3982 | 9.069 | 0.43329 | 18.0513 | 28.7913 | 608.1976 | 65.1991 | 4.969 | 3.0197 | 7.7369 | 7.2723 | 0.246 | 1.226 | 5.4025 | 6.6968 | 6.0117 | 0.001991 | 0.0013115 | 0.0042534 | 1.3697 | 9.2772e-05 | 0.0063545 | 5.8792e-05 | 0.01854 | 0.0028921 | 0.0074719 | 13.1542 | 0.00068789 | 0.65182 | 0.30607 | 7.7458 | 1.1873 | 0.040492 | 1.3585 | 0.32145 | 0.02051 | 0.0074561 | 0.0066013 | 0.0034014 | 0.0057393 | 0.0063485 | 0.060771 | 0.068784 | 0.0033719 | 0.033401 | 0.010751 | 1.1472 | 0.00041333 | 0.00044729 | 0.090408 | 0.1156 | 2.8683 | 0.29977 | 0.020806 | 0.050417 | 0.028872 | 0.038626 | 0.0011644 | 0.005833 | 0.020996 | 0.024575 | 0.022874 | 0.038909 | 0.016075 | 0.062133 | 16.7759 | 0.0013048 | 0.0976 | 0.00080492 | 0.38592 | 0.048559 | 0.15506 | 6.8617 | 0.010413 | 20.9145 | 13.6113 | 513.8294 | 30.1458 | 1.5932 | 26.4236 | 14.3722 | 0.82497 | 0.10033 | 0.094069 | 0.053165 | 0.096837 | 0.1843 | 1.867 | 1.4844 | 0.048859 | 0.91454 | 0.17263 | 18.231 | 0.0035551 | 0.0035361 | 9.527 | 5.6075 | 154.1628 | 13.1091 | 1.6893 | 0.63919 | 0.45739 | 0.57862 | 0.01885 | 0.085083 | 0.34938 | 1.058 | 0.9953 | 0.026213 | 0.010486 | 0.015803 | 7.0105 | 0.0008644 | 0.22922 | 0.00052449 | 0.94288 | 0.068267 | 0.11913 | 5.2033 | 0.0086083 | 16.6095 | 7.7844 | 557.4514 | 18.8226 | 1.7871 | 17.9799 | 8.1433 | 0.57228 | 0.15957 | 0.22388 | 0.02937 | 0.10002 | 0.077662 | 1.9562 | 0.62378 | 0.16875 | 0.53297 | 0.21622 | 11.2045 | 0.0031669 | 0.0028285 | 4.195 | 2.9313 | 65.8146 | 8.4666 | 2.9123 | 0.23386 | 0.31994 | 0.67847 | 0.013014 | 0.055049 | 0.21154 | 1.1793 | 1.1737 | 751.2428 | 276.2714 | 264.0323 | 194.9214 | 64.5653 | 94.2046 | 40.0251 | 3288.0789 | 267.8694 | 76.7652 | 20.8593 | 118.1705 | 10.0402 | 189.1529 | 85.3849 | 11.8343 | 49.6255 | 0.32697 | 2730.82 | 2.8689 | 6.553 | 2.2832 | 2.448 | 8.4785 | 0.50286 | 0.91481 | 3.4518 | 0.27652 | 6.8263 | 0.19142 | 0.0013773 | 0.035636 | 0.013373 | 0.17594 | 1.5726 | 0.96863 | 3.662 | 1.2203 | 2.0883
1 | 0.13163 | 0.029103 | 0.023752 | 1.4793 | 0.99067 | 0.99763 | 0.84395 | 0.065547 | 0.77756 | 0.63592 | 0.78304 | 0.85839 | 0.86528 | 0.21244 | 1780.2602 | 291.2325 | 0.94135 | 0.84189 | 0.13224 | 0.17378 | 0.46625 | 0.93436 | 4.4547 | 288.0271 | 0.0072942 | 120.4234 | 119.2452 | 16.936 | 147.4697 | 15.2871 | 1.788 | 47.7884 | 12.331 | 13.3969 | 3022.7393 | 89.5576 | 86.5107 | 1844.2682 | 131.7841 | 87.888 | 243.4434 | 273.3505 | 223.5947 | 30.2555 | 56.2995 | 0.78147 | 0.25811 | 0.26833 | 0.016346 | 0.0022893 | 8.3216e-05 | 29.5547 | 10.3764 | 2.4916 | 0.95286 | 0.52378 | 0.087816 | 2.0243 | 54.8716 | 6.5553 | 0.25541 | 0.80286 | 21.7727 | 111.9739 | 40.7181 | 22.7986 | 158.9121 | 9.2085 | 0.032662 | 0.23995 | 0.74281 | 40.2754 | 20.3509 | 606.1313 | 133.3693 | 2.7731 | 0.10391 | 0.50144 | 0.11714 | 255.7067 | 156.6179 | 91.0683 | 57.2038 | 15.9164 | 1305.946 | 229.656 | 103.5347 | 69.418 | 224.1722 | 136.3495 | 94.2372 | 81.9608 | 7.9215 | 0.77499 | 0.71238 | 0.37123 | 67.8841 | 6.6923 | 1.88 | 2.06 | 0.14658 | 6.9258e-05 | 35.503 | 0.86407 | 0.21249 | 0.22268 | 0.19926 | 2.7303 | 0.96826 | 1.0805 | 0.3639 | 109.7986 | 14.8032 | 36.7321 | 8.4286 | 151.249 | 148.568 | 2003.7807 | 220.4446 | 329.5138 | 194.7295 | 866.5698 | 366.5932 | 90.9878 | 470.0623 | 0.14217 | 0.1654 | 0.05106 | 0.063194 | 0.0093687 | 0.0066545 | 2.6499e-05 | 0.0021396 | 30.6502 | 12.4629 | 1.0156 | 0.19152 | 2.2826 | 4.6585 | 321.5684 | 82.4808 | 3.7573 | 5.5386 | 156.0796 | 10.1748 | 120.1466 | 45.4347 | 33.4738 | 91.0019 | 596.2333 | 60.1724 | 732.2788 | 9.0153 | 114.8084 | 769.4368 | 129.9986 | 95.54 | 47.496 | 67.8801 | 208.9874 | 56.8539 | 9.9146 | 190.8888 | 76.0219 | 10.1382 | 49.5834 | 602.465 | 5.9543 | 67.2997 | 64.6739 | 202.1812 | 289.0531 | 89.9188 | 48.5479 | 29.9399 | 47.8221 | 0.011611 | 0.00096349 | 0.29105 | 30.9276 | 2.4195 | 13.8943 | 2.4246 | 218.218 | 9.182 | 5.5913 | 0.58696 | 5957.2079 | 846.6408 | 1474.9683 | 1150.9477 | 32.156 | 0.73098 | 22.7942 | 3.0354 | 5148.7817 | 1149.8092 | 526.5471 | 85.1185 | 147.7897 | 9.2451 | 169.2751 | 0.0011677 | 36.5767 | 0.17372 | 13.3545 | 72.7944 | 3.797 | 86.2884 | 162.7843 | 0.10367 | 0.1913 | 2.9763 | 2.953 | 0.2609 | 0.25669 | 1.2368 | 0.13692 | 36.3566 | 0.0028757 | 14.6423 | 276.6728 | 0.025118 | 126.2357 | 5.41 | 0.04542 | 0.6454 | 0.25686 | 5.0824 | 0.10083 | 1.7721 | 1.1637 | 1.5042 | 0.019239 | 0.12411 | 0.052013 | 4.6227 | 0.038014 | 0.52007 | 0.20357 | 8.6858 | 0.00043652 | 0.0036948 | 0.0029192 | 4.8012 | 0.019587 | 0.3305 | 0.20944 | 0.24941 | 0.0012029 | 0.020021 | 0.013856 | 1.2619 | 0.0048908 | 0.09081 | 0.054561 | 0.77997 | 0.0033678 | 0.048513 | 0.16139 | 0.5233 | 0.30518 | 1.0376 | 293.5984 | 0.012132 | 1.9638 | 0.012769 | 4.4432 | 6.1897 | 2.2517 | 187.571 | 0.33364 | 9.5148 | 8.4064 | 14.2433 | 117058.2224 | 7.8991 | 307.2973 | 9.285 | 4.2257 | 2.1941 | 1.7991 | 2.8285 | 1.6292 | 1.9543 | 14.1992 | 4.2388 | 0.72217 | 7.7981 | 2.6409 | 280.344 | 8.0873 | 0.48792 | 20.3411 | 26.0581 | 635.8735 | 70.3574 | 4.4268 | 2.9214 | 7.3664 | 8.0888 | 0.24945 | 1.3203 | 5.0327 | 6.5025 | 6.0836 | 0.002286 | 0.0011731 | 0.0040375 | 1.4219 | 9.6238e-05 | 0.0071379 | 5.3893e-05 | 0.01993 | 0.0026747 | 0.0075424 | 12.8588 | 0.00066212 | 0.59507 | 0.28984 | 7.8003 | 1.2321 | 0.035745 | 1.2633 | 0.31515 | 0.019521 | 0.0078921 | 0.0064326 | 0.0034339 | 0.0054278 | 0.0066691 | 0.053575 | 0.069536 | 0.0034841 | 0.033091 | 0.011147 | 1.0293 | 0.00043514 | 0.00041454 | 0.097255 | 0.11643 | 2.5761 | 0.3298 | 0.022708 | 0.045657 | 0.029484 | 0.036309 | 0.0012615 | 0.0057641 | 0.021626 | 0.024941 | 0.025977 | 0.042937 | 0.018838 | 0.053226 | 18.7026 | 0.0012399 | 0.097215 | 0.00078132 | 0.44448 | 0.049006 | 0.1663 | 6.8131 | 0.011353 | 22.0755 | 14.6719 | 476.7783 | 29.029 | 1.6402 | 25.8505 | 14.4912 | 0.96847 | 0.11695 | 0.098179 | 0.055284 | 0.095426 | 0.1589 | 1.96 | 1.4012 | 0.040794 | 0.77077 | 0.18 | 18.6106 | 0.0037121 | 0.0034568 | 9.9429 | 5.7115 | 157.9681 | 15.0124 | 1.6239 | 0.58531 | 0.46546 | 0.6058 | 0.022479 | 0.089951 | 0.34053 | 1.1328 | 1.0976 | 0.028219 | 0.010313 | 0.01437 | 7.4015 | 0.00088898 | 0.2234 | 0.00061876 | 0.97522 | 0.063489 | 0.13167 | 5.0983 | 0.0090889 | 15.2792 | 8.1378 | 526.2347 | 19.2016 | 1.8968 | 20.9046 | 8.7015 | 0.49682 | 0.14022 | 0.237 | 0.028211 | 0.10431 | 0.076985 | 1.8408 | 0.5725 | 0.17743 | 0.45989 | 0.22195 | 13.0741 | 0.0032597 | 0.002716 | 3.9039 | 2.6788 | 59.6511 | 8.8316 | 3.298 | 0.26117 | 0.29648 | 0.72994 | 0.014304 | 0.052535 | 0.20906 | 1.1874 | 1.2061 | 662.1873 | 298.4216 | 222.8597 | 180.9815 | 57.6638 | 85.9183 | 45.8494 | 3240.8509 | 275.3079 | 94.6828 | 18.0649 | 131.3089 | 8.6416 | 210.2331 | 112.4983 | 11.2182 | 51.2026 | 0.36739 | 3578.5795 | 2.467 | 5.688 | 1.9853 | 2.8373 | 12.1087 | 0.66114 | 0.94257 | 2.9457 | 0.33303 | 9.7007 | 0.17266 | 0.0011089 | 0.027996 | 0.018041 | 0.14345 | 1.3342 | 1.5279 | 3.2843 | 1.1694 | 0.79961
2 | 0.13426 | 0.011673 | 0.010164 | 1.3997 | 0.99683 | 0.99575 | 0.69211 | 0.032967 | 0.83138 | 0.46386 | 0.82002 | 0.81156 | 0.8315 | 0.23101 | 1544.0464 | 253.1963 | 0.94646 | 0.87018 | 0.18312 | 0.29709 | 0.37067 | 0.61057 | 8.3412 | 226.9455 | 0.0081739 | 138.0101 | 110.7078 | 17.2594 | 143.9931 | 14.026 | 1.5887 | 62.5618 | 13.3963 | 12.4844 | 2469.6683 | 79.9842 | 81.6255 | 1872.51 | 128.2231 | 93.6745 | 271.2396 | 277.6539 | 206.5203 | 36.9618 | 54.2959 | 0.72195 | 0.35144 | 0.060379 | 0.017615 | 0.0020187 | 8.5453e-05 | 27.412 | 13.1439 | 2.4192 | 1.0155 | 0.59021 | 0.10776 | 2.5404 | 53.2528 | 10.9677 | 0.27981 | 0.90712 | 18.2526 | 121.8052 | 27.236 | 20.7644 | 122.3915 | 7.9239 | 0.03541 | 0.25123 | 0.85307 | 24.7233 | 15.4967 | 861.1767 | 136.4286 | 2.9365 | 0.071026 | 0.68512 | 0.12333 | 282.9146 | 145.6839 | 77.0285 | 67.2241 | 14.3455 | 1220.8905 | 274.7202 | 102.5806 | 92.9645 | 253.4739 | 158.4699 | 86.3136 | 69.224 | 6.9015 | 0.81823 | 0.61292 | 0.38762 | 60.2357 | 5.3599 | 2.1084 | 2.1691 | 0.17554 | 7.7748e-05 | 37.1614 | 1.3242 | 0.24134 | 0.17827 | 0.14434 | 3.2299 | 0.95129 | 1.377 | 0.4807 | 99.5004 | 18.0147 | 25.6692 | 8.6202 | 130.2879 | 186.3143 | 2188.2264 | 225.9377 | 288.892 | 168.2932 | 905.8033 | 374.8393 | 87.0796 | 367.0854 | 0.36812 | 0.36591 | 0.043714 | 0.078455 | 0.0084597 | 0.0051388 | 2.5245e-05 | 0.0020505 | 32.6253 | 10.4036 | 1.0905 | 0.16635 | 2.6064 | 5.0151 | 366.6136 | 88.4694 | 2.8028 | 4.7397 | 131.9398 | 9.0223 | 132.7254 | 42.4705 | 35.1675 | 97.4597 | 650.9569 | 66.9363 | 559.4922 | 8.204 | 104.7258 | 746.2486 | 153.3113 | 108.9131 | 63.5832 | 77.1699 | 258.3892 | 47.9248 | 8.0206 | 178.2172 | 89.3235 | 9.3452 | 53.8321 | 659.9644 | 7.1769 | 80.6499 | 70.4781 | 177.608 | 271.8699 | 94.8332 | 51.4916 | 28.2091 | 50.4432 | 0.011032 | 0.0013983 | 0.32234 | 28.7387 | 2.778 | 13.1231 | 2.7279 | 237.8068 | 10.6448 | 5.3896 | 0.56498 | 5784.3047 | 761.2549 | 1562.1738 | 1509.4941 | 33.0928 | 1.0542 | 23.3181 | 3.1003 | 4998.4763 | 1611.2585 | 519.0294 | 109.5635 | 141.5541 | 8.8059 | 153.7339 | 0.0015386 | 34.6861 | 0.14678 | 14.6975 | 68.4815 | 5.1275 | 64.2516 | 219.8404 | 0.11507 | 0.24346 | 1.432 | 2.1801 | 0.20823 | 0.21824 | 1.1774 | 0.17299 | 36.4089 | 0.0027151 | 12.9734 | 325.7585 | 0.022533 | 123.9855 | 5.535 | 0.047048 | 0.64366 | 0.2432 | 5.2697 | 0.091948 | 1.8 | 1.1273 | 1.5526 | 0.019099 | 0.11885 | 0.052678 | 4.7576 | 0.037832 | 0.48366 | 0.21199 | 8.9944 | 0.0004727 | 0.0033064 | 0.0027683 | 4.8402 | 0.018951 | 0.33672 | 0.20737 | 0.28295 | 0.0012609 | 0.01971 | 0.014179 | 1.3132 | 0.0056335 | 0.093802 | 0.054118 | 0.7402 | 0.0039118 | 0.046296 | 0.17084 | 0.51126 | 0.26445 | 1.0985 | 304.7108 | 0.016822 | 1.9499 | 0.011511 | 4.6658 | 6 | 2.9998 | 186.0115 | 0.40275 | 9.0964 | 9.5796 | 13.7236 | 115923.3874 | 8.6393 | 313.8395 | 9.1858 | 4.5328 | 2.0206 | 1.9585 | 2.5581 | 1.7378 | 1.8585 | 13.9816 | 3.8116 | 0.73284 | 8.8034 | 2.5719 | 261.8126 | 8.7357 | 0.47385 | 18.2795 | 28.3437 | 692.0019 | 58.7649 | 4.2697 | 2.992 | 8.307 | 7.5325 | 0.26746 | 1.1331 | 5.4662 | 6.4868 | 6.48 | 0.0019731 | 0.001267 | 0.0043178 | 1.496 | 8.3854e-05 | 0.0069429 | 6.1654e-05 | 0.01824 | 0.0027592 | 0.0080655 | 12.193 | 0.0007373 | 0.58269 | 0.32816 | 8.251 | 1.2502 | 0.038065 | 1.3416 | 0.30674 | 0.021192 | 0.0070557 | 0.0070409 | 0.0037451 | 0.0060419 | 0.0064763 | 0.058894 | 0.075665 | 0.0033977 | 0.029692 | 0.010289 | 1.1042 | 0.00040057 | 0.00047853 | 0.092074 | 0.11293 | 2.7118 | 0.3025 | 0.021343 | 0.046124 | 0.027572 | 0.032937 | 0.0011388 | 0.005589 | 0.021413 | 0.023413 | 0.025503 | 0.042499 | 0.018733 | 0.063017 | 19.3682 | 0.0012657 | 0.10515 | 0.00087305 | 0.41959 | 0.049453 | 0.16444 | 7.2223 | 0.010068 | 23.5339 | 14.8034 | 489.8714 | 26.4254 | 1.8272 | 27.2342 | 13.0967 | 0.95199 | 0.1047 | 0.10263 | 0.056053 | 0.097362 | 0.17484 | 1.8613 | 1.375 | 0.043512 | 0.76746 | 0.15417 | 20.3712 | 0.0033786 | 0.0037789 | 9.4568 | 5.2137 | 159.4292 | 15.4478 | 1.5993 | 0.59009 | 0.42352 | 0.6242 | 0.021206 | 0.10145 | 0.36065 | 1.0668 | 1.0539 | 0.028682 | 0.010216 | 0.014114 | 6.3646 | 0.00075187 | 0.21613 | 0.00057157 | 1.0059 | 0.065203 | 0.12658 | 5.7801 | 0.0093172 | 14.8676 | 7.5108 | 558.1751 | 21.0519 | 1.7126 | 18.1646 | 7.8256 | 0.4843 | 0.15706 | 0.21086 | 0.032796 | 0.10769 | 0.070857 | 1.8586 | 0.54548 | 0.1699 | 0.53046 | 0.22496 | 12.5452 | 0.0026889 | 0.002881 | 3.683 | 3.1283 | 65.0482 | 8.3471 | 3.1164 | 0.25596 | 0.27041 | 0.6321 | 0.013676 | 0.05588 | 0.22066 | 1.2686 | 1.094 | 847.027 | 350.6148 | 216.5369 | 212.9354 | 66.7637 | 102.3157 | 42.517 | 3535.9001 | 254.831 | 89.8956 | 21.9295 | 115.8013 | 9.5144 | 201.4721 | 96.6398 | 12.8008 | 60.1967 | 0.34589 | 2650.8752 | 2.5054 | 5.0858 | 1.455 | 2.3499 | 9.272 | 0.43478 | 0.87432 | 4.1742 | 0.30061 | 11.4795 | 0.15138 | 0.0019551 | 0.019221 | 0.0068518 | 0.37942 | 2.455 | 2.6804 | 5.1917 | 0.71262 | 1.8145
3 | 0.17219 | 0.033528 | 0.0071424 | 1.3486 | 0.99578 | 0.99033 | 0.90968 | 0.029358 | 0.89735 | 0.4599 | 0.74152 | 0.80473 | 0.83265 | 0.22315 | 1864.5872 | 226.2532 | 0.96088 | 0.81779 | 0.16791 | 0.21812 | 0.35137 | 3.0097 | 2.8723 | 818.8167 | 0.0046384 | 164.6151 | 96.0487 | 13.3315 | 127.036 | 18.4746 | 2.1132 | 63.5054 | 13.9867 | 10.2362 | 2534.9537 | 86.9437 | 103.985 | 1605.2776 | 100.2451 | 92.862 | 280.4521 | 218.3479 | 213.8328 | 32.3373 | 45.6645 | 0.79533 | 0.17392 | 0.37977 | 0.01399 | 0.002254 | 7.2175e-05 | 27.8174 | 12.0162 | 3.4879 | 0.85863 | 0.51425 | 0.083368 | 2.683 | 58.2568 | 7.9045 | 0.35944 | 0.85828 | 23.3003 | 83.0513 | 35.225 | 19.789 | 151.2735 | 7.779 | 0.03025 | 0.27018 | 0.69585 | 41.7677 | 19.4127 | 919.2734 | 113.1681 | 3.2313 | 0.10059 | 0.52111 | 0.085472 | 321.3338 | 163.001 | 94.4188 | 66.4923 | 17.1504 | 1055.025 | 215.104 | 85.1589 | 72.1564 | 241.9007 | 143.475 | 92.1953 | 83.7227 | 6.7165 | 0.68787 | 0.9375 | 0.21972 | 69.4283 | 4.9947 | 1.8174 | 1.9672 | 0.18794 | 8.7748e-05 | 33.759 | 0.927 | 0.26459 | 0.19452 | 0.12087 | 2.9016 | 0.9525 | 1.2053 | 0.46907 | 70.67 | 13.5958 | 24.706 | 9.2823 | 121.669 | 108.9219 | 1796.4294 | 211.7984 | 302.5532 | 171.0085 | 737.1588 | 355.1648 | 89.4539 | 425.564 | 0.3255 | 0.31257 | 0.14785 | 0.08168 | 0.0080738 | 0.005855 | 2.6317e-05 | 0.0022395 | 35.6583 | 13.9257 | 0.94402 | 0.20168 | 2.0501 | 5.5796 | 338.518 | 86.4117 | 3.5652 | 6.0012 | 138.5938 | 7.8731 | 138.6598 | 46.093 | 28.0841 | 77.8124 | 623.9955 | 68.8895 | 729.3148 | 10.5126 | 137.236 | 777.3881 | 151.0958 | 99.6604 | 50.4614 | 71.16 | 191.5292 | 49.0154 | 8.5147 | 200.8868 | 93.7638 | 9.8296 | 46.0094 | 568.4118 | 5.8434 | 77.4273 | 58.9765 | 208.4758 | 280.9218 | 93.1746 | 42.7034 | 32.7594 | 46.7986 | 0.0095463 | 0.0012856 | 0.31739 | 35.8925 | 2.6344 | 10.0266 | 3.0954 | 283.1925 | 11.7189 | 5.0156 | 0.43784 | 6481.3843 | 957.2357 | 1197.8791 | 1254.1611 | 28.9789 | 0.86031 | 23.8965 | 3.0529 | 5356.7222 | 1780.2326 | 508.2878 | 106.3694 | 144.6107 | 9.6942 | 144.7016 | 0.0013667 | 33.4218 | 0.17783 | 12.3751 | 56.1754 | 5.5616 | 72.4467 | 186.9669 | 0.11793 | 0.28137 | 2.2878 | 3.3247 | 0.2454 | 0.22589 | 1.0665 | 0.12076 | 35.1822 | 0.0028261 | 13.4495 | 271.6411 | 0.0262 | 125.2846 | 5.3256 | 0.045517 | 0.66356 | 0.26562 | 5.0669 | 0.087158 | 1.7783 | 1.065 | 1.5925 | 0.019014 | 0.12345 | 0.054085 | 4.1861 | 0.040498 | 0.53226 | 0.20452 | 8.2533 | 0.00041193 | 0.0033448 | 0.0031852 | 5.3 | 0.020194 | 0.38992 | 0.22053 | 0.25939 | 0.0010807 | 0.020383 | 0.012181 | 1.3387 | 0.00517 | 0.095739 | 0.052398 | 0.75742 | 0.0033441 | 0.04565 | 0.16542 | 0.52832 | 0.25503 | 1.0104 | 237.2108 | 0.016511 | 1.9938 | 0.011192 | 5.2982 | 3.7923 | 3.0908 | 195.0021 | 0.20917 | 10.7613 | 8.0601 | 13.606 | 108097.2281 | 9.152 | 337.5801 | 8.4982 | 4.36 | 1.9482 | 1.8529 | 2.9701 | 1.5449 | 1.9189 | 13.8351 | 3.9254 | 0.65349 | 8.9375 | 2.9996 | 277.4354 | 8.9638 | 0.46753 | 17.0888 | 29.3102 | 702.0436 | 63.4867 | 4.7769 | 3.1312 | 7.5123 | 8.3683 | 0.27441 | 1.1667 | 4.695 | 7.0417 | 6.4615 | 0.0022623 | 0.0012449 | 0.0041843 | 1.5755 | 9.2954e-05 | 0.0074195 | 5.5342e-05 | 0.019314 | 0.0023937 | 0.0083597 | 12.4639 | 0.00077246 | 0.67862 | 0.2911 | 7.6722 | 1.2979 | 0.039015 | 1.2443 | 0.33119 | 0.019663 | 0.0080309 | 0.006521 | 0.003563 | 0.0063416 | 0.0063347 | 0.055595 | 0.081512 | 0.0034391 | 0.035812 | 0.011028 | 1.0745 | 0.0004579 | 0.00044455 | 0.1017 | 0.12353 | 3.0252 | 0.29625 | 0.023083 | 0.046372 | 0.029635 | 0.036893 | 0.0011499 | 0.0052622 | 0.021998 | 0.026393 | 0.02369 | 0.038345 | 0.017349 | 0.060461 | 16.4039 | 0.0012177 | 0.10663 | 0.00076301 | 0.37959 | 0.045748 | 0.14607 | 7.5016 | 0.010887 | 21.3724 | 14.0055 | 474.0862 | 28.1835 | 1.8709 | 27.8926 | 12.7944 | 0.92849 | 0.11191 | 0.092032 | 0.049416 | 0.091442 | 0.1789 | 1.7932 | 1.2821 | 0.040358 | 0.92294 | 0.17142 | 21.1766 | 0.00339 | 0.0034317 | 10.8842 | 5.6408 | 162.6975 | 14.7953 | 1.8225 | 0.64802 | 0.4508 | 0.64313 | 0.021662 | 0.091272 | 0.40076 | 1.08 | 1.1226 | 0.026479 | 0.010867 | 0.015156 | 6.3582 | 0.00089749 | 0.20434 | 0.00057771 | 0.85237 | 0.059274 | 0.12176 | 5.3149 | 0.0085106 | 15.0235 | 8.823 | 574.5295 | 19.3605 | 1.6818 | 19.3176 | 7.9068 | 0.54766 | 0.1527 | 0.20212 | 0.02776 | 0.11754 | 0.076519 | 2.0869 | 0.64337 | 0.17186 | 0.47309 | 0.20015 | 12.462 | 0.0027952 | 0.0032598 | 3.5465 | 2.6125 | 57.0082 | 8.9287 | 3.0554 | 0.272 | 0.30391 | 0.60949 | 0.013542 | 0.056642 | 0.22257 | 1.1363 | 1.1383 | 696.8236 | 342.708 | 210.6435 | 174.7154 | 67.9958 | 108.8298 | 43.8024 | 3758.58 | 265.0808 | 85.5158 | 20.2059 | 134.1929 | 10.5427 | 230.2267 | 103.3438 | 10.481 | 66.1165 | 0.38675 | 2967.2532 | 2.0799 | 5.5194 | 1.6244 | 2.9141 | 13.0899 | 0.48965 | 0.78883 | 3.8064 | 0.32548 | 11.7371 | 0.21307 | 0.0012398 | 0.021322 | 0.017292 | 0.24694 | 1.921 | 1.9901 | 2.3874 | 1.316 | 2.1532
4 | 0.16979 | 0.037503 | 0.020621 | 1.424 | 0.993 | 0.99462 | 0.75408 | 0.090436 | 0.88769 | 0.42804 | 0.65848 | 0.78084 | 0.78263 | 0.17026 | 1444.3495 | 112.9249 | 0.94356 | 0.85171 | 0.15145 | 0.18203 | 0.058821 | 3.2412 | 3.1987 | 483.0274 | 0.0028188 | 129.609 | 114.867 | 16.1305 | 139.276 | 14.4757 | 1.8214 | 69.6997 | 17.8474 | 13.192 | 2958.2497 | 77.5326 | 89.2316 | 1642.9806 | 131.297 | 77.5434 | 296.038 | 285.4647 | 262.0758 | 33.4686 | 47.4215 | 0.75466 | 0.02033 | 0.22062 | 0.014667 | 0.0016841 | 6.7712e-05 | 30.7728 | 12.5069 | 2.5396 | 0.89615 | 0.6888 | 0.098426 | 2.4409 | 66.009 | 10.4515 | 0.24804 | 0.75266 | 26.9168 | 78.1642 | 42.1372 | 17.1291 | 130.3918 | 8.6655 | 0.037781 | 0.31407 | 0.98842 | 30.8836 | 21.0192 | 511.4603 | 128.194 | 3.1731 | 0.084536 | 0.40127 | 0.10959 | 268.0259 | 167.7253 | 82.9514 | 71.9274 | 14.9215 | 1256.9238 | 225.352 | 67.866 | 90.1307 | 268.2714 | 165.3252 | 91.0223 | 86.7018 | 8.7982 | 0.7113 | 0.99128 | 0.32835 | 50.9117 | 5.7707 | 1.8676 | 2.5361 | 0.18807 | 7.4217e-05 | 33.295 | 1.2857 | 0.23479 | 0.2163 | 0.1593 | 2.984 | 0.95426 | 1.3945 | 0.35935 | 94.379 | 14.0089 | 27.1118 | 9.8216 | 158.6912 | 137.7832 | 2074.226 | 271.507 | 398.9011 | 200.6434 | 695.0578 | 314.0916 | 77.8329 | 388.6864 | 0.004612 | 0.23836 | 0.17543 | 0.083009 | 0.010639 | 0.007052 | 2.8499e-05 | 0.0018134 | 34.6607 | 11.9178 | 0.99572 | 0.15445 | 2.8269 | 6.8326 | 417.236 | 95.613 | 2.6513 | 4.3106 | 137.9593 | 10.2781 | 105.1931 | 43.7657 | 36.2854 | 87.312 | 726.4406 | 61.4972 | 647.9443 | 10.6957 | 119.5305 | 631.9752 | 161.6204 | 104.4067 | 56.8166 | 70.8156 | 225.3028 | 55.8593 | 9.2687 | 185.4927 | 80.4788 | 10.2033 | 47.6749 | 532.5083 | 6.9547 | 79.8716 | 67.7141 | 204.7499 | 254.7141 | 77.16 | 44.7481 | 31.4327 | 42.9974 | 0.0082577 | 0.0010835 | 0.28117 | 34.343 | 2.5398 | 12.4633 | 3.1755 | 320.0744 | 10.7779 | 4.1923 | 0.53802 | 6726.6348 | 757.625 | 1397.4861 | 1228.9564 | 34.53 | 1.1199 | 21.2077 | 2.4397 | 4769.071 | 1574.0158 | 599.6389 | 87.8164 | 120.4607 | 9.0325 | 176.353 | 0.0014822 | 36.348 | 0.18808 | 14.0794 | 78.8956 | 5.8298 | 89.4914 | 209.776 | 0.12274 | 0.27756 | 1.1355 | 3.681 | 0.1338 | 0.20176 | 1.0301 | 0.19957 | 36.8892 | 0.0030693 | 13.2604 | 324.2933 | 0.025439 | 126.9988 | 5.4675 | 0.048604 | 0.63784 | 0.23876 | 4.8271 | 0.090532 | 1.6631 | 1.086 | 1.463 | 0.018679 | 0.11375 | 0.055381 | 4.4284 | 0.035953 | 0.51324 | 0.21342 | 7.9706 | 0.00044055 | 0.0035298 | 0.0029639 | 5.0926 | 0.022125 | 0.39885 | 0.20464 | 0.24722 | 0.0011119 | 0.021177 | 0.012805 | 1.2753 | 0.0055591 | 0.083819 | 0.048445 | 0.6873 | 0.0038705 | 0.041796 | 0.18831 | 0.54147 | 0.29494 | 1.1554 | 244.3064 | 0.013005 | 1.93 | 0.01125 | 3.5027 | 5.4495 | 2.177 | 191.5884 | 0.36808 | 9.3237 | 9.2882 | 14.6659 | 111123.4043 | 8.3465 | 329.8532 | 8.1323 | 4.4379 | 2.1441 | 1.8237 | 2.6323 | 1.4975 | 1.8636 | 15.3131 | 4.0165 | 0.68114 | 7.7132 | 2.8208 | 256.515 | 7.8234 | 0.47057 | 17.4901 | 25.9424 | 661.7275 | 68.7119 | 4.8486 | 2.7068 | 8.3472 | 7.0767 | 0.25586 | 1.1218 | 5.2884 | 7.2165 | 6.7474 | 0.0020066 | 0.0012876 | 0.0038637 | 1.5561 | 9.1555e-05 | 0.0070624 | 5.8252e-05 | 0.019705 | 0.0025056 | 0.0084871 | 12.9906 | 0.00072312 | 0.58952 | 0.31624 | 7.3624 | 1.2812 | 0.03604 | 1.4064 | 0.29941 | 0.019308 | 0.0075239 | 0.0067223 | 0.0035971 | 0.0055172 | 0.0067079 | 0.062108 | 0.072627 | 0.0032621 | 0.03539 | 0.011416 | 1.1259 | 0.00046837 | 0.00046379 | 0.10545 | 0.12788 | 2.7525 | 0.30443 | 0.01979 | 0.045077 | 0.028343 | 0.033713 | 0.0010606 | 0.0050781 | 0.020138 | 0.025476 | 0.026116 | 0.037867 | 0.018382 | 0.056352 | 17.7891 | 0.0012904 | 0.094095 | 0.00084479 | 0.4172 | 0.047639 | 0.15959 | 7.0454 | 0.010147 | 22.461 | 15.2712 | 525.6146 | 29.4244 | 1.8829 | 31.0347 | 14.1139 | 0.9937 | 0.10119 | 0.10488 | 0.054772 | 0.087392 | 0.16098 | 2.0245 | 1.5329 | 0.047929 | 0.78697 | 0.16564 | 19.8912 | 0.0035063 | 0.0036942 | 10.5105 | 5.2914 | 151.9002 | 13.935 | 1.6386 | 0.65365 | 0.40298 | 0.63635 | 0.021955 | 0.098074 | 0.38298 | 0.97373 | 1.0269 | 0.026552 | 0.010756 | 0.0146 | 6.7152 | 0.00083638 | 0.2383 | 0.00054896 | 0.96631 | 0.070436 | 0.12391 | 5.4352 | 0.0084059 | 17.0331 | 8.9049 | 579.6321 | 20.4932 | 1.9061 | 20.7708 | 7.7568 | 0.58382 | 0.14836 | 0.21879 | 0.02707 | 0.10839 | 0.072186 | 1.871 | 0.59365 | 0.17937 | 0.48659 | 0.22514 | 11.6073 | 0.0029811 | 0.002917 | 3.6051 | 2.7431 | 61.9425 | 7.9337 | 3.3594 | 0.24852 | 0.29349 | 0.66216 | 0.012958 | 0.052869 | 0.20308 | 1.0913 | 1.255 | 826.5743 | 303.5986 | 247.5405 | 229.5535 | 54.6774 | 113.472 | 42.2145 | 2911.2674 | 320.9919 | 78.9015 | 17.1678 | 140.0362 | 9.7544 | 233.8943 | 108.5388 | 12.635 | 54.7841 | 0.33722 | 3491.0439 | 2.283 | 7.4079 | 2.3142 | 2.2322 | 8.9987 | 0.51206 | 0.94971 | 4.2757 | 0.224 | 13.4372 | 0.22936 | 0.0023348 | 0.03901 | 0.008441 | 0.15775 | 0.98093 | 1.9502 | 2.7514 | 1.4429 | 1.3084
5 | 0.16298 | 0.015022 | 0.015426 | 1.12 | 0.99814 | 0.99285 | 0.73341 | 0.083689 | 0.80334 | 0.65574 | 0.67813 | 0.77216 | 0.81403 | 0.20818 | 1231.0044 | 360.4284 | 0.95522 | 0.83808 | 0.12151 | 0.23341 | 0.1204 | 2.2625 | 4.5783 | 511.3045 | 0.0039219 | 160.7071 | 123.4339 | 15.5137 | 141.988 | 15.7392 | 1.9745 | 66.6033 | 15.3256 | 9.6846 | 2447.2721 | 83.8571 | 100.2391 | 1744.1372 | 119.201 | 81.9929 | 283.8036 | 213.6204 | 236.8032 | 34.407 | 57.7088 | 0.83942 | 0.20535 | 0.033995 | 0.014934 | 0.0018135 | 7.4533e-05 | 39.2721 | 11.6638 | 2.6021 | 1.012 | 0.71353 | 0.1191 | 2.3211 | 44.0091 | 7.9706 | 0.29034 | 0.77526 | 18.5501 | 98.4949 | 39.1229 | 24.2187 | 142.3782 | 9.6134 | 0.037487 | 0.28358 | 0.83082 | 26.9272 | 19.052 | 546.3454 | 141.1807 | 3.8558 | 0.09827 | 0.41794 | 0.11318 | 306.4259 | 136.5789 | 99.0839 | 68.824 | 16.7754 | 1273.112 | 284.4667 | 94.5705 | 86.217 | 257.8019 | 150.1882 | 80.0052 | 70.5556 | 8.9176 | 0.49268 | 0.69244 | 0.48165 | 56.7978 | 6.1753 | 1.761 | 2.292 | 0.1697 | 8.9535e-05 | 31.4176 | 0.99058 | 0.20513 | 0.17007 | 0.16128 | 3.5111 | 0.95929 | 0.93621 | 0.38873 | 108.5685 | 15.8885 | 37.4148 | 8.8384 | 156.8717 | 211.0286 | 1971.8088 | 231.5479 | 425.5464 | 176.2537 | 714.255 | 386.2392 | 94.0674 | 419.4382 | 0.021827 | 0.25193 | 0.031258 | 0.084328 | 0.0099206 | 0.0053261 | 2.3733e-05 | 0.0022798 | 31.9228 | 10.5988 | 0.9751 | 0.18731 | 2.3811 | 4.2518 | 385.8998 | 78.2225 | 3.9894 | 6.2038 | 147.4397 | 8.3518 | 135.8544 | 50.2518 | 37.4524 | 104.1962 | 672.8346 | 71.4107 | 635.7261 | 8.0471 | 106.2568 | 759.4215 | 133.6324 | 89.2897 | 49.2642 | 65.8787 | 238.2406 | 55.1467 | 8.3667 | 181.3211 | 97.3293 | 11.7117 | 44.5621 | 583.5709 | 6.2406 | 87.8091 | 58.2289 | 193.5775 | 300.6322 | 95.3302 | 46.6538 | 35.0911 | 48.0809 | 0.010374 | 0.0011814 | 0.3084 | 34.8185 | 2.7856 | 11.9516 | 2.3324 | 274.4192 | 11.2422 | 4.6173 | 0.42817 | 6345.814 | 835.7959 | 1320.7469 | 1276.9105 | 30.9455 | 0.91339 | 21.8249 | 2.5753 | 4948.8235 | 1617.2195 | 607.2235 | 89.0437 | 126.7355 | 8.22 | 159.005 | 0.0010902 | 35.4267 | 0.14033 | 14.3622 | 61.7266 | 4.5523 | 80.1576 | 157.2794 | 0.11862 | 0.2957 | 2.4791 | 2.7479 | 0.19342 | 0.26907 | 1.008 | 0.1947 | 32.4614 | 0.0029155 | 12.8514 | 280.8465 | 0.023802 | 118.7722 | 5.2784 | 0.044279 | 0.65726 | 0.2603 | 4.8746 | 0.093207 | 1.8942 | 1.0347 | 1.5739 | 0.018175 | 0.11509 | 0.050975 | 4.5777 | 0.037602 | 0.52503 | 0.20795 | 7.8776 | 0.00041829 | 0.0032572 | 0.0027177 | 5.6317 | 0.019086 | 0.36305 | 0.21491 | 0.29254 | 0.0011903 | 0.021336 | 0.012442 | 1.1162 | 0.0054883 | 0.085409 | 0.057244 | 0.67978 | 0.0034149 | 0.041224 | 0.17403 | 0.54528 | 0.27713 | 0.97009 | 335.6186 | 0.015283 | 2.0015 | 0.01163 | 4.5731 | 5.7685 | 3.129 | 199.8328 | 0.09828 | 10.804 | 8.9894 | 14.5851 | 113532.6677 | 8.968 | 303.5632 | 9.3116 | 4.1793 | 2.1704 | 1.8947 | 2.612 | 1.5078 | 1.957 | 12.9836 | 3.7158 | 0.66515 | 8.4007 | 2.8277 | 267.8027 | 8.3058 | 0.45934 | 20.2162 | 27.1607 | 642.7632 | 68.1747 | 4.8756 | 2.6366 | 7.2506 | 7.838 | 0.26519 | 1.2418 | 4.7213 | 7.3094 | 6.1873 | 0.002199 | 0.0012233 | 0.0040785 | 1.6074 | 9.0274e-05 | 0.0069104 | 6.2261e-05 | 0.016636 | 0.0025363 | 0.0077232 | 11.8549 | 0.00075854 | 0.63869 | 0.29694 | 7.3668 | 1.2742 | 0.038896 | 1.3953 | 0.2923 | 0.019025 | 0.0069803 | 0.0063723 | 0.0038369 | 0.0059594 | 0.007498 | 0.063696 | 0.067875 | 0.0035315 | 0.030815 | 0.0097296 | 1.1838 | 0.00040593 | 0.00044051 | 0.10211 | 0.12454 | 2.8109 | 0.27624 | 0.020262 | 0.047617 | 0.02706 | 0.037933 | 0.0011788 | 0.0047915 | 0.01903 | 0.026818 | 0.025193 | 0.037762 | 0.017451 | 0.063601 | 17.1221 | 0.0011928 | 0.091658 | 0.00086011 | 0.43833 | 0.046391 | 0.16126 | 7.6223 | 0.012103 | 22.3321 | 14.9664 | 531.0432 | 28.33 | 1.6522 | 28.2961 | 12.9124 | 0.84215 | 0.11041 | 0.093548 | 0.052768 | 0.085808 | 0.16461 | 1.9302 | 1.3137 | 0.046327 | 0.87163 | 0.1679 | 17.7801 | 0.0032454 | 0.0035567 | 10.8099 | 4.7109 | 144.3728 | 12.9274 | 1.8087 | 0.6008 | 0.44716 | 0.65143 | 0.021413 | 0.086315 | 0.38148 | 1.0805 | 1.0105 | 0.024987 | 0.011591 | 0.015314 | 7.4477 | 0.0008108 | 0.21831 | 0.00059559 | 0.87477 | 0.066845 | 0.13592 | 4.9272 | 0.0082071 | 14.5774 | 8.0063 | 587.8748 | 19.4707 | 1.965 | 19.1781 | 9.056 | 0.53017 | 0.14621 | 0.20546 | 0.030119 | 0.11005 | 0.08214 | 1.9945 | 0.53856 | 0.16301 | 0.52383 | 0.22863 | 12.3221 | 0.0029407 | 0.0030809 | 3.7687 | 3.1107 | 62.0881 | 9.1149 | 3.3145 | 0.26633 | 0.28394 | 0.61339 | 0.014449 | 0.049861 | 0.2377 | 1.3009 | 1.106 | 730.3445 | 323.6663 | 237.3014 | 184.521 | 70.7387 | 101.4009 | 39.2541 | 3447.0765 | 326.4218 | 102.1003 | 21.5566 | 110.6053 | 8.2096 | 193.6352 | 88.3194 | 13.3286 | 58.5739 | 0.45283 | 3421.5602 | 2.6362 | 8.1699 | 1.707 | 2.7118 | 10.229 | 0.44646 | 0.63598 | 3.0175 | 0.26033 | 12.4845 | 0.083557 | 0.001578 | 0.024179 | 0.013114 | 0.3031 | 1.6243 | 2.41 | 5.0897 | 0.82478 | 0.89069
6 | 0.14454 | 0.023673 | 0.011103 | 1.2136 | 0.99137 | 0.99161 | 0.82136 | 0.0768 | 0.83707 | 0.56778 | 0.70482 | 0.84695 | 0.89602 | 0.21739 | 1268.681 | 415.9704 | 0.95013 | 0.8302 | 0.20084 | 0.32187 | 0.4087 | 0.40646 | 6.3409 | 316.6424 | 0.0079032 | 167.5654 | 110.1231 | 14.772 | 150.9847 | 15.0545 | 1.8649 | 55.72 | 13.8513 | 12.7067 | 2341.3232 | 94.0485 | 87.5792 | 1667.1771 | 111.9305 | 87.3142 | 307.2398 | 223.0906 | 228.3125 | 30.8931 | 52.3873 | 0.73193 | 0.32401 | 0.32953 | 0.019625 | 0.0021195 | 9.3498e-05 | 35.9393 | 13.2491 | 2.8187 | 0.71572 | 0.56275 | 0.084559 | 2.713 | 48.6608 | 8.6614 | 0.33893 | 0.83718 | 20.8756 | 127.7693 | 33.2 | 16.1969 | 139.7452 | 9.0259 | 0.034202 | 0.28998 | 0.92261 | 37.027 | 21.3902 | 733.7211 | 108.5075 | 2.7161 | 0.080104 | 0.44369 | 0.084339 | 220.3405 | 129.0231 | 101.6744 | 55.407 | 18.3488 | 1106.4191 | 243.6841 | 68.679 | 75.5526 | 281.7432 | 141.1327 | 87.0971 | 79.0913 | 7.0391 | 0.53835 | 0.64844 | 0.17718 | 63.4211 | 6.3598 | 1.7351 | 1.9691 | 0.19397 | 7.8438e-05 | 32.1713 | 1.1149 | 0.22556 | 0.22925 | 0.18205 | 2.4475 | 0.96626 | 1.2868 | 0.49658 | 78.8709 | 12.3659 | 35.7813 | 9.8008 | 135.0906 | 156.3192 | 2214.1161 | 268.1485 | 361.6595 | 153.256 | 836.5863 | 330.7337 | 94.3226 | 450.3315 | 0.12749 | 0.27763 | 0.082796 | 0.064938 | 0.0086524 | 0.0059914 | 1.974e-05 | 0.0024833 | 39.0993 | 11.504 | 0.80641 | 0.18374 | 2.8727 | 6.4413 | 301.7469 | 77.9481 | 3.5335 | 5.0025 | 117.8241 | 8.2587 | 108.7712 | 51.6277 | 36.8061 | 95.3806 | 662.8722 | 72.4995 | 548.3127 | 9.1366 | 120.4873 | 721.9021 | 148.7026 | 81.0407 | 62.2337 | 63.6263 | 224.7225 | 59.5988 | 7.6873 | 158.661 | 92.4557 | 11.8792 | 46.7444 | 686.8143 | 6.18 | 83.6247 | 59.5431 | 189.663 | 252.2209 | 82.887 | 45.1525 | 31.7437 | 50.9242 | 0.010726 | 0.0013071 | 0.23353 | 27.6242 | 2.034 | 12.8259 | 3.2686 | 210.7827 | 7.7624 | 4.6722 | 0.41195 | 5879.9039 | 806.2958 | 1173.1235 | 1068.2963 | 35.2416 | 1.1675 | 20.2958 | 3.1438 | 4483.3638 | 1756.0975 | 487.7109 | 103.3006 | 122.9712 | 8.5789 | 165.104 | 0.0012624 | 28.6198 | 0.14806 | 11.2519 | 64.4977 | 3.7376 | 68.3515 | 216.4725 | 0.12637 | 0.22216 | 2.6225 | 2.3237 | 0.29168 | 0.21117 | 1.2772 | 0.16073 | 35.4986 | 0.0027729 | 14.429 | 311.016 | 0.025564 | 116.7935 | 5.7564 | 0.043222 | 0.60118 | 0.25482 | 4.6072 | 0.094521 | 1.8679 | 1.1024 | 1.4397 | 0.020287 | 0.11862 | 0.049477 | 4.7179 | 0.040057 | 0.56298 | 0.19979 | 8.921 | 0.00044659 | 0.0035813 | 0.0030226 | 5.3656 | 0.020636 | 0.37293 | 0.23215 | 0.27668 | 0.001128 | 0.022471 | 0.013675 | 1.2873 | 0.0048323 | 0.09898 | 0.049506 | 0.67106 | 0.0032985 | 0.047656 | 0.16593 | 0.53283 | 0.26701 | 1.0188 | 378.7945 | 0.016406 | 1.988 | 0.01197 | 3.1717 | 4.8343 | 2.4521 | 200.4349 | 0.30223 | 9.2422 | 8.7016 | 14.4609 | 103054.2304 | 9.2258 | 355.1822 | 8.6692 | 4.7197 | 1.9333 | 2.1157 | 2.8089 | 1.6695 | 1.7519 | 12.6697 | 3.8375 | 0.76715 | 8.1793 | 2.7635 | 293.5248 | 7.6077 | 0.48484 | 17.7535 | 28.6534 | 629.4146 | 60.6649 | 4.3379 | 2.7863 | 7.9046 | 7.2062 | 0.24395 | 1.1481 | 5.1564 | 7.1455 | 6.575 | 0.0020362 | 0.0013291 | 0.0039539 | 1.6318 | 8.169e-05 | 0.0066161 | 6.5023e-05 | 0.018939 | 0.0028445 | 0.0085902 | 13.5733 | 0.00074989 | 0.66675 | 0.30312 | 7.9248 | 1.1984 | 0.036932 | 1.3831 | 0.27593 | 0.017763 | 0.0079212 | 0.0067993 | 0.0036763 | 0.0064952 | 0.0071205 | 0.058179 | 0.073072 | 0.0036401 | 0.035763 | 0.011637 | 1.043 | 0.00045177 | 0.00041138 | 0.10006 | 0.12135 | 2.6462 | 0.30825 | 0.019457 | 0.049104 | 0.026574 | 0.033815 | 0.0012197 | 0.0057087 | 0.02119 | 0.027187 | 0.023946 | 0.039067 | 0.017988 | 0.062612 | 18.9732 | 0.0011812 | 0.10857 | 0.00084185 | 0.44061 | 0.047998 | 0.14216 | 7.3745 | 0.011669 | 23.9192 | 12.8572 | 455.2265 | 26.8105 | 1.7144 | 28.108 | 14.6929 | 0.97295 | 0.11968 | 0.10904 | 0.059748 | 0.098082 | 0.17324 | 2.0075 | 1.3642 | 0.045151 | 0.8845 | 0.15843 | 21.4142 | 0.0032413 | 0.0032984 | 9.809 | 5.4478 | 157.1393 | 14.3086 | 1.6743 | 0.60842 | 0.39326 | 0.58535 | 0.019753 | 0.097481 | 0.36257 | 1.1035 | 1.0693 | 0.024663 | 0.011987 | 0.014699 | 6.8886 | 0.00082853 | 0.24059 | 0.00061486 | 0.89767 | 0.062837 | 0.13337 | 5.7754 | 0.0086927 | 16.387 | 9.0199 | 485.9078 | 20.3281 | 1.8119 | 17.8473 | 7.5148 | 0.54098 | 0.14152 | 0.23306 | 0.030463 | 0.10124 | 0.082851 | 1.9767 | 0.53635 | 0.17543 | 0.53859 | 0.21847 | 11.5108 | 0.0030751 | 0.0027722 | 4.0928 | 2.6595 | 66.6928 | 8.6494 | 3.194 | 0.27775 | 0.30767 | 0.66973 | 0.014137 | 0.049269 | 0.23127 | 1.2836 | 1.1697 | 771.2929 | 321.1496 | 232.0411 | 178.1941 | 59.2869 | 107.2207 | 35.6758 | 3643.1814 | 296.6899 | 100.7405 | 18.8805 | 122.1656 | 8.4359 | 222.4651 | 96.891 | 10.7532 | 62.0568 | 0.45685 | 3693.463 | 2.3637 | 5.7669 | 1.884 | 2.9981 | 8.8636 | 0.56543 | 0.81191 | 3.3006 | 0.23034 | 10.955 | 0.2367 | 0.00096839 | 0.030414 | 0.016718 | 0.40589 | 0.89927 | 1.6423 | 4.9275 | 1.0373 | 1.7057
7 | 0.13795 | 0.013987 | 0.024839 | 1.4527 | 0.9996 | 0.99654 | 0.67247 | 0.023168 | 0.7735 | 0.71638 | 0.66324 | 0.71474 | 0.80198 | 0.23534 | 991.1083 | 325.7022 | 0.95801 | 0.81357 | 0.13496 | 0.27857 | 0.27272 | 1.3776 | 1.4446 | 332.4151 | 0.0087814 | 141.1518 | 105.3922 | 15.0426 | 168.4388 | 16.6872 | 1.6925 | 58.0498 | 14.6669 | 11.6915 | 2331.1099 | 99.2931 | 94.6851 | 1753.3607 | 105.5562 | 102.1307 | 298.577 | 282.6813 | 218.1844 | 28.0017 | 46.7799 | 0.89036 | 0.074765 | 0.19384 | 0.015594 | 0.0015793 | 8.938e-05 | 30.2893 | 9.6803 | 3.312 | 0.79285 | 0.6742 | 0.10424 | 2.4806 | 63.9351 | 2.9946 | 0.31449 | 0.86276 | 19.5513 | 90.3717 | 29.8719 | 24.6786 | 129.383 | 8.3174 | 0.035912 | 0.32847 | 0.63855 | 35.8186 | 13.6566 | 783.5886 | 97.3783 | 3.0866 | 0.10744 | 0.60458 | 0.076573 | 340.3006 | 131.8117 | 97.5838 | 70.0689 | 15.4139 | 1144.9248 | 237.1264 | 95.355 | 89.403 | 232.2351 | 179.3754 | 94.9796 | 72.9738 | 7.8125 | 0.45731 | 0.91487 | 0.19228 | 54.3898 | 5.4739 | 2.2058 | 2.1276 | 0.15007 | 9.0365e-05 | 28.9767 | 1.1048 | 0.25498 | 0.2491 | 0.16594 | 3.5721 | 0.95733 | 1.0569 | 0.53714 | 89.3097 | 15.4666 | 27.4863 | 10.341 | 118.2134 | 131.2492 | 1913.3139 | 246.8048 | 415.3848 | 198.8891 | 765.3984 | 369.0301 | 80.0025 | 458.193 | 0.21511 | 0.057274 | 0.099962 | 0.061472 | 0.0083886 | 0.0067901 | 2.7412e-05 | 0.0024653 | 33.249 | 12.9303 | 1.0665 | 0.14965 | 2.4547 | 5.437 | 327.3328 | 61.5964 | 3.8333 | 4.4684 | 153.1656 | 8.0601 | 110.7483 | 42.6029 | 33.6197 | 102.7377 | 635.3869 | 74.0371 | 595.3711 | 9.204 | 113.392 | 634.2549 | 166.3499 | 105.62 | 53.7748 | 75.2808 | 215.5329 | 62.0202 | 8.2746 | 193.8641 | 80.2102 | 9.5656 | 54.4947 | 522.1725 | 7.0146 | 65.101 | 61.8637 | 185.4361 | 304.2254 | 87.5034 | 51.6882 | 29.3692 | 45.7136 | 0.0090038 | 0.0011158 | 0.32719 | 38.1709 | 2.5512 | 13.5291 | 2.6091 | 206.9228 | 8.6188 | 6.0724 | 0.62115 | 5603.6642 | 727.6594 | 1299.1561 | 1487.4929 | 32.0963 | 0.82259 | 26.518 | 2.7316 | 5217.693 | 1842.614 | 586.9156 | 83.8312 | 125.3517 | 10.311 | 185.007 | 0.0014204 | 28.015 | 0.16369 | 14.7846 | 84.2798 | 3.3046 | 54.7638 | 222.0597 | 0.12122 | 0.24787 | 2.1039 | 2.8045 | 0.39944 | 0.23853 | 0.97072 | 0.13131 | 32.8409 | 0.0026535 | 13.9593 | 279.2124 | 0.02325 | 120.0634 | 5.2618 | 0.04634 | 0.62365 | 0.25335 | 5.0344 | 0.09584 | 1.8222 | 1.0174 | 1.447 | 0.018794 | 0.12137 | 0.056375 | 4.4528 | 0.037217 | 0.5518 | 0.21037 | 8.1828 | 0.00041146 | 0.0037659 | 0.0027954 | 5.5432 | 0.019473 | 0.34673 | 0.22723 | 0.25342 | 0.001181 | 0.02099 | 0.013308 | 1.1552 | 0.0052131 | 0.091472 | 0.052204 | 0.65556 | 0.0036981 | 0.04537 | 0.17168 | 0.52481 | 0.28937 | 1.1097 | 285.4899 | 0.013338 | 1.982 | 0.012117 | 4.7847 | 4.0234 | 2.8046 | 203.903 | 0.3391 | 10.2339 | 9.1308 | 14.9236 | 111909.1262 | 8.3173 | 300.5257 | 9.6223 | 4.0709 | 2.0045 | 1.9917 | 2.8558 | 1.5505 | 1.7164 | 12.8986 | 3.9786 | 0.78462 | 7.8538 | 2.8838 | 246.251 | 8.8083 | 0.425 | 17.8306 | 26.8239 | 609.2259 | 69.3062 | 4.383 | 2.8076 | 7.8216 | 7.6667 | 0.28749 | 1.2581 | 4.8902 | 6.8684 | 6.8022 | 0.0019102 | 0.0013527 | 0.0044244 | 1.4309 | 8.562e-05 | 0.0077556 | 6.3763e-05 | 0.01679 | 0.0026271 | 0.0080117 | 11.7684 | 0.00067104 | 0.63339 | 0.27904 | 8.0572 | 1.3771 | 0.040805 | 1.2084 | 0.33005 | 0.020726 | 0.0077552 | 0.0069802 | 0.0034673 | 0.0063783 | 0.0072252 | 0.064033 | 0.074348 | 0.0038698 | 0.030235 | 0.01088 | 1.0829 | 0.00047376 | 0.00045747 | 0.095298 | 0.10941 | 2.5677 | 0.28289 | 0.022817 | 0.046887 | 0.028098 | 0.035811 | 0.0011109 | 0.005624 | 0.01941 | 0.024227 | 0.027245 | 0.036448 | 0.017653 | 0.053941 | 16.885 | 0.0011699 | 0.10353 | 0.00080885 | 0.42763 | 0.052198 | 0.16248 | 7.1798 | 0.011949 | 21.5985 | 13.5085 | 448.2044 | 30.893 | 1.8517 | 26.0478 | 13.7482 | 0.92335 | 0.11489 | 0.095897 | 0.058833 | 0.089289 | 0.18057 | 1.8978 | 1.4622 | 0.041329 | 0.86349 | 0.15623 | 19.6291 | 0.003107 | 0.0036249 | 10.7653 | 5.0116 | 150.433 | 13.3385 | 1.7867 | 0.66963 | 0.46004 | 0.61541 | 0.021903 | 0.098739 | 0.39654 | 0.98365 | 1.1683 | 0.028773 | 0.011188 | 0.014009 | 6.4389 | 0.00079549 | 0.19922 | 0.0006028 | 0.86612 | 0.058694 | 0.11752 | 5.3779 | 0.0078358 | 16.32 | 8.2549 | 524.705 | 20.1104 | 1.7491 | 17.4707 | 9.0529 | 0.50414 | 0.16267 | 0.23884 | 0.032125 | 0.10347 | 0.078822 | 1.7854 | 0.59973 | 0.17362 | 0.5022 | 0.18982 | 11.9914 | 0.0032275 | 0.0028492 | 3.5011 | 2.7628 | 64.1726 | 7.5451 | 3.4117 | 0.26225 | 0.32769 | 0.62882 | 0.012212 | 0.058052 | 0.21545 | 1.1699 | 1.1871 | 753.5504 | 294.5108 | 267.2645 | 172.7543 | 63.7999 | 93.7662 | 46.2928 | 3342.4254 | 311.5255 | 98.4145 | 22.0907 | 128.0659 | 8.9113 | 241.8074 | 110.2253 | 13.4491 | 63.8588 | 0.35779 | 3312.8664 | 2.3063 | 7.155 | 1.6701 | 3.4028 | 11.535 | 0.64808 | 0.77372 | 3.7461 | 0.33676 | 15.661 | 0.097184 | 0.0018447 | 0.047282 | 0.011901 | 0.35386 | 2.4774 | 1.2734 | 3.4954 | 1.5349 | 1.1057
8 | 0.16859 | 0.0069851 | 0.010738 | 1.1139 | 0.99513 | 0.99144 | 0.97907 | 0.044285 | 0.8687 | 0.49903 | 0.71707 | 0.88174 | 0.76651 | 0.23818 | 1368.3939 | 334.6236 | 0.96526 | 0.85757 | 0.19538 | 0.20056 | 0.41989 | 3.4923 | 4.9873 | 370.8249 | 0.0060944 | 156.8966 | 116.6966 | 15.6356 | 155.5783 | 17.489 | 2.022 | 59.5272 | 16.6424 | 11.3684 | 2576.6365 | 77.1924 | 90.1192 | 1499.2028 | 102.4528 | 82.5977 | 304.1627 | 250.3337 | 257.8895 | 31.0293 | 48.7422 | 0.8543 | 0.13237 | 0.0036644 | 0.015977 | 0.0020916 | 7.9686e-05 | 31.6287 | 10.8859 | 3.4537 | 0.97831 | 0.61853 | 0.088514 | 2.1887 | 47.2657 | 11.7318 | 0.32262 | 0.77799 | 16.7686 | 109.2802 | 41.7678 | 19.0999 | 156.3059 | 10.1166 | 0.03677 | 0.30669 | 0.82456 | 45.4118 | 17.9778 | 575.1098 | 77.887 | 3.6831 | 0.11108 | 0.55186 | 0.094957 | 253.3679 | 147.5285 | 87.3787 | 67.8866 | 14.7135 | 1069.7682 | 285.6696 | 91.9228 | 77.0655 | 285.4219 | 155.7902 | 77.5925 | 74.1458 | 7.6942 | 0.72779 | 0.81992 | 0.23549 | 65.4825 | 6.3876 | 1.9459 | 2.8615 | 0.16685 | 8.3403e-05 | 38.0788 | 1.326 | 0.21881 | 0.20391 | 0.17541 | 3.2564 | 0.96021 | 1.0241 | 0.54655 | 67.8238 | 16.656 | 28.8911 | 9.5232 | 145.6157 | 104.6202 | 2050.0688 | 276.2606 | 365.1828 | 173.7863 | 912.7928 | 395.2042 | 97.771 | 431.034 | 0.42433 | 0.41085 | 0.15705 | 0.066803 | 0.0075431 | 0.0055714 | 2.5812e-05 | 0.0020201 | 27.7683 | 12.9656 | 1.0244 | 0.18007 | 2.0948 | 5.7358 | 304.6238 | 93.2224 | 3.9158 | 5.8462 | 158.3147 | 9.5518 | 133.3864 | 44.4499 | 30.5443 | 86.7033 | 614.8196 | 58.9045 | 680.0475 | 8.2678 | 108.2318 | 669.3061 | 159.6226 | 99.1373 | 59.1507 | 64.0746 | 205.6856 | 54.2403 | 9.993 | 150.9433 | 95.2999 | 10.6758 | 50.6238 | 538.1746 | 6.8028 | 71.1702 | 60.4484 | 178.2895 | 322.5353 | 83.9378 | 45.6027 | 32.0627 | 40.1163 | 0.009846 | 0.0011343 | 0.26803 | 26.6093 | 2.2061 | 12.2214 | 2.2968 | 304.0791 | 11.933 | 3.8179 | 0.53104 | 7283.261 | 898.4246 | 1242.1514 | 1374.7214 | 30.4444 | 1.3319 | 25.3515 | 2.8801 | 5938.7878 | 1202.2683 | 571.3239 | 94.8106 | 155.7156 | 8.1403 | 147.8426 | 0.0015069 | 34.2183 | 0.18261 | 11.1721 | 76.6612 | 3.4439 | 48.5794 | 226.1458 | 0.10653 | 0.31038 | 1.777 | 2.2853 | 0.16187 | 0.21048 | 1.3737 | 0.18614 | 33.8599 | 0.0030083 | 14.9513 | 291.8815 | 0.026697 | 109.631 | 5.6143 | 0.042848 | 0.61989 | 0.27658 | 4.6791 | 0.094862 | 1.729 | 1.1184 | 1.4861 | 0.019866 | 0.11241 | 0.055709 | 4.5246 | 0.03809 | 0.49995 | 0.21913 | 7.7073 | 0.00046795 | 0.0031931 | 0.0028145 | 5.6749 | 0.020956 | 0.3858 | 0.2414 | 0.26138 | 0.0010523 | 0.020685 | 0.014546 | 1.1332 | 0.004785 | 0.085668 | 0.049777 | 0.77164 | 0.0037253 | 0.043023 | 0.16296 | 0.54615 | 0.28653 | 1.077 | 364.9385 | 0.012395 | 1.9543 | 0.011711 | 4.3154 | 5.6916 | 2.744 | 196.303 | 0.1929 | 10.5718 | 9.439 | 14.0361 | 106754.9636 | 8.4379 | 323.8608 | 8.2037 | 4.4713 | 1.8871 | 2.0424 | 2.6585 | 1.7486 | 1.8096 | 14.2851 | 4.19 | 0.70743 | 8.4841 | 2.6169 | 252.9694 | 9.0527 | 0.44185 | 16.7468 | 24.8133 | 578.8642 | 63.9146 | 4.6328 | 3.0815 | 8.5026 | 8.1241 | 0.2838 | 1.3351 | 4.9495 | 7.6666 | 6.2715 | 0.0021278 | 0.00116 | 0.0041234 | 1.5088 | 8.1112e-05 | 0.0065318 | 6.1088e-05 | 0.020253 | 0.002639 | 0.0086875 | 13.0992 | 0.00072919 | 0.57241 | 0.29559 | 8.7608 | 1.4147 | 0.034886 | 1.3271 | 0.28445 | 0.018155 | 0.0071793 | 0.0068452 | 0.0037843 | 0.006155 | 0.0073321 | 0.053081 | 0.078183 | 0.0037232 | 0.034028 | 0.010588 | 1.1293 | 0.00044957 | 0.00041668 | 0.10939 | 0.11064 | 2.9472 | 0.27362 | 0.021054 | 0.043067 | 0.029837 | 0.03753 | 0.0010715 | 0.0049334 | 0.020239 | 0.026226 | 0.026284 | 0.039708 | 0.015831 | 0.057356 | 17.2633 | 0.0012518 | 0.090729 | 0.00082235 | 0.42473 | 0.054351 | 0.15257 | 7.066 | 0.011561 | 23.7166 | 15.1202 | 530.2207 | 30.7024 | 1.8946 | 29.9961 | 14.9299 | 0.91043 | 0.11739 | 0.10681 | 0.049978 | 0.099303 | 0.16284 | 1.7071 | 1.5046 | 0.044103 | 0.81331 | 0.15018 | 19.3304 | 0.0031718 | 0.0032025 | 11.036 | 5.12 | 166.9771 | 15.2554 | 1.6064 | 0.69516 | 0.40948 | 0.55246 | 0.021051 | 0.09249 | 0.37464 | 1.1718 | 1.0372 | 0.025604 | 0.011909 | 0.016707 | 6.8009 | 0.00075858 | 0.23342 | 0.00056168 | 0.91484 | 0.068903 | 0.11286 | 5.5424 | 0.0080106 | 17.7656 | 7.9301 | 570.5919 | 18.0172 | 1.6347 | 19.5011 | 7.6359 | 0.49053 | 0.16073 | 0.22081 | 0.03078 | 0.10659 | 0.081066 | 2.0245 | 0.57836 | 0.18581 | 0.45329 | 0.19351 | 13.3615 | 0.00276 | 0.0027281 | 3.8118 | 2.9865 | 68.7223 | 8.1902 | 3.119 | 0.25073 | 0.27759 | 0.69718 | 0.014741 | 0.050792 | 0.23204 | 1.2548 | 1.2774 | 783.4447 | 265.4812 | 241.6075 | 195.8899 | 61.3508 | 88.3238 | 44.5444 | 3670.5907 | 318.1848 | 77.7575 | 19.3741 | 108.1834 | 9.739 | 247.629 | 92.7979 | 10.3219 | 50.5306 | 0.3959 | 3181.4254 | 2.211 | 6.9477 | 2.2269 | 2.3939 | 12.9615 | 0.62234 | 0.8319 | 4.4152 | 0.24155 | 9.3578 | 0.14454 | 0.0017969 | 0.044854 | 0.014441 | 0.42312 | 1.0343 | 2.5224 | 5.7986 | 1.7122 | 2.0315
9 | 0.14111 | 0.019915 | 0.01306 | 1.2755 | 0.99719 | 0.9962 | 0.89728 | 0.087244 | 0.82343 | 0.67486 | 0.76575 | 0.79647 | 0.75546 | 0.19673 | 1087.0752 | 154.2802 | 0.93516 | 0.8459 | 0.14461 | 0.26765 | 0.086017 | 3.3172 | 6.8603 | 262.4497 | 0.005599 | 157.2622 | 123.0729 | 13.7328 | 182.6167 | 16.8669 | 2.1728 | 51.9674 | 13.2857 | 11.1434 | 2941.7571 | 80.0984 | 97.6684 | 1932.4572 | 121.4375 | 95.034 | 288.6238 | 257.6263 | 209.8037 | 32.8637 | 56.6498 | 0.9373 | 0.10507 | 0.27922 | 0.016979 | 0.0018829 | 7.6007e-05 | 37.018 | 13.8878 | 3.3648 | 0.83908 | 0.60933 | 0.1138 | 1.9274 | 54.3582 | 7.1266 | 0.34459 | 0.8738 | 27.5715 | 96.0503 | 36.323 | 16.4539 | 133.4912 | 9.9167 | 0.033892 | 0.29349 | 0.7188 | 42.6344 | 18.6184 | 756.8421 | 90.9235 | 2.8924 | 0.12593 | 0.47879 | 0.10277 | 239.913 | 144.7062 | 92.984 | 55.2574 | 13.7086 | 1366.6542 | 255.4953 | 89.7438 | 79.9515 | 288.5831 | 138.8534 | 88.022 | 90.6171 | 7.4337 | 0.66072 | 0.62588 | 0.15408 | 70.3225 | 5.1135 | 2.1697 | 2.7159 | 0.16024 | 7.0789e-05 | 30.987 | 1.2202 | 0.25794 | 0.25539 | 0.18603 | 3.3817 | 0.9558 | 1.1707 | 0.53363 | 87.1347 | 14.5336 | 32.5099 | 8.9431 | 132.9788 | 205.8221 | 1963.1473 | 215.6356 | 343.7773 | 191.2714 | 681.3601 | 402.6889 | 91.6561 | 405.0955 | 0.36207 | 0.092815 | 0.095549 | 0.058138 | 0.0091982 | 0.0065963 | 2.2316e-05 | 0.0019068 | 28.2856 | 11.61 | 0.88534 | 0.14334 | 2.1946 | 4.5099 | 392.0713 | 84.9848 | 3.2411 | 5.7345 | 125.3682 | 8.4923 | 114.6534 | 40.6227 | 37.5001 | 84.6065 | 754.0816 | 67.8309 | 622.303 | 8.9101 | 127.2721 | 807.7554 | 140.1461 | 86.129 | 55.7431 | 74.9768 | 219.6576 | 53.8688 | 7.6044 | 155.6862 | 73.2279 | 10.8694 | 49.1336 | 631.9924 | 6.402 | 76.3089 | 55.67 | 166.0329 | 309.161 | 73.296 | 47.9761 | 30.2925 | 44.5802 | 0.008731 | 0.0013276 | 0.31047 | 37.113 | 2.0834 | 14.0644 | 2.1854 | 326.2878 | 12.1822 | 6.2133 | 0.41545 | 6317.5971 | 797.9879 | 1349.6315 | 1318.1264 | 27.426 | 0.82807 | 22.2312 | 2.4137 | 4857.8498 | 1364.3482 | 545.3172 | 92.1404 | 137.3762 | 9.4796 | 151.4371 | 0.0014133 | 31.8125 | 0.17555 | 12.7833 | 47.8344 | 4.6585 | 83.732 | 209.3635 | 0.12572 | 0.25647 | 1.6153 | 3.4306 | 0.10259 | 0.23685 | 0.88055 | 0.15931 | 31.9916 | 0.0029686 | 14.2642 | 294.7956 | 0.026502 | 118.1129 | 5.4365 | 0.046875 | 0.67529 | 0.26722 | 4.4852 | 0.097778 | 1.7054 | 1.0833 | 1.6195 | 0.01758 | 0.10889 | 0.056551 | 4.0753 | 0.038716 | 0.51404 | 0.20646 | 7.769 | 0.00039751 | 0.003436 | 0.0029367 | 4.7097 | 0.021973 | 0.36073 | 0.21599 | 0.2812 | 0.0011541 | 0.020175 | 0.014002 | 1.3413 | 0.0052953 | 0.087791 | 0.053298 | 0.76594 | 0.0037726 | 0.047963 | 0.18346 | 0.51211 | 0.27575 | 1.1589 | 312.0045 | 0.014589 | 1.9393 | 0.012982 | 3.3223 | 4.9949 | 2.5561 | 198.1627 | 0.10856 | 10.9062 | 9.6982 | 13.1693 | 124160.9668 | 8.0951 | 326.4503 | 8.798 | 4.7648 | 2.2618 | 2.0952 | 2.7645 | 1.6266 | 1.6761 | 13.4208 | 4.3136 | 0.74643 | 8.0371 | 2.8757 | 264.4754 | 8.0392 | 0.45754 | 19.5949 | 24.9263 | 698.1133 | 59.737 | 4.1259 | 2.8713 | 7.5671 | 7.1547 | 0.27042 | 1.2664 | 5.3691 | 6.7852 | 6.3953 | 0.0022327 | 0.0012514 | 0.0046829 | 1.4437 | 8.8904e-05 | 0.007265 | 5.6587e-05 | 0.019075 | 0.0024937 | 0.0081883 | 13.401 | 0.00070316 | 0.69325 | 0.32596 | 7.5534 | 1.3474 | 0.034313 | 1.35 | 0.32053 | 0.020915 | 0.007617 | 0.0066873 | 0.0036667 | 0.0056244 | 0.0074513 | 0.062591 | 0.077665 | 0.0038006 | 0.029917 | 0.0098701 | 1.0635 | 0.00047786 | 0.00042864 | 0.10356 | 0.1319 | 2.9332 | 0.31041 | 0.0218 | 0.048173 | 0.027854 | 0.032168 | 0.0011741 | 0.0051198 | 0.018887 | 0.023178 | 0.026574 | 0.04311 | 0.016901 | 0.061748 | 17.4186 | 0.0012131 | 0.10156 | 0.00078951 | 0.4112 | 0.052664 | 0.14793 | 7.3069 | 0.010255 | 20.5564 | 14.2793 | 494.3959 | 28.8316 | 1.9204 | 31.2907 | 15.5717 | 0.84652 | 0.10237 | 0.094871 | 0.05175 | 0.10364 | 0.17657 | 1.82 | 1.4939 | 0.042339 | 0.84333 | 0.17572 | 20.2332 | 0.003426 | 0.0033657 | 9.2745 | 4.9565 | 155.2483 | 14.1345 | 1.7314 | 0.57958 | 0.43138 | 0.59782 | 0.019959 | 0.095734 | 0.35453 | 1.0089 | 1.0191 | 0.025717 | 0.011496 | 0.016105 | 7.3037 | 0.00081699 | 0.20722 | 0.00058439 | 0.84506 | 0.06086 | 0.12782 | 5.4704 | 0.0079698 | 15.0509 | 9.1011 | 567.1325 | 18.1871 | 1.8389 | 17.5308 | 8.5315 | 0.55112 | 0.14417 | 0.22186 | 0.030915 | 0.10963 | 0.085335 | 1.7265 | 0.58276 | 0.19545 | 0.51647 | 0.20446 | 12.0834 | 0.0028871 | 0.0030738 | 3.9621 | 3.1672 | 65.2196 | 7.794 | 3.4558 | 0.24366 | 0.32357 | 0.72494 | 0.014506 | 0.051855 | 0.2083 | 1.3157 | 1.135 | 814.4034 | 284.5953 | 254.518 | 214.4473 | 59.8834 | 105.3022 | 47.8145 | 3043.1128 | 282.9589 | 83.6745 | 18.4305 | 135.8525 | 9.9657 | 237.7789 | 87.6296 | 13.2356 | 52.4597 | 0.38138 | 3003.1928 | 2.6805 | 4.9245 | 2.1334 | 3.1691 | 12.4152 | 0.52169 | 0.73079 | 3.3651 | 0.23261 | 7.5652 | 0.22218 | 0.0014987 | 0.051525 | 0.015088 | 0.3304 | 1.8211 | 1.4582 | 2.1749 | 1.9169 | 1.6277
10 | 0.15463 | 0.026393 | 0.014281 | 1.2513 | 0.99169 | 0.9973 | 0.84865 | 0.040867 | 0.86143 | 0.55013 | 0.63079 | 0.75183 | 0.88459 | 0.1851 | 1648.1407 | 307.997 | 0.9444 | 0.78993 | 0.20542 | 0.30861 | 0.33014 | 2.17 | 3.651 | 475.715 | 0.0012949 | 168.7678 | 107.1182 | 12.3594 | 129.9028 | 14.7551 | 2.4092 | 50.4869 | 15.0225 | 11.0424 | 3085.8462 | 84.8928 | 106.7351 | 1558.082 | 115.7987 | 78.8537 | 247.317 | 230.1193 | 230.1407 | 29.4159 | 51.4216 | 0.70484 | 0.30699 | 0.20922 | 0.018853 | 0.0018462 | 7.7791e-05 | 38.0088 | 9.9052 | 3.1283 | 0.69637 | 0.62807 | 0.09304 | 2.8731 | 62.9507 | 4.3626 | 0.29972 | 0.79458 | 21.6355 | 79.823 | 30.9346 | 19.943 | 149.0983 | 7.9176 | 0.030702 | 0.27574 | 0.79448 | 37.8049 | 11.9439 | 717.0613 | 89.496 | 3.3119 | 0.11684 | 0.67714 | 0.091872 | 244.1336 | 139.0515 | 88.7796 | 65.0359 | 17.298 | 1382.5916 | 249.1259 | 73.8167 | 84.6094 | 263.6201 | 183.8404 | 99.4321 | 92.0136 | 8.2562 | 0.38383 | 0.90352 | 0.44061 | 58.5899 | 5.5203 | 2.2427 | 2.7927 | 0.15347 | 8.5881e-05 | 26.8246 | 1.2663 | 0.22914 | 0.27543 | 0.19065 | 2.8059 | 0.95611 | 1.1241 | 0.44189 | 106.2967 | 19.1259 | 33.1599 | 9.1246 | 137.2641 | 178.801 | 1727.0689 | 275.5861 | 353.7811 | 160.5205 | 795.6971 | 342.11 | 87.8897 | 393.6364 | 0.39677 | 0.077676 | 0.19864 | 0.068819 | 0.010131 | 0.0050233 | 2.1565e-05 | 0.0026832 | 28.6958 | 12.0294 | 1.049 | 0.19588 | 2.3176 | 6.2728 | 314.7519 | 90.487 | 3.6857 | 4.1904 | 128.3974 | 9.9745 | 126.6303 | 48.7817 | 32.1077 | 101.1449 | 744.7441 | 57.9011 | 695.0911 | 10.073 | 110.5995 | 678.6066 | 166.8925 | 83.4906 | 51.6857 | 69.1469 | 243.2864 | 52.0765 | 10.1555 | 169.3197 | 96.5488 | 10.5353 | 42.2696 | 511.7729 | 7.3511 | 81.2139 | 63.8263 | 164.1296 | 259.1107 | 75.8428 | 53.8034 | 27.9131 | 50.05 | 0.0084971 | 0.0013717 | 0.26084 | 39.1848 | 1.9297 | 10.0513 | 2.9944 | 302.3084 | 8.4538 | 4.017 | 0.56177 | 7332.9592 | 923.2482 | 1463.3891 | 1353.125 | 34.1113 | 1.1979 | 25.2533 | 2.6259 | 5521.2835 | 1809.0182 | 543.9044 | 87.3409 | 132.3067 | 7.7277 | 194.1261 | 0.0015786 | 37.9144 | 0.16765 | 11.6877 | 59.3155 | 3.9682 | 46.8024 | 163.694 | 0.10906 | 0.25873 | 1.9356 | 3.7688 | 0.37151 | 0.26122 | 1.1562 | 0.18931 | 37.3464 | 0.0025485 | 12.426 | 298.8931 | 0.024288 | 121.0935 | 4.9991 | 0.045091 | 0.65601 | 0.24573 | 5.1827 | 0.090566 | 1.7218 | 0.99329 | 1.4125 | 0.019287 | 0.11965 | 0.054364 | 4.4009 | 0.034934 | 0.53487 | 0.20912 | 8.8615 | 0.00047358 | 0.0033948 | 0.0028541 | 5.2634 | 0.018474 | 0.33543 | 0.219 | 0.26915 | 0.0012278 | 0.021836 | 0.014292 | 1.2106 | 0.0051405 | 0.095005 | 0.051545 | 0.71189 | 0.003842 | 0.042561 | 0.18688 | 0.5439 | 0.28473 | 1.178 | 347.6369 | 0.01373 | 1.9855 | 0.01244 | 4.0951 | 4.3492 | 2.7183 | 202.9385 | 0.23691 | 10.2994 | 9.0933 | 12.7466 | 108551.8937 | 9.0361 | 346.8811 | 9.4545 | 4.5859 | 1.9087 | 2.0578 | 2.5254 | 1.5255 | 1.7902 | 14.9329 | 4.0981 | 0.77504 | 7.3619 | 2.6917 | 274.5835 | 8.4302 | 0.41493 | 19.9091 | 25.5192 | 677.9532 | 67.1087 | 4.7294 | 2.9648 | 7.4167 | 8.4552 | 0.28968 | 1.3123 | 4.811 | 6.9249 | 6.7028 | 0.0020469 | 0.0012114 | 0.0039207 | 1.6436 | 8.4051e-05 | 0.0067081 | 5.993e-05 | 0.017641 | 0.0025598 | 0.0073314 | 13.8205 | 0.00067954 | 0.65844 | 0.30001 | 8.6362 | 1.2139 | 0.038341 | 1.3102 | 0.32547 | 0.021055 | 0.0081138 | 0.0071906 | 0.0032611 | 0.0062786 | 0.0069526 | 0.056736 | 0.071865 | 0.0036965 | 0.032655 | 0.010743 | 1.2256 | 0.00042557 | 0.00047144 | 0.098114 | 0.12911 | 2.7779 | 0.28491 | 0.021714 | 0.050096 | 0.025679 | 0.034625 | 0.0012473 | 0.0048758 | 0.019158 | 0.022622 | 0.024139 | 0.041168 | 0.016646 | 0.059273 | 17.6935 | 0.0011394 | 0.10011 | 0.00085239 | 0.39447 | 0.044798 | 0.14648 | 7.8047 | 0.011816 | 20.1807 | 14.0878 | 540.1936 | 31.3915 | 1.7886 | 26.9231 | 15.4204 | 0.89744 | 0.1115 | 0.091031 | 0.053917 | 0.099887 | 0.17198 | 1.8407 | 1.4063 | 0.046959 | 0.79636 | 0.15135 | 19.6863 | 0.0031836 | 0.0036676 | 10.1418 | 5.3415 | 142.5805 | 12.7737 | 1.5419 | 0.68579 | 0.41618 | 0.63215 | 0.019491 | 0.094711 | 0.39144 | 1.1419 | 0.97745 | 0.029125 | 0.010047 | 0.014925 | 7.6637 | 0.00079025 | 0.19886 | 0.00054475 | 0.93823 | 0.060001 | 0.11566 | 5.0019 | 0.009257 | 17.4559 | 8.7201 | 551.4527 | 20.6857 | 1.8493 | 19.6316 | 8.2708 | 0.56555 | 0.1558 | 0.23624 | 0.029139 | 0.10512 | 0.071997 | 2.0596 | 0.61973 | 0.18317 | 0.49383 | 0.22016 | 12.2165 | 0.0027356 | 0.0027922 | 3.5681 | 2.9018 | 58.7692 | 8.6239 | 2.9866 | 0.26903 | 0.28046 | 0.67594 | 0.013502 | 0.053486 | 0.21848 | 1.2608 | 1.2912 | 736.7804 | 326.3251 | 258.0039 | 190.2208 | 56.2174 | 109.495 | 43.2325 | 3130.3163 | 306.337 | 100.167 | 20.6642 | 112.662 | 7.9791 | 219.0308 | 92.0766 | 10.5772 | 57.4677 | 0.4783 | 2305.8748 | 2.156 | 6.6725 | 1.8187 | 3.2807 | 11.6912 | 0.46405 | 0.88278 | 3.5547 | 0.21026 | 16.65 | 0.13726 | 0.0013042 | 0.049338 | 0.015871 | 0.36436 | 2.0725 | 1.4029 | 2.8783 | 1.3498 | 0.86267
11 | 0.1499 | 0.024523 | 0.018872 | 1.1961 | 0.99434 | 0.99974 | 0.70555 | 0.024697 | 0.85246 | 0.66262 | 0.75315 | 0.76714 | 0.79024 | 0.19398 | 1621.2701 | 279.4816 | 0.94858 | 0.82762 | 0.13954 | 0.20742 | 0.49798 | 0.79548 | 4.2082 | 400.5305 | 0.0018863 | 135.1037 | 112.7567 | 14.1937 | 166.9579 | 15.5958 | 2.0563 | 54.4826 | 15.6967 | 12.9272 | 2612.836 | 96.1581 | 92.7464 | 1912.9704 | 113.5697 | 90.6815 | 233.1731 | 267.8169 | 250.7998 | 37.5364 | 55.3033 | 0.86679 | 0.048138 | 0.048668 | 0.015397 | 0.002067 | 9.1709e-05 | 37.6589 | 11.4516 | 3.2028 | 0.86186 | 0.66997 | 0.10137 | 2.5695 | 50.274 | 9.925 | 0.24071 | 0.76012 | 26.3354 | 119.5664 | 39.4439 | 22.0158 | 124.9711 | 8.3998 | 0.032012 | 0.26778 | 0.89116 | 34.2287 | 14.9048 | 522.6803 | 100.7855 | 3.4461 | 0.078008 | 0.5701 | 0.12072 | 315.198 | 159.9289 | 76.729 | 70.9279 | 17.4766 | 1241.1442 | 223.4306 | 87.476 | 74.1616 | 235.2745 | 170.4806 | 102.2046 | 71.8297 | 7.3417 | 0.83478 | 0.83928 | 0.50699 | 59.8985 | 5.2135 | 1.6196 | 2.5484 | 0.17262 | 6.5626e-05 | 27.6088 | 0.83844 | 0.22245 | 0.18639 | 0.19581 | 2.6141 | 0.96321 | 0.87816 | 0.51313 | 103.3316 | 17.6802 | 38.0291 | 8.562 | 147.9749 | 168.6838 | 1779.1077 | 263.7435 | 315.3889 | 178.8493 | 811.0196 | 308.196 | 96.6968 | 375.7536 | 0.17924 | 0.33612 | 0.16722 | 0.080571 | 0.01055 | 0.0062109 | 2.1019e-05 | 0.0020857 | 34.357 | 9.6446 | 0.92007 | 0.16948 | 2.678 | 6.0467 | 428.8509 | 71.8346 | 2.5443 | 4.0022 | 133.7811 | 7.9386 | 124.5416 | 50.0786 | 31.5147 | 82.6876 | 687.8323 | 56.9862 | 717.8314 | 9.5795 | 125.3163 | 801.4025 | 144.7456 | 102.0419 | 60.3347 | 62.6842 | 228.8272 | 60.1677 | 8.7959 | 196.8949 | 91.5494 | 11.1953 | 52.5193 | 623.3792 | 5.7577 | 70.202 | 57.0788 | 183.4597 | 277.0116 | 77.3653 | 43.3261 | 29.0746 | 51.9702 | 0.0093476 | 0.0013581 | 0.25524 | 30.0047 | 2.2242 | 9.7219 | 2.5414 | 259.8179 | 9.7893 | 5.3044 | 0.45185 | 7145.2325 | 819.7848 | 1442.0336 | 1043.749 | 26.9666 | 0.97841 | 24.3626 | 2.7141 | 5455.5336 | 1167.3186 | 560.7032 | 105.5251 | 131.0945 | 8.3503 | 179.0866 | 0.0011176 | 31.0093 | 0.15111 | 11.5016 | 49.4337 | 4.8064 | 59.625 | 167.1592 | 0.10532 | 0.23789 | 1.3697 | 3.8888 | 0.15392 | 0.22962 | 1.2529 | 0.12504 | 31.727 | 0.0028155 | 13.5571 | 313.4189 | 0.024884 | 113.4354 | 5.3956 | 0.050439 | 0.63037 | 0.26145 | 4.9706 | 0.093334 | 1.6762 | 1.1463 | 1.4756 | 0.017666 | 0.1143 | 0.053452 | 4.3195 | 0.038909 | 0.53915 | 0.22542 | 8.6118 | 0.00042042 | 0.0036275 | 0.0032475 | 5.2019 | 0.021444 | 0.35568 | 0.22316 | 0.27212 | 0.0010953 | 0.022076 | 0.013672 | 1.219 | 0.0054472 | 0.097684 | 0.049043 | 0.69433 | 0.0035806 | 0.048843 | 0.1761 | 0.52672 | 0.2691 | 1.0576 | 267.0067 | 0.015569 | 1.943 | 0.012652 | 3.6827 | 4.7222 | 2.6403 | 201.5967 | 0.41686 | 10.4366 | 8.4939 | 14.8226 | 114747.1912 | 8.8096 | 293.2984 | 8.0503 | 3.9489 | 1.9668 | 1.9786 | 2.8853 | 1.6528 | 1.8361 | 12.6941 | 3.7567 | 0.64723 | 7.9166 | 2.7881 | 270.177 | 7.6943 | 0.40802 | 18.9411 | 26.436 | 601.1809 | 58.2965 | 4.2152 | 2.7391 | 8.2311 | 7.9788 | 0.26198 | 1.2386 | 4.976 | 6.7616 | 5.6883 | 0.0019516 | 0.0013048 | 0.0046421 | 1.5845 | 9.7834e-05 | 0.0076403 | 6.3482e-05 | 0.017891 | 0.002439 | 0.0078558 | 13.92 | 0.00070568 | 0.68282 | 0.33163 | 8.3088 | 1.2566 | 0.040377 | 1.2927 | 0.2746 | 0.02037 | 0.0071528 | 0.0076255 | 0.0037285 | 0.0058345 | 0.0075759 | 0.057808 | 0.076544 | 0.0035804 | 0.031384 | 0.0099297 | 1.2445 | 0.0004613 | 0.00047364 | 0.096086 | 0.13048 | 2.7256 | 0.31891 | 0.021131 | 0.042076 | 0.026446 | 0.037279 | 0.001276 | 0.0053546 | 0.018172 | 0.026722 | 0.024872 | 0.040326 | 0.017882 | 0.058295 | 18.4663 | 0.0012553 | 0.099469 | 0.0009099 | 0.40446 | 0.050099 | 0.14132 | 7.9521 | 0.011424 | 19.9053 | 14.4194 | 468.5647 | 29.2841 | 1.6669 | 30.478 | 13.4923 | 0.8261 | 0.12055 | 0.10793 | 0.051267 | 0.085724 | 0.15728 | 1.9913 | 1.4281 | 0.042658 | 0.83384 | 0.18055 | 20.7575 | 0.0035341 | 0.003611 | 10.5961 | 4.7339 | 148.8055 | 13.6019 | 1.8474 | 0.62273 | 0.39887 | 0.55664 | 0.019084 | 0.093672 | 0.35084 | 1.1132 | 1.1866 | 0.029523 | 0.011029 | 0.01551 | 7.2357 | 0.00087899 | 0.2272 | 0.00063413 | 0.92345 | 0.065985 | 0.12498 | 5.7044 | 0.0078068 | 16.7041 | 8.5106 | 532.7662 | 17.5417 | 1.734 | 18.8722 | 7.9866 | 0.55709 | 0.137 | 0.21256 | 0.031981 | 0.09806 | 0.073316 | 2.0417 | 0.55632 | 0.16438 | 0.50979 | 0.21096 | 13.129 | 0.0028175 | 0.0032178 | 3.8685 | 2.8672 | 60.6772 | 8.0048 | 3.2524 | 0.23718 | 0.28583 | 0.65584 | 0.013841 | 0.048998 | 0.23895 | 1.2185 | 1.2425 | 674.3825 | 345.9963 | 235.7902 | 222.2118 | 69.0931 | 104.2578 | 39.5413 | 2973.7197 | 286.8641 | 89.6402 | 17.3196 | 137.6643 | 9.0777 | 250.9313 | 98.2914 | 11.5202 | 59.3432 | 0.47151 | 2610.5508 | 2.0617 | 7.3056 | 2.055 | 2.9515 | 12.711 | 0.62344 | 0.69639 | 3.917 | 0.30226 | 14.1262 | 0.15977 | 0.0020084 | 0.034387 | 0.007489 | 0.20689 | 1.1848 | 1.1457 | 2.1919 | 1.0981 | 1.3846
12 | 0.18966 | 0.031761 | 0.016512 | 1.3226 | 0.99866 | 0.9984 | 0.65923 | 0.063147 | 0.81567 | 0.59733 | 0.7924 | 0.802 | 0.77849 | 0.16731 | 1918.6116 | 179.6832 | 0.96365 | 0.85609 | 0.16464 | 0.24004 | 0.18397 | 2.023 | 3.6611 | 382.8262 | 0.0093113 | 173.6568 | 129.1498 | 15.2353 | 152.5519 | 15.9346 | 1.766 | 56.3628 | 12.4946 | 12.3124 | 2675.9905 | 91.6433 | 80.6994 | 1546.6437 | 120.2546 | 97.0314 | 274.3415 | 226.8448 | 254.7018 | 28.7918 | 53.6944 | 0.80013 | 0.14643 | 0.13408 | 0.017927 | 0.0019458 | 8.7135e-05 | 26.8627 | 11.1618 | 3.0786 | 0.78216 | 0.64019 | 0.11635 | 2.2504 | 67.8431 | 5.8382 | 0.34933 | 0.78587 | 17.2773 | 88.3135 | 33.4016 | 23.8109 | 119.2718 | 9.4395 | 0.038139 | 0.26421 | 0.76338 | 26.0066 | 17.3378 | 677.9052 | 116.8839 | 2.1516 | 0.094293 | 0.49185 | 0.11827 | 227.468 | 153.6275 | 93.1827 | 63.723 | 16.1653 | 1120.941 | 235.6195 | 71.4027 | 70.8904 | 244.1076 | 147.4676 | 97.8221 | 84.9244 | 9.0041 | 0.41234 | 0.72706 | 0.29536 | 66.3565 | 6.7328 | 2.0018 | 2.6562 | 0.14405 | 9.1474e-05 | 35.0468 | 1.026 | 0.23819 | 0.27222 | 0.12552 | 2.4701 | 0.96557 | 0.87057 | 0.44359 | 84.8263 | 17.3197 | 29.3494 | 8.1202 | 128.1642 | 142.1548 | 2104.5117 | 258.137 | 404.8188 | 186.1246 | 780.4167 | 325.9918 | 75.7921 | 464.6135 | 0.044024 | 0.39765 | 0.19022 | 0.06389 | 0.0095959 | 0.0051759 | 2.8018e-05 | 0.0023464 | 31.4394 | 13.732 | 0.91402 | 0.13816 | 2.4265 | 5.1648 | 351.7884 | 96.4317 | 3.0545 | 5.388 | 149.8047 | 8.9849 | 122.7094 | 52.5159 | 34.7393 | 99.4225 | 580.1534 | 62.4728 | 574.7328 | 8.586 | 132.8259 | 616.056 | 143.1489 | 83.7925 | 52.5299 | 59.149 | 212.2948 | 49.5745 | 9.4876 | 189.3163 | 77.4552 | 10.9931 | 51.6368 | 549.6193 | 6.014 | 82.5456 | 69.4549 | 213.7402 | 316.6468 | 85.2888 | 56.4213 | 35.3898 | 40.8309 | 0.012175 | 0.0014221 | 0.28552 | 33.3081 | 2.148 | 9.4243 | 3.3688 | 254.6876 | 11.3948 | 3.9948 | 0.50808 | 6633.7223 | 939.151 | 1274.0708 | 1404.9186 | 29.9063 | 1.2851 | 24.779 | 2.7723 | 4723.8488 | 1700.0418 | 532.1451 | 99.1989 | 154.1214 | 10.1511 | 155.4588 | 0.0012934 | 37.5312 | 0.15418 | 13.451 | 94.6151 | 5.7441 | 76.8984 | 191.2515 | 0.12351 | 0.26695 | 1.2486 | 3.9917 | 0.32615 | 0.22436 | 1.3416 | 0.18201 | 30.7368 | 0.0027006 | 13.1589 | 320.781 | 0.02283 | 129.9711 | 5.7995 | 0.046042 | 0.68585 | 0.25104 | 4.8981 | 0.086822 | 1.8082 | 1.0937 | 1.5645 | 0.018602 | 0.11726 | 0.053065 | 4.3747 | 0.039577 | 0.54371 | 0.21632 | 8.0737 | 0.00040243 | 0.0033515 | 0.0030862 | 4.8732 | 0.021288 | 0.34241 | 0.2025 | 0.25693 | 0.0010705 | 0.018871 | 0.014695 | 1.2378 | 0.005609 | 0.092595 | 0.056885 | 0.7237 | 0.0035057 | 0.043635 | 0.18056 | 0.51599 | 0.29869 | 1.1794 | 369.3771 | 0.017374 | 1.9774 | 0.01201 | 3.8052 | 3.6783 | 2.5047 | 205.3489 | 0.25574 | 9.8185 | 8.3907 | 13.8376 | 120086.2671 | 9.303 | 339.9816 | 9.0759 | 4.6663 | 2.2491 | 1.7597 | 3.0159 | 1.6106 | 1.9928 | 14.6027 | 4.3109 | 0.67648 | 7.5256 | 2.9137 | 282.0875 | 8.4995 | 0.42945 | 18.5799 | 29.2036 | 684.1164 | 61.2903 | 4.9176 | 2.5966 | 8.4089 | 8.2814 | 0.27946 | 1.2783 | 5.6478 | 7.4156 | 6.8837 | 0.0020772 | 0.0011914 | 0.004294 | 1.4745 | 8.6071e-05 | 0.0075095 | 5.925e-05 | 0.019451 | 0.0027829 | 0.0087598 | 14.0644 | 0.00079142 | 0.66178 | 0.31831 | 8.7169 | 1.3663 | 0.041352 | 1.3002 | 0.3018 | 0.018283 | 0.0069012 | 0.0074446 | 0.0035052 | 0.0060732 | 0.0072668 | 0.055958 | 0.079025 | 0.0038599 | 0.035119 | 0.0096505 | 1.1503 | 0.0004316 | 0.00046516 | 0.090939 | 0.11149 | 2.8406 | 0.288 | 0.022069 | 0.041912 | 0.02873 | 0.034264 | 0.0012599 | 0.0050096 | 0.019838 | 0.022777 | 0.023065 | 0.04401 | 0.016769 | 0.055289 | 19.3879 | 0.0013696 | 0.10222 | 0.00088013 | 0.45006 | 0.053258 | 0.16802 | 7.7254 | 0.010594 | 22.8376 | 15.4866 | 502.5002 | 27.5911 | 1.943 | 29.3233 | 15.0859 | 0.95785 | 0.11374 | 0.10019 | 0.055506 | 0.094964 | 0.18291 | 1.7501 | 1.3444 | 0.041621 | 0.91208 | 0.15224 | 20.5084 | 0.0037645 | 0.0034075 | 10.4616 | 4.8391 | 139.8098 | 14.4818 | 1.7676 | 0.59658 | 0.44418 | 0.67061 | 0.022603 | 0.090481 | 0.34403 | 0.99995 | 1.126 | 0.027861 | 0.011814 | 0.015071 | 6.5141 | 0.00086832 | 0.20875 | 0.00063027 | 0.90871 | 0.064243 | 0.13682 | 5.2464 | 0.0089308 | 17.233 | 7.8476 | 503.8661 | 19.7865 | 1.8804 | 20.0716 | 8.3311 | 0.51133 | 0.14765 | 0.22593 | 0.028855 | 0.11217 | 0.079611 | 1.8146 | 0.58573 | 0.18504 | 0.52065 | 0.20381 | 11.7864 | 0.0030376 | 0.0030322 | 3.8302 | 2.8839 | 62.5785 | 7.6473 | 2.8946 | 0.27515 | 0.30914 | 0.70908 | 0.012411 | 0.050301 | 0.22796 | 1.0851 | 1.2976 | 717.8344 | 282.0719 | 252.2668 | 200.9386 | 66.0126 | 111.0736 | 45.1964 | 3160.0767 | 299.1361 | 81.8971 | 18.2073 | 114.4406 | 8.595 | 203.5434 | 102.2421 | 11.0192 | 52.797 | 0.40859 | 3640.2405 | 2.8092 | 7.8433 | 2.0821 | 2.1863 | 13.2948 | 0.57596 | 1.0235 | 4.1418 | 0.2861 | 13.0077 | 0.20274 | 0.0017421 | 0.052074 | 0.012087 | 0.25665 | 2.0193 | 2.201 | 4.2356 | 1.9892 | 1.5031
13 | 0.14602 | 0.030523 | 0.0072933 | 1.497 | 0.99319 | 0.99324 | 0.96167 | 0.056699 | 0.90464 | 0.57308 | 0.83329 | 0.84661 | 0.88954 | 0.20109 | 2148.2179 | 401.7628 | 0.94973 | 0.79317 | 0.17055 | 0.28604 | 0.20661 | 0.12865 | 3.9011 | 125.1982 | 0.00038593 | 147.644 | 138.0368 | 14.4765 | 123.8404 | 16.1752 | 1.9031 | 58.7818 | 17.2415 | 14.4989 | 2808.6282 | 95.8324 | 102.1508 | 1899.5938 | 108.7768 | 83.9479 | 236.3835 | 249.291 | 247.2005 | 36.7407 | 59.3765 | 0.92568 | 0.29705 | 0.09332 | 0.017252 | 0.0017278 | 8.028e-05 | 34.8892 | 12.3888 | 2.8442 | 0.76378 | 0.49615 | 0.10257 | 2.7375 | 59.1602 | 1.4892 | 0.2689 | 0.81336 | 20.3197 | 106.3045 | 35.0195 | 21.3998 | 144.624 | 8.9702 | 0.031218 | 0.24067 | 0.86889 | 30.3074 | 17.2661 | 826.2895 | 86.1665 | 3.7804 | 0.089214 | 0.58899 | 0.082211 | 286.7445 | 125.2356 | 79.5965 | 59.0944 | 15.5449 | 1344.4343 | 246.9436 | 109.8231 | 73.469 | 221.3885 | 176.1568 | 81.3666 | 88.0977 | 8.4346 | 0.76312 | 0.5415 | 0.34793 | 70.823 | 4.8261 | 1.9996 | 2.4703 | 0.1565 | 7.2679e-05 | 29.1658 | 0.96259 | 0.20102 | 0.24056 | 0.14103 | 3.1224 | 0.96778 | 1.2602 | 0.4192 | 74.4278 | 12.748 | 38.709 | 9.2437 | 139.9506 | 177.1216 | 2250.0096 | 239.7357 | 384.188 | 154.7175 | 743.6193 | 380.5161 | 85.31 | 493.3505 | 0.26126 | 0.35873 | 0.12019 | 0.071879 | 0.0091186 | 0.0063925 | 2.4755e-05 | 0.0026559 | 36.235 | 12.5869 | 1.1086 | 0.18286 | 2.7535 | 6.5107 | 412.1306 | 63.4678 | 4.0683 | 5.981 | 120.5524 | 9.8696 | 137.1763 | 46.6828 | 34.4483 | 97.9439 | 605.5217 | 65.9712 | 667.7751 | 9.7091 | 139.4492 | 652.3889 | 162.9649 | 91.2427 | 57.5573 | 60.1785 | 202.3232 | 57.4354 | 8.6647 | 162.6744 | 83.4408 | 11.3347 | 48.2544 | 645.6202 | 6.3191 | 73.5085 | 65.0058 | 187.2569 | 286.5024 | 88.7042 | 47.3049 | 33.7092 | 44.6465 | 0.011259 | 0.0010601 | 0.2465 | 32.1545 | 2.294 | 11.5217 | 2.4607 | 268.0989 | 8.7514 | 4.2886 | 0.49925 | 6833.8375 | 965.6181 | 1352.7546 | 1092.5892 | 35.7046 | 0.93579 | 26.3348 | 2.8058 | 5252.4138 | 1478.5189 | 624.2461 | 107.5341 | 118.4645 | 9.8181 | 170.0282 | 0.0011955 | 30.363 | 0.15684 | 13.0974 | 74.4768 | 4.2532 | 51.2754 | 171.6601 | 0.12059 | 0.20714 | 1.0535 | 3.5083 | 0.3186 | 0.25455 | 1.3105 | 0.15116 | 34.5796 | 0.0025951 | 14.4719 | 285.4373 | 0.022482 | 113.0119 | 5.1804 | 0.04583 | 0.61311 | 0.26929 | 4.7395 | 0.088363 | 1.8424 | 1.1155 | 1.5281 | 0.019524 | 0.11337 | 0.054772 | 4.6703 | 0.035886 | 0.50694 | 0.22909 | 7.5773 | 0.00045514 | 0.0036083 | 0.0028704 | 5.4239 | 0.021116 | 0.36704 | 0.24292 | 0.25196 | 0.0011007 | 0.021592 | 0.012928 | 1.1305 | 0.0053206 | 0.089208 | 0.053878 | 0.64464 | 0.0039489 | 0.046594 | 0.19565 | 0.54911 | 0.27152 | 1.0588 | 219.8779 | 0.017481 | 1.9686 | 0.011804 | 4.2302 | 5.8448 | 2.9046 | 197.914 | 0.064175 | 9.9633 | 8.7968 | 12.6224 | 121873.737 | 7.9571 | 315.882 | 8.8978 | 4.2987 | 1.8694 | 2.0187 | 2.9569 | 1.4819 | 1.8998 | 14.4194 | 4.0478 | 0.73843 | 7.4551 | 3.073 | 290.8401 | 8.2508 | 0.47854 | 16.8985 | 25.3665 | 590.9165 | 62.6855 | 4.5456 | 2.6685 | 7.095 | 6.9747 | 0.28195 | 1.1806 | 5.5182 | 7.4861 | 5.8487 | 0.0020961 | 0.0013639 | 0.0043764 | 1.5308 | 9.4316e-05 | 0.0066483 | 5.7378e-05 | 0.017696 | 0.0028262 | 0.0076694 | 13.3255 | 0.00079937 | 0.68847 | 0.27494 | 7.9623 | 1.4068 | 0.039593 | 1.1996 | 0.29632 | 0.0176 | 0.0081996 | 0.0070707 | 0.0038588 | 0.0058004 | 0.0062125 | 0.059793 | 0.079629 | 0.0039281 | 0.031044 | 0.010411 | 1.2014 | 0.00044063 | 0.0004329 | 0.094842 | 0.12564 | 2.9972 | 0.32518 | 0.019239 | 0.04478 | 0.029183 | 0.038862 | 0.0010842 | 0.0049391 | 0.021885 | 0.025898 | 0.024453 | 0.043456 | 0.015899 | 0.058053 | 19.0138 | 0.0011632 | 0.095055 | 0.00091932 | 0.38436 | 0.047157 | 0.14418 | 6.943 | 0.01221 | 21.1677 | 12.9296 | 481.5597 | 25.7974 | 1.7847 | 29.9143 | 13.8797 | 0.98043 | 0.10313 | 0.097565 | 0.056958 | 0.10182 | 0.16886 | 2.0406 | 1.3542 | 0.046848 | 0.89763 | 0.17392 | 19.1328 | 0.0033283 | 0.003105 | 9.1283 | 5.4628 | 163.8014 | 14.9825 | 1.6539 | 0.67052 | 0.41567 | 0.65638 | 0.022295 | 0.10024 | 0.33627 | 1.0305 | 1.0711 | 0.026831 | 0.011167 | 0.015623 | 7.5485 | 0.00090406 | 0.21405 | 0.00055676 | 1.0168 | 0.069667 | 0.13035 | 5.8644 | 0.0088826 | 15.4945 | 7.6896 | 489.442 | 17.4255 | 1.9456 | 20.3487 | 8.7812 | 0.56163 | 0.15483 | 0.21645 | 0.031201 | 0.098802 | 0.073909 | 1.7408 | 0.64707 | 0.16629 | 0.44842 | 0.21383 | 12.8411 | 0.0032102 | 0.0031859 | 4.1016 | 2.7103 | 63.5584 | 8.0643 | 3.2359 | 0.28095 | 0.31323 | 0.62427 | 0.012471 | 0.054847 | 0.21621 | 1.1409 | 1.1542 | 792.4574 | 274.0176 | 205.4626 | 224.8725 | 53.8212 | 86.5292 | 41.0571 | 3066.6496 | 306.1439 | 87.1817 | 21.1113 | 127.2932 | 10.4337 | 206.3485 | 104.2466 | 11.4358 | 64.0417 | 0.37004 | 2380.0146 | 2.5847 | 6.1887 | 1.7547 | 2.5642 | 8.3583 | 0.60729 | 0.69873 | 4.4677 | 0.31463 | 15.2852 | 0.10906 | 0.0009056 | 0.023628 | 0.0092085 | 0.31334 | 1.7125 | 1.2407 | 3.8089 | 1.4649 | 1.2079
14 | 0.18473 | 0.017256 | 0.021559 | 1.1789 | 0.99942 | 0.99224 | 0.79365 | 0.055878 | 0.85549 | 0.39641 | 0.69038 | 0.78983 | 0.7611 | 0.19057 | 1123.4592 | 197.34 | 0.9534 | 0.80379 | 0.15361 | 0.16832 | 0.28118 | 1.5683 | 2.5535 | 280.6477 | 0.0066701 | 151.1087 | 102.6947 | 12.6922 | 138.9802 | 13.3895 | 1.9637 | 65.2511 | 15.4205 | 11.9257 | 2764.0294 | 92.3932 | 84.6783 | 1794.5542 | 116.5679 | 86.1926 | 241.1322 | 239.8992 | 199.8246 | 29.6808 | 58.4937 | 0.74103 | 0.22371 | 0.30221 | 0.014284 | 0.0021947 | 6.579e-05 | 32.5615 | 12.9002 | 3.5817 | 0.91988 | 0.69868 | 0.081296 | 2.0044 | 50.6228 | 2.8436 | 0.31095 | 0.88322 | 25.7843 | 123.5148 | 32.3099 | 18.4593 | 127.1759 | 9.391 | 0.031888 | 0.32237 | 0.90963 | 32.059 | 16.2289 | 630.6305 | 95.796 | 2.4311 | 0.11421 | 0.62938 | 0.097062 | 291.1848 | 135.1139 | 84.118 | 72.9081 | 17.781 | 1083.1681 | 279.8971 | 100.149 | 77.8513 | 278.4993 | 173.6874 | 82.4965 | 75.7861 | 8.082 | 0.57206 | 0.79986 | 0.45328 | 50.1786 | 5.9215 | 2.2916 | 2.4051 | 0.16367 | 9.3613e-05 | 36.892 | 1.0553 | 0.26701 | 0.23528 | 0.13705 | 2.5554 | 0.9613 | 1.0134 | 0.42759 | 75.749 | 18.3593 | 31.6988 | 9.995 | 149.5012 | 117.6044 | 2296.1559 | 235.668 | 341.0393 | 164.9374 | 893.6944 | 389.3938 | 84.098 | 437.6681 | 0.07041 | 0.14916 | 0.13025 | 0.086337 | 0.010215 | 0.0071969 | 2.2608e-05 | 0.0023047 | 36.3895 | 10.2877 | 1.1299 | 0.1753 | 1.9522 | 6.6636 | 427.1418 | 72.7177 | 3.1447 | 4.9388 | 141.7792 | 9.4738 | 106.4211 | 41.7286 | 32.683 | 89.6438 | 710.8618 | 71.5748 | 661.8211 | 8.4602 | 112.8029 | 827.1502 | 126.4197 | 93.9795 | 53.9738 | 73.4624 | 252.9406 | 58.9809 | 9.3789 | 202.6014 | 82.1028 | 12.3585 | 45.7083 | 609.0736 | 7.4353 | 84.6384 | 66.1845 | 170.6739 | 243.3696 | 80.5199 | 49.5029 | 30.9223 | 49.4035 | 0.012308 | 0.00098864 | 0.22643 | 32.4513 | 2.7081 | 8.898 | 2.7957 | 294.9622 | 12.4946 | 5.9042 | 0.47898 | 6934.7978 | 852.2234 | 1430.038 | 1436.108 | 31.3638 | 1.0145 | 20.6318 | 2.5068 | 5630.1458 | 1331.6911 | 631.2986 | 90.7503 | 149.2266 | 9.9566 | 180.6103 | 0.0012482 | 33.0458 | 0.18016 | 13.7645 | 51.1166 | 6.2079 | 74.4343 | 179.2344 | 0.11288 | 0.25018 | 2.3238 | 3.1396 | 0.3662 | 0.24843 | 0.9103 | 0.13313 | 33.2393 | 0.0029379 | 12.6285 | 288.8507 | 0.024151 | 114.7463 | 5.2168 | 0.046443 | 0.61664 | 0.26285 | 4.7843 | 0.09236 | 1.7838 | 1.0354 | 1.5165 | 0.019765 | 0.11567 | 0.052068 | 4.2967 | 0.039265 | 0.55687 | 0.21978 | 9.194 | 0.00045995 | 0.0037568 | 0.00313 | 5.4875 | 0.019282 | 0.36875 | 0.22576 | 0.26598 | 0.001282 | 0.019562 | 0.013531 | 1.1718 | 0.0053858 | 0.10118 | 0.056176 | 0.70366 | 0.0034492 | 0.044781 | 0.17973 | 0.53826 | 0.25935 | 1.1453 | 330.8546 | 0.017873 | 2.005 | 0.011465 | 3.5686 | 4.0743 | 2.8712 | 207.7053 | 0.51797 | 10.1683 | 8.585 | 15.1084 | 122506.1576 | 7.7395 | 331.7952 | 8.3653 | 4.1522 | 2.0326 | 1.7841 | 3.0586 | 1.7 | 1.89 | 14.8881 | 4.4456 | 0.75758 | 7.623 | 2.5182 | 273.0662 | 9.1589 | 0.4205 | 19.3798 | 27.3797 | 672.2891 | 66.2907 | 4.6049 | 2.6252 | 8.1653 | 8.1958 | 0.25731 | 1.1148 | 5.5849 | 6.5604 | 5.831 | 0.0018936 | 0.0013391 | 0.0045649 | 1.354 | 8.8241e-05 | 0.0067788 | 6.2762e-05 | 0.017467 | 0.0025943 | 0.0082833 | 13.6523 | 0.00069732 | 0.64496 | 0.27702 | 7.4517 | 1.2164 | 0.036532 | 1.2767 | 0.30513 | 0.018553 | 0.0073794 | 0.0077128 | 0.0033503 | 0.0061666 | 0.0070985 | 0.06312 | 0.070884 | 0.0035398 | 0.034536 | 0.011335 | 1.0547 | 0.00041129 | 0.00045228 | 0.10827 | 0.11727 | 2.6136 | 0.31227 | 0.02224 | 0.044229 | 0.025099 | 0.032403 | 0.0010982 | 0.0054659 | 0.019673 | 0.027483 | 0.022603 | 0.042172 | 0.018155 | 0.05558 | 18.4172 | 0.0013265 | 0.096155 | 0.00083117 | 0.40009 | 0.051719 | 0.14964 | 7.9003 | 0.011769 | 21.0681 | 13.037 | 510.1007 | 29.7923 | 1.7355 | 29.0268 | 15.199 | 0.94001 | 0.10759 | 0.11049 | 0.050878 | 0.09321 | 0.15506 | 1.949 | 1.45 | 0.043122 | 0.7904 | 0.16005 | 19.0292 | 0.0036121 | 0.0035061 | 10.2924 | 4.9045 | 160.7527 | 13.1771 | 1.576 | 0.68107 | 0.3845 | 0.56858 | 0.020752 | 0.094895 | 0.36821 | 1.1654 | 1.1362 | 0.027074 | 0.011727 | 0.013882 | 7.516 | 0.0007818 | 0.23429 | 0.00053368 | 0.95509 | 0.067886 | 0.12045 | 5.0224 | 0.0083249 | 15.9428 | 8.1742 | 538.8848 | 18.9646 | 1.9313 | 18.402 | 8.4532 | 0.48608 | 0.14301 | 0.22923 | 0.029673 | 0.11825 | 0.083539 | 1.7908 | 0.62704 | 0.19397 | 0.49145 | 0.22966 | 11.7408 | 0.0029025 | 0.0029306 | 4.1702 | 2.9808 | 67.8911 | 8.2612 | 3.0337 | 0.2412 | 0.29803 | 0.69026 | 0.013358 | 0.05614 | 0.24588 | 1.2363 | 1.2118 | 805.0878 | 333.4054 | 201.4897 | 209.3108 | 61.8138 | 95.4993 | 41.2225 | 3592.034 | 260.1661 | 97.1383 | 20.1218 | 119.2933 | 9.4496 | 225.9936 | 89.3421 | 12.3249 | 56.4752 | 0.40177 | 2472.5955 | 1.9582 | 7.9665 | 1.833 | 2.1281 | 9.908 | 0.45667 | 1.0042 | 3.135 | 0.24641 | 8.1093 | 0.093496 | 0.0021447 | 0.026453 | 0.014737 | 0.19845 | 1.1946 | 2.2863 | 5.3627 | 0.76981 | 1.5839
15 | 0.1772 | 0.02688 | 0.012012 | 1.2906 | 0.99633 | 0.99852 | 0.94106 | 0.037892 | 0.87876 | 0.6243 | 0.56554 | 0.82898 | 0.84025 | 0.17862 | 1491.7025 | 269.9922 | 0.94728 | 0.77368 | 0.20986 | 0.33573 | 0.23785 | 2.439 | 3.3382 | 643.4264 | 0.00060897 | 149.2485 | 94.0216 | 16.6345 | 149.7994 | 13.1267 | 2.0269 | 61.6264 | 14.5976 | 12.1058 | 2620.9074 | 86.5677 | 105.2924 | 1827.3817 | 109.3487 | 98.2345 | 290.5335 | 236.7685 | 220.9076 | 33.2776 | 49.583 | 0.87402 | 0.23057 | 0.36737 | 0.019492 | 0.001761 | 9.4763e-05 | 35.6124 | 14.0662 | 3.2675 | 0.826 | 0.56919 | 0.096048 | 2.7987 | 60.8948 | 4.7978 | 0.26208 | 0.91759 | 22.2587 | 112.999 | 27.7218 | 15.666 | 136.0655 | 8.8285 | 0.033299 | 0.29959 | 0.79305 | 38.4415 | 20.1441 | 844.9955 | 131.5798 | 3.5054 | 0.11967 | 0.43089 | 0.11058 | 326.5167 | 140.7987 | 89.3767 | 64.0821 | 15.0415 | 1173.4364 | 264.2673 | 106.2754 | 79.0917 | 254.2812 | 180.5271 | 75.9148 | 85.0344 | 7.0867 | 0.62297 | 0.57643 | 0.41269 | 53.0309 | 6.1017 | 2.0666 | 2.3383 | 0.18141 | 7.6648e-05 | 35.9409 | 1.0062 | 0.21721 | 0.26027 | 0.17198 | 3.3331 | 0.95055 | 0.96092 | 0.4005 | 97.3373 | 12.1714 | 39.5541 | 9.5403 | 142.8449 | 192.8561 | 2123.1417 | 207.5139 | 408.3597 | 156.8508 | 718.1346 | 357.9162 | 78.4177 | 481.8592 | 0.20317 | 0.19091 | 0.012073 | 0.077146 | 0.0087829 | 0.0054736 | 2.4232e-05 | 0.0022048 | 38.4562 | 10.809 | 1.1894 | 0.17181 | 2.5158 | 4.3966 | 356.5213 | 59.3764 | 3.328 | 5.3511 | 126.5322 | 9.7861 | 127.8515 | 39.5863 | 29.3932 | 93.0563 | 698.7191 | 63.4199 | 632.0063 | 10.2329 | 123.7689 | 714.0863 | 132.3675 | 89.548 | 48.9243 | 61.1858 | 195.3588 | 46.8731 | 9.6478 | 174.2501 | 90.4545 | 10.4524 | 42.0408 | 676.39 | 6.689 | 66.7253 | 55.3871 | 173.3105 | 265.9581 | 96.9922 | 52.9802 | 35.8725 | 42.164 | 0.011838 | 0.0010499 | 0.25324 | 38.6022 | 2.6875 | 11.4216 | 2.1335 | 313.9954 | 10.0899 | 5.655 | 0.38438 | 7497.9366 | 741.1547 | 1206.2924 | 1140.2698 | 29.69 | 0.76754 | 22.7328 | 2.6465 | 5910.9184 | 1446.025 | 480.0451 | 102.0104 | 129.1101 | 8.6139 | 189.1636 | 0.0013553 | 31.7224 | 0.15752 | 12.8662 | 90.4288 | 6.3539 | 62.133 | 201.7999 | 0.11175 | 0.26295 | 2.8268 | 2.5774 | 0.1799 | 0.21517 | 0.91402 | 0.17763 | 35.7048 | 0.0025236 | 13.8405 | 309.7925 | 0.022026 | 111.6586 | 5.5061 | 0.044089 | 0.63778 | 0.24841 | 4.6446 | 0.097201 | 1.7606 | 1.141 | 1.5083 | 0.01844 | 0.10609 | 0.054003 | 4.2094 | 0.036526 | 0.49064 | 0.22264 | 8.5072 | 0.00043034 | 0.0032403 | 0.0030145 | 5.4446 | 0.020364 | 0.37864 | 0.24499 | 0.28759 | 0.0012551 | 0.022693 | 0.013107 | 1.1442 | 0.0057146 | 0.094154 | 0.057964 | 0.74613 | 0.0032797 | 0.040939 | 0.19337 | 0.5176 | 0.30137 | 0.98993 | 258.7037 | 0.01606 | 1.9582 | 0.012526 | 5.1874 | 4.4589 | 2.4176 | 191.0913 | 0.48879 | 10.0636 | 8.0114 | 13.4347 | 118531.9485 | 8.8782 | 320.4495 | 8.4311 | 4.8128 | 2.2124 | 1.9467 | 3.0288 | 1.6864 | 2.0176 | 13.6081 | 4.2132 | 0.6919 | 8.3639 | 3.0309 | 289.1295 | 7.7357 | 0.43722 | 17.3801 | 26.7268 | 656.861 | 69.8993 | 4.7101 | 3.1015 | 8.0379 | 7.8921 | 0.27585 | 1.2063 | 5.6172 | 6.3758 | 5.9237 | 0.002105 | 0.0011486 | 0.0045271 | 1.4065 | 8.9434e-05 | 0.0064205 | 6.4291e-05 | 0.018386 | 0.0024568 | 0.0074403 | 12.3293 | 0.00071373 | 0.60671 | 0.28384 | 8.1668 | 1.3088 | 0.03538 | 1.2217 | 0.28962 | 0.018699 | 0.007819 | 0.0075257 | 0.0036318 | 0.0056795 | 0.0068909 | 0.054099 | 0.074166 | 0.0037651 | 0.032397 | 0.010462 | 1.165 | 0.00047194 | 0.00043775 | 0.10652 | 0.11358 | 2.6681 | 0.31553 | 0.022392 | 0.049711 | 0.025746 | 0.035053 | 0.0011931 | 0.0051903 | 0.020464 | 0.024352 | 0.024752 | 0.039932 | 0.019085 | 0.064752 | 19.8207 | 0.0013422 | 0.10953 | 0.00089417 | 0.39008 | 0.046843 | 0.13949 | 7.6675 | 0.011072 | 19.7765 | 15.3558 | 466.4275 | 27.9178 | 1.6237 | 29.4629 | 13.3309 | 0.87707 | 0.10517 | 0.10617 | 0.052497 | 0.10149 | 0.1669 | 1.7422 | 1.4387 | 0.04432 | 0.82881 | 0.16151 | 17.9591 | 0.0034486 | 0.0032353 | 10.228 | 5.1811 | 168.281 | 13.4793 | 1.5582 | 0.6282 | 0.43748 | 0.59199 | 0.020383 | 0.088123 | 0.33445 | 1.148 | 0.98417 | 0.029232 | 0.010636 | 0.016576 | 7.0874 | 0.0008476 | 0.22199 | 0.0005909 | 0.89505 | 0.061108 | 0.12892 | 4.8694 | 0.0080801 | 16.05 | 8.7908 | 495.3731 | 18.4263 | 1.7704 | 20.5315 | 7.6547 | 0.52271 | 0.1642 | 0.2088 | 0.027897 | 0.10177 | 0.084468 | 1.917 | 0.55285 | 0.18735 | 0.47911 | 0.1967 | 11.0818 | 0.0029951 | 0.003005 | 4.2246 | 2.8314 | 57.7267 | 7.8442 | 2.9556 | 0.28327 | 0.28838 | 0.65034 | 0.013975 | 0.048425 | 0.24086 | 1.1236 | 1.1166 | 699.9597 | 357.1359 | 222.0913 | 202.616 | 71.8943 | 98.5868 | 46.9383 | 3786.7465 | 289.3219 | 95.8221 | 17.6694 | 104.0785 | 10.7145 | 196.0485 | 100.6813 | 13.7335 | 62.7146 | 0.44211 | 2850.7082 | 2.0026 | 7.5603 | 1.5141 | 3.0668 | 10.397 | 0.42195 | 0.85819 | 3.173 | 0.29181 | 6.4462 | 0.11334 | 0.00081395 | 0.037095 | 0.010608 | 0.21573 | 1.368 | 1.0615 | 3.1077 | 1.7575 | 1.8658
16 | 0.15192 | 0.021289 | 0.0090733 | 1.3072 | 0.99234 | 0.99066 | 0.91828 | 0.048435 | 0.79964 | 0.52591 | 0.88192 | 0.7312 | 0.8569 | 0.16051 | 1427.4573 | 245.8504 | 0.95192 | 0.8634 | 0.12734 | 0.19497 | 0.1454 | 1.1826 | 5.0773 | 689.6708 | 0.0031238 | 154.3599 | 126.224 | 14.8461 | 175.1404 | 13.7201 | 2.268 | 53.4815 | 16.7596 | 12.6453 | 2825.0829 | 97.6897 | 82.8581 | 1458.8538 | 123.0833 | 100.099 | 260.6555 | 245.1025 | 234.1032 | 35.384 | 45.9832 | 0.90802 | 0.17789 | 0.33617 | 0.013547 | 0.0019643 | 6.4977e-05 | 38.7144 | 10.2982 | 2.727 | 0.89138 | 0.48836 | 0.090095 | 2.6318 | 66.6869 | 2.0286 | 0.27049 | 0.90055 | 24.65 | 86.3952 | 30.0308 | 15.3487 | 142.7385 | 9.7514 | 0.039164 | 0.30277 | 0.94584 | 39.7023 | 13.9425 | 883.9402 | 122.5971 | 2.3575 | 0.122 | 0.54149 | 0.10665 | 351.1286 | 161.7361 | 82.2393 | 61.4274 | 18.0286 | 1168.0742 | 274.1284 | 75.2795 | 81.6189 | 295.2301 | 162.3563 | 100.2639 | 77.0001 | 8.5904 | 0.63673 | 0.78759 | 0.56153 | 52.4151 | 7.0995 | 2.1307 | 2.2505 | 0.14065 | 8.1071e-05 | 30.3788 | 1.3638 | 0.20934 | 0.24339 | 0.17924 | 2.8276 | 0.96458 | 1.3444 | 0.46006 | 82.4771 | 19.0031 | 26.0961 | 7.9144 | 140.6885 | 111.47 | 1846.1201 | 223.851 | 373.7888 | 185.6424 | 823.5075 | 319.3363 | 83.2221 | 401.446 | 0.10701 | 0.023898 | 0.21371 | 0.075575 | 0.0073522 | 0.0069222 | 2.0484e-05 | 0.0018643 | 29.279 | 11.2547 | 1.1492 | 0.1414 | 1.9804 | 5.8475 | 293.1951 | 81.6154 | 2.8986 | 4.8332 | 122.0082 | 8.7806 | 112.7863 | 40.355 | 35.4867 | 79.9886 | 769.2922 | 65.5726 | 611.8923 | 10.3639 | 130.8823 | 701.82 | 137.8337 | 106.9528 | 51.2856 | 72.6262 | 248.8671 | 63.1422 | 7.9202 | 159.8031 | 86.3037 | 12.0264 | 41.0993 | 593.6181 | 5.5913 | 85.8376 | 54.1017 | 161.128 | 297.8655 | 91.887 | 50.2717 | 36.386 | 43.8567 | 0.010089 | 0.0012696 | 0.23806 | 35.4482 | 2.4805 | 10.9704 | 3.2047 | 245.6177 | 10.4707 | 5.8345 | 0.61184 | 7036.6045 | 776.7078 | 1504.6521 | 1025.6339 | 28.4905 | 1.2262 | 26.9617 | 3.1866 | 5778.1803 | 1527.9507 | 615.0782 | 93.1928 | 152.1609 | 7.7985 | 187.5056 | 0.0014552 | 38.5123 | 0.16068 | 12.0782 | 88.5978 | 6.0741 | 82.0878 | 186.0596 | 0.10969 | 0.23685 | 2.5137 | 2.6209 | 0.23188 | 0.26477 | 1.2126 | 0.15493 | 31.4247 | 0.003029 | 13.6191 | 316.3389 | 0.02366 | 130.3086 | 5.6502 | 0.044639 | 0.58076 | 0.25831 | 4.9345 | 0.091223 | 1.645 | 1.0782 | 1.4989 | 0.020084 | 0.11049 | 0.058029 | 4.3678 | 0.0385 | 0.52905 | 0.21428 | 8.3583 | 0.0004774 | 0.0031696 | 0.0032794 | 5.0129 | 0.01987 | 0.39531 | 0.21292 | 0.24408 | 0.0011696 | 0.019043 | 0.014425 | 1.3167 | 0.0050268 | 0.099949 | 0.050792 | 0.75238 | 0.0034978 | 0.044378 | 0.19122 | 0.52176 | 0.2963 | 1.0908 | 284.4836 | 0.015849 | 1.9943 | 0.012305 | 5.0944 | 5.2327 | 2.6147 | 193.1195 | 0.46608 | 9.3962 | 8.2241 | 13.2419 | 103808.761 | 8.1965 | 342.5594 | 8.2654 | 3.9861 | 2.0739 | 1.8789 | 2.7206 | 1.4515 | 1.7602 | 15.0565 | 4.3875 | 0.71675 | 8.2696 | 2.9671 | 258.3874 | 8.2166 | 0.45425 | 19.1762 | 24.5157 | 620.2505 | 60.4253 | 4.1637 | 3.0361 | 7.9757 | 7.3696 | 0.25978 | 1.3502 | 5.2607 | 7.5796 | 5.741 | 0.0021819 | 0.0011321 | 0.0041554 | 1.467 | 9.5296e-05 | 0.0069927 | 5.6237e-05 | 0.01975 | 0.0027053 | 0.0085585 | 12.0534 | 0.00080261 | 0.59754 | 0.30937 | 8.4632 | 1.3907 | 0.037629 | 1.1822 | 0.28085 | 0.019152 | 0.007242 | 0.0072653 | 0.0031838 | 0.0059148 | 0.006568 | 0.060429 | 0.0702 | 0.0036806 | 0.032129 | 0.01152 | 1.1015 | 0.00042408 | 0.00040004 | 0.10458 | 0.12286 | 2.8966 | 0.32339 | 0.020508 | 0.048789 | 0.027121 | 0.033112 | 0.001093 | 0.0055587 | 0.02078 | 0.023936 | 0.027344 | 0.040952 | 0.018568 | 0.054306 | 18.1241 | 0.0011413 | 0.1106 | 0.00089093 | 0.43334 | 0.045099 | 0.1586 | 7.4371 | 0.010522 | 22.9773 | 13.2163 | 499.26 | 26.0329 | 1.7299 | 26.7069 | 14.7406 | 0.90458 | 0.1069 | 0.1011 | 0.057938 | 0.090869 | 0.18636 | 1.7743 | 1.2744 | 0.045925 | 0.80916 | 0.16234 | 18.7339 | 0.0037308 | 0.0032638 | 9.9819 | 5.5269 | 145.4335 | 15.3012 | 1.8574 | 0.66098 | 0.42861 | 0.61901 | 0.020086 | 0.083798 | 0.32868 | 1.0205 | 1.1644 | 0.027961 | 0.011309 | 0.016468 | 6.646 | 0.00090874 | 0.23079 | 0.00056695 | 0.88081 | 0.062013 | 0.11728 | 5.6129 | 0.0091776 | 15.7357 | 8.5975 | 515.4511 | 19.9862 | 1.6612 | 21.0689 | 8.612 | 0.50738 | 0.15116 | 0.20771 | 0.032452 | 0.1152 | 0.075234 | 1.9283 | 0.60492 | 0.16188 | 0.46545 | 0.20761 | 13.3838 | 0.003138 | 0.0032473 | 4.0111 | 2.7913 | 59.3688 | 8.7413 | 2.8593 | 0.25735 | 0.31588 | 0.73292 | 0.012109 | 0.047887 | 0.22669 | 1.2221 | 1.2611 | 651.1699 | 292.7447 | 212.3372 | 206.7151 | 70.0555 | 97.7812 | 36.7889 | 3901.0465 | 278.4675 | 80.5259 | 22.3317 | 130.6017 | 8.231 | 242.7725 | 105.9301 | 13.0683 | 56.0653 | 0.42315 | 2490.8496 | 2.4475 | 5.3692 | 2.3933 | 3.2286 | 11.3074 | 0.58421 | 0.62067 | 2.8491 | 0.34833 | 8.5466 | 0.12014 | 0.0022914 | 0.054973 | 0.0062699 | 0.3883 | 2.2129 | 1.8213 | 4.6777 | 1.6422 | 1.0894
17 | 0.17899 | 0.021839 | 0.017646 | 1.2205 | 0.99787 | 0.99927 | 0.71909 | 0.073076 | 0.87243 | 0.59079 | 0.85654 | 0.82338 | 0.81793 | 0.18245 | 2048.8719 | 371.8578 | 0.95618 | 0.80867 | 0.19087 | 0.15888 | 0.16203 | 1.0683 | 7.3886 | 185.7457 | 0.005279 | 145.1958 | 132.3822 | 13.1641 | 159.8126 | 14.9147 | 2.2031 | 45.6487 | 14.1773 | 13.9131 | 2377.9999 | 75.844 | 101.535 | 1490.9383 | 126.9599 | 76.8647 | 251.1573 | 263.8316 | 202.5364 | 36.0522 | 49.2879 | 0.81168 | 0.27104 | 0.11155 | 0.018516 | 0.0016005 | 7.1019e-05 | 29.0633 | 11.8657 | 2.6831 | 0.9328 | 0.57683 | 0.11063 | 2.2599 | 70.8729 | 5.5632 | 0.33101 | 0.8451 | 19.395 | 102.4509 | 25.6794 | 23.2693 | 121.1215 | 8.5279 | 0.034994 | 0.24843 | 0.68095 | 28.6662 | 14.454 | 652.5999 | 115.1683 | 3.6112 | 0.085216 | 0.70855 | 0.10158 | 301.9184 | 151.0807 | 100.2701 | 57.8517 | 14.3067 | 1283.4889 | 268.013 | 97.2536 | 91.2454 | 228.0745 | 151.9278 | 95.8576 | 92.4707 | 8.5716 | 0.43922 | 0.75094 | 0.54665 | 49.0527 | 7.0669 | 1.7105 | 2.7688 | 0.18354 | 6.4822e-05 | 39.4579 | 1.178 | 0.26277 | 0.1979 | 0.13029 | 2.6926 | 0.95808 | 1.2375 | 0.35101 | 81.2722 | 13.2108 | 35.2784 | 8.0522 | 127.7322 | 196.0513 | 1905.3445 | 253.7305 | 299.3974 | 203.439 | 877.4825 | 345.5739 | 100.7031 | 412.6652 | 0.28946 | 0.10347 | 0.1087 | 0.07052 | 0.0098393 | 0.004833 | 2.3496e-05 | 0.001953 | 27.1103 | 13.2612 | 0.86669 | 0.16226 | 2.1411 | 4.6929 | 379.8742 | 66.9165 | 3.0383 | 3.9162 | 151.7253 | 8.637 | 120.2982 | 47.9658 | 29.8793 | 83.5489 | 640.7227 | 70.2218 | 590.6085 | 9.4036 | 117.7227 | 789.9892 | 128.1702 | 86.7583 | 62.4336 | 79.3235 | 246.3777 | 50.541 | 8.9982 | 185.7597 | 87.9135 | 12.1742 | 51.0805 | 670.031 | 6.564 | 74.5285 | 62.8433 | 196.9418 | 246.1167 | 79.7363 | 56.8717 | 33.2332 | 41.7062 | 0.010859 | 0.0012404 | 0.27612 | 28.2539 | 2.3872 | 8.6605 | 2.9724 | 334.6827 | 7.6489 | 4.8306 | 0.39001 | 5725.8949 | 870.3708 | 1253.5761 | 1329.1487 | 26.8102 | 1.0901 | 23.7799 | 2.9868 | 5782.7771 | 1655.0473 | 583.2422 | 96.6037 | 157.0608 | 9.5465 | 160.4046 | 0.0013303 | 29.2103 | 0.1707 | 13.9112 | 54.9747 | 4.2765 | 56.5084 | 178.1946 | 0.10286 | 0.2325 | 1.8391 | 3.042 | 0.27553 | 0.25192 | 1.1081 | 0.17049 | 33.3957 | 0.0026265 | 15.1307 | 302.3117 | 0.026155 | 128.7622 | 5.3633 | 0.048059 | 0.63405 | 0.27287 | 5.0096 | 0.089622 | 1.7381 | 1.0482 | 1.4682 | 0.019393 | 0.12114 | 0.053713 | 4.5645 | 0.036952 | 0.51771 | 0.19733 | 8.7787 | 0.00042555 | 0.0034622 | 0.0030477 | 4.9232 | 0.018249 | 0.34278 | 0.23374 | 0.27926 | 0.0012176 | 0.02233 | 0.012488 | 1.2954 | 0.0058011 | 0.089376 | 0.0478 | 0.73528 | 0.0036277 | 0.046944 | 0.17797 | 0.51887 | 0.25769 | 0.99394 | 355.4468 | 0.014339 | 1.9506 | 0.011079 | 3.2874 | 4.5994 | 2.2294 | 205.9747 | 0.13811 | 10.5169 | 9.373 | 15.2205 | 118778.4747 | 8.014 | 349.6605 | 9.5482 | 4.1131 | 2.1774 | 2.0817 | 2.6974 | 1.7598 | 1.9817 | 13.1736 | 4.4175 | 0.70477 | 8.1191 | 2.5868 | 247.9434 | 7.9366 | 0.44809 | 19.7347 | 27.8237 | 624.8599 | 66.9376 | 4.4699 | 2.7608 | 7.008 | 7.794 | 0.29142 | 1.1925 | 4.8366 | 7.3877 | 6.3027 | 0.0021632 | 0.0013819 | 0.0044579 | 1.54 | 8.6782e-05 | 0.0073551 | 5.4665e-05 | 0.017172 | 0.0023731 | 0.0077962 | 12.6427 | 0.00078212 | 0.62588 | 0.31342 | 8.3461 | 1.3439 | 0.034619 | 1.164 | 0.31168 | 0.017983 | 0.0082491 | 0.0072953 | 0.0032453 | 0.0064462 | 0.0068219 | 0.061251 | 0.080999 | 0.0033245 | 0.031695 | 0.011261 | 1.1743 | 0.00044254 | 0.00039478 | 0.093167 | 0.12046 | 3.0825 | 0.29148 | 0.02007 | 0.042505 | 0.026034 | 0.03819 | 0.0012117 | 0.005377 | 0.018479 | 0.025595 | 0.025733 | 0.036997 | 0.016351 | 0.059886 | 17.9598 | 0.0013387 | 0.10747 | 0.00076839 | 0.40676 | 0.050852 | 0.16711 | 6.657 | 0.010789 | 23.241 | 14.5581 | 442.9461 | 27.1517 | 1.8135 | 27.603 | 14.2455 | 0.86291 | 0.10887 | 0.10227 | 0.057519 | 0.090232 | 0.1708 | 2.0625 | 1.5144 | 0.045 | 0.84914 | 0.17793 | 21.616 | 0.0032982 | 0.003345 | 9.1876 | 4.7833 | 165.5807 | 14.6685 | 1.7183 | 0.69627 | 0.38854 | 0.56481 | 0.022843 | 0.088961 | 0.37675 | 1.0381 | 1.0874 | 0.027582 | 0.010094 | 0.01421 | 7.1893 | 0.00076968 | 0.21055 | 0.00062435 | 0.98789 | 0.063755 | 0.11467 | 5.6174 | 0.0093703 | 16.9598 | 8.3377 | 545.7331 | 18.5483 | 1.8268 | 19.8804 | 8.1274 | 0.53535 | 0.13729 | 0.19723 | 0.028512 | 0.11246 | 0.080197 | 2.0151 | 0.56362 | 0.18101 | 0.46897 | 0.19232 | 12.9594 | 0.0030849 | 0.0031509 | 4.02 | 3.074 | 67.214 | 9.0528 | 3.3741 | 0.25355 | 0.27474 | 0.64035 | 0.01275 | 0.057378 | 0.23433 | 1.1055 | 1.3085 | 683.6523 | 309.8696 | 246.6252 | 228.236 | 58.0915 | 91.6466 | 38.2574 | 3463.9569 | 244.4673 | 93.3615 | 19.8327 | 121.6829 | 9.2206 | 213.5477 | 95.0737 | 12.0701 | 60.6152 | 0.42968 | 2792.9012 | 2.1741 | 6.0415 | 1.9358 | 3.4242 | 9.6227 | 0.54436 | 0.67452 | 3.6865 | 0.31896 | 5.8512 | 0.17531 | 0.0011448 | 0.042952 | 0.0097587 | 0.2705 | 1.4557 | 2.1003 | 4.0077 | 0.9462 | 0.98058
18 | 0.18354 | 0.044261 | 0.013749 | 1.3668 | 0.99466 | 0.99401 | 0.79945 | 0.069032 | 0.91383 | 0.50459 | 0.73033 | 0.74584 | 0.87631 | 0.17352 | 2322.6652 | 475.9071 | 0.93885 | 0.83422 | 0.17491 | 0.25098 | 0.21314 | 2.7956 | 5.586 | 434.5648 | 0.0044521 | 144.7152 | 115.9687 | 18.0328 | 135.4452 | 14.1751 | 2.2875 | 57.3331 | 16.0818 | 11.5599 | 2869.4945 | 100.7825 | 95.5536 | 1574.1333 | 125.5471 | 79.9062 | 268.7368 | 231.1001 | 244.5141 | 35.7801 | 44.1857 | 0.76408 | 0.35278 | 0.13807 | 0.01682 | 0.001665 | 9.1173e-05 | 32.3957 | 10.783 | 3.033 | 0.73309 | 0.53938 | 0.11464 | 2.3859 | 56.716 | 3.7708 | 0.28365 | 0.88841 | 24.3493 | 101.6485 | 38.4026 | 18.2743 | 137.611 | 10.2997 | 0.036242 | 0.23183 | 0.95859 | 29.5834 | 16.6406 | 694.8154 | 83.3455 | 2.589 | 0.075333 | 0.46335 | 0.088672 | 334.4271 | 153.0033 | 80.3604 | 62.2827 | 16.6652 | 1317.8334 | 254.5041 | 77.8844 | 87.5281 | 270.3622 | 163.8654 | 84.1097 | 81.209 | 7.5998 | 0.86043 | 0.86727 | 0.26932 | 61.9656 | 6.5805 | 2.3366 | 2.095 | 0.1971 | 6.8748e-05 | 38.9985 | 1.1912 | 0.24487 | 0.21019 | 0.13576 | 3.4463 | 0.96919 | 1.137 | 0.56174 | 72.6394 | 19.5593 | 34.1128 | 10.1906 | 154.4529 | 161.7055 | 1742.9478 | 257.4495 | 324.8844 | 181.8312 | 756.9175 | 305.3509 | 81.5908 | 378.1705 | 0.23981 | 0.21579 | 0.058187 | 0.059275 | 0.010786 | 0.005676 | 1.9301e-05 | 0.002616 | 30.2105 | 13.5984 | 0.8444 | 0.14893 | 2.6997 | 5.3104 | 371.1363 | 76.1478 | 4.157 | 5.2258 | 146.3865 | 7.7606 | 116.5402 | 51.1815 | 31.5592 | 88.8853 | 781.0382 | 63.7549 | 686.2886 | 9.9282 | 135.8927 | 696.7657 | 154.3868 | 102.1874 | 55.0927 | 65.9967 | 233.3725 | 51.4836 | 8.1384 | 177.1061 | 84.2921 | 9.9693 | 43.913 | 639.4309 | 5.6291 | 77.687 | 71.698 | 167.1918 | 312.9067 | 91.1361 | 55.0108 | 34.4091 | 46.4123 | 0.0091547 | 0.001222 | 0.29864 | 29.1161 | 2.0156 | 10.6121 | 2.8597 | 227.5475 | 9.6967 | 4.477 | 0.47401 | 6150.617 | 912.7212 | 1529.4785 | 1170.6015 | 33.7347 | 1.2746 | 27.2554 | 2.9293 | 4636.6043 | 1280.3581 | 473.9745 | 101.621 | 139.9811 | 8.0467 | 191.2139 | 0.0016058 | 27.5727 | 0.14464 | 11.931 | 81.7199 | 4.9824 | 91.5528 | 199.6445 | 0.11679 | 0.21545 | 2.0901 | 2.0054 | 0.30945 | 0.24365 | 1.0974 | 0.14055 | 34.094 | 0.0027421 | 14.722 | 270.683 | 0.023241 | 122.0513 | 5.0997 | 0.047692 | 0.65206 | 0.27783 | 5.1438 | 0.094059 | 1.7493 | 1.0704 | 1.4304 | 0.018897 | 0.11609 | 0.051528 | 4.5096 | 0.038256 | 0.50203 | 0.22467 | 8.4293 | 0.00040558 | 0.0035083 | 0.003221 | 4.7076 | 0.01863 | 0.35124 | 0.22959 | 0.2899 | 0.0012419 | 0.020747 | 0.01267 | 1.2008 | 0.0050483 | 0.097463 | 0.055467 | 0.65739 | 0.0035596 | 0.040575 | 0.19015 | 0.53456 | 0.30761 | 1.1333 | 318.5613 | 0.014943 | 1.9731 | 0.012261 | 4.9137 | 5.0749 | 2.2964 | 188.7951 | 0.44721 | 8.9952 | 8.2354 | 13.0018 | 105121.7411 | 8.7449 | 311.4904 | 9.0101 | 4.2622 | 2.0534 | 1.8521 | 2.7762 | 1.5868 | 1.7077 | 13.7688 | 4.1307 | 0.69299 | 8.687 | 2.947 | 286.2889 | 8.5878 | 0.40232 | 18.4689 | 27.9507 | 586.413 | 62.2016 | 4.2614 | 2.8416 | 7.6546 | 7.6163 | 0.24021 | 1.2991 | 5.1977 | 7.7533 | 6.6032 | 0.0019183 | 0.0011975 | 0.0039692 | 1.6037 | 9.6548e-05 | 0.0076022 | 5.5131e-05 | 0.018625 | 0.0027963 | 0.0088244 | 12.5236 | 0.00076774 | 0.61574 | 0.32198 | 8.8772 | 1.1751 | 0.037271 | 1.2317 | 0.31507 | 0.019924 | 0.0083293 | 0.0075911 | 0.0033118 | 0.0054669 | 0.0070252 | 0.054715 | 0.076745 | 0.0032932 | 0.034286 | 0.010121 | 1.235 | 0.0003984 | 0.00042188 | 0.10715 | 0.12668 | 2.988 | 0.28129 | 0.019912 | 0.043857 | 0.025219 | 0.036208 | 0.0012343 | 0.0054239 | 0.020573 | 0.023611 | 0.026772 | 0.041809 | 0.017099 | 0.060931 | 19.6322 | 0.0012776 | 0.10438 | 0.00079823 | 0.45143 | 0.053894 | 0.15237 | 6.7634 | 0.01095 | 21.9828 | 13.3588 | 517.2318 | 26.9971 | 1.6928 | 28.7613 | 13.7074 | 0.86052 | 0.11501 | 0.099478 | 0.058089 | 0.08779 | 0.15289 | 1.7147 | 1.303 | 0.048571 | 0.87323 | 0.16879 | 20.9074 | 0.0036432 | 0.0037552 | 9.6137 | 5.3892 | 147.3327 | 13.7871 | 1.799 | 0.61391 | 0.4363 | 0.5996 | 0.020496 | 0.086664 | 0.3715 | 1.1776 | 1.1466 | 0.029905 | 0.010554 | 0.016008 | 6.57 | 0.00080453 | 0.20267 | 0.00053539 | 0.99495 | 0.070864 | 0.13435 | 5.1546 | 0.0084437 | 17.6186 | 7.5764 | 503.2091 | 17.7703 | 1.6885 | 18.6961 | 8.8238 | 0.57511 | 0.16486 | 0.20039 | 0.031517 | 0.11645 | 0.070579 | 1.9002 | 0.63564 | 0.19131 | 0.49716 | 0.2095 | 11.2982 | 0.0028415 | 0.0031193 | 3.7286 | 3.0248 | 61.0918 | 7.5813 | 3.1742 | 0.27328 | 0.30016 | 0.71792 | 0.012609 | 0.054084 | 0.2437 | 1.206 | 1.2224 | 639.0758 | 315.7101 | 202.9681 | 188.8122 | 63.0557 | 90.4416 | 36.6352 | 3385.1506 | 257.5823 | 92.1277 | 19.2686 | 125.1462 | 8.8897 | 216.1137 | 107.9378 | 12.5247 | 54.0059 | 0.43349 | 3245.0329 | 2.7209 | 6.3497 | 2.1967 | 2.6858 | 10.9049 | 0.41062 | 0.75374 | 2.7712 | 0.25382 | 14.655 | 0.188 | 0.0016473 | 0.040813 | 0.011194 | 0.24106 | 2.3144 | 1.7378 | 5.5692 | 1.8176 | 1.9311
19 | 0.15934 | 0.037075 | 0.0055512 | 1.407 | 0.99367 | 0.99526 | 0.78148 | 0.092561 | 0.84817 | 0.60688 | 0.77743 | 0.81335 | 0.80875 | 0.20539 | 1339.834 | 201.5043 | 0.95304 | 0.84793 | 0.18086 | 0.25817 | 0.31278 | 2.5692 | 2.1579 | 573.8606 | 0.0097697 | 179.9632 | 120.3505 | 13.9577 | 161.7287 | 12.0934 | 2.0911 | 60.2499 | 16.2018 | 10.7136 | 3061.6133 | 88.6123 | 98.0192 | 1708.2628 | 104.1293 | 98.5188 | 264.8017 | 255.5323 | 197.1145 | 31.8642 | 50.7106 | 0.89547 | 0.068802 | 0.24511 | 0.019054 | 0.0023243 | 6.9417e-05 | 33.6851 | 14.1863 | 2.9868 | 0.74976 | 0.64953 | 0.10958 | 2.0995 | 69.5422 | 12.3909 | 0.32905 | 0.83243 | 23.3397 | 117.4171 | 37.1549 | 17.5468 | 154.4198 | 8.0717 | 0.039603 | 0.31565 | 0.72994 | 33.6098 | 13.168 | 810.913 | 123.5632 | 2.5427 | 0.092101 | 0.64317 | 0.079166 | 212.6305 | 166.7488 | 96.4072 | 60.0593 | 16.3069 | 1035.5191 | 219.2072 | 79.6467 | 85.2428 | 274.9842 | 154.4534 | 89.302 | 78.5845 | 8.1586 | 0.51984 | 0.95362 | 0.30323 | 64.7998 | 5.7118 | 1.6767 | 2.6299 | 0.19686 | 9.4823e-05 | 33.0294 | 1.1598 | 0.24965 | 0.19034 | 0.15481 | 3.0687 | 0.9622 | 0.91313 | 0.37832 | 101.5431 | 15.7596 | 30.5154 | 7.6929 | 120.0815 | 152.4197 | 1867.6862 | 246.4494 | 313.2169 | 193.1225 | 851.336 | 337.7936 | 102.1236 | 447.8913 | 0.16848 | 0.12931 | 0.069023 | 0.072223 | 0.0076927 | 0.0063209 | 2.2021e-05 | 0.0023943 | 37.4932 | 9.9715 | 0.82297 | 0.1577 | 2.2395 | 4.9041 | 345.5098 | 69.0602 | 2.7315 | 4.5894 | 142.6068 | 9.1934 | 116.9525 | 45.1266 | 30.4603 | 81.3686 | 716.8605 | 55.7542 | 703.2626 | 9.7526 | 133.9626 | 734.8711 | 142.1737 | 93.192 | 61.2547 | 78.1998 | 198.7103 | 60.9543 | 9.6999 | 170.0535 | 75.2231 | 11.5282 | 53.2134 | 555.5482 | 7.2704 | 72.8328 | 71.3933 | 210.4048 | 264.0745 | 82.1749 | 55.7877 | 34.327 | 52.4365 | 0.011471 | 0.0011725 | 0.29826 | 36.5849 | 2.3449 | 10.3921 | 2.0822 | 235.7257 | 8.0991 | 4.9692 | 0.52426 | 6123.4385 | 880.6397 | 1374.8083 | 1472.7006 | 32.9371 | 0.65467 | 21.5974 | 2.9036 | 4546.5764 | 1402.8129 | 565.4071 | 81.7926 | 142.5208 | 8.9762 | 174.1287 | 0.001199 | 26.6171 | 0.16605 | 14.4986 | 85.5556 | 3.2372 | 67.1773 | 231.0324 | 0.10668 | 0.28679 | 2.7204 | 3.2955 | 0.12965 | 0.20427 | 0.8536 | 0.14548 | 34.7131 | 0.0026074 | 14.1207 | 305.9696 | 0.025758 | 110.6155 | 5.145 | 0.047256 | 0.6686 | 0.26427 | 4.8138 | 0.096288 | 1.8963 | 1.0969 | 1.3758 | 0.018294 | 0.1179 | 0.057316 | 4.2735 | 0.036648 | 0.5452 | 0.21758 | 9.1122 | 0.00045917 | 0.0036801 | 0.0027144 | 5.0518 | 0.020121 | 0.39254 | 0.23583 | 0.27168 | 0.001136 | 0.022905 | 0.01233 | 1.1855 | 0.0049473 | 0.087066 | 0.050593 | 0.6743 | 0.0036744 | 0.041988 | 0.1676 | 0.53042 | 0.25059 | 1.027 | 227.843 | 0.013933 | 2.0096 | 0.011348 | 4.027 | 5.3786 | 2.969 | 189.8989 | 0.26998 | 9.7451 | 9.5046 | 14.1138 | 109989.303 | 8.5554 | 353.1575 | 9.6808 | 4.3843 | 2.1058 | 1.7373 | 2.5876 | 1.7173 | 1.6884 | 14.6763 | 3.6736 | 0.66278 | 8.7042 | 2.7339 | 243.1745 | 8.6872 | 0.41353 | 18.8072 | 24.1329 | 647.963 | 64.9245 | 4.5129 | 2.8984 | 7.2076 | 7.4206 | 0.25282 | 1.1713 | 5.113 | 7.1028 | 6.1178 | 0.0022116 | 0.0012798 | 0.0045166 | 1.3904 | 8.2283e-05 | 0.0073002 | 6.0239e-05 | 0.017048 | 0.0027224 | 0.0081087 | 11.629 | 0.00074866 | 0.61229 | 0.28708 | 8.5636 | 1.3314 | 0.039658 | 1.4096 | 0.28568 | 0.020175 | 0.0075489 | 0.0073852 | 0.0033825 | 0.0065647 | 0.006524 | 0.057301 | 0.067145 | 0.0039554 | 0.033517 | 0.01009 | 1.2078 | 0.00041984 | 0.00040335 | 0.099737 | 0.11901 | 3.0681 | 0.33036 | 0.023437 | 0.047262 | 0.024889 | 0.035413 | 0.0011313 | 0.0052068 | 0.018587 | 0.025166 | 0.023282 | 0.037227 | 0.01649 | 0.057088 | 16.5636 | 0.0013566 | 0.093502 | 0.0009016 | 0.37391 | 0.050972 | 0.15611 | 8.0198 | 0.011149 | 20.3324 | 13.8476 | 461.5267 | 30.3478 | 1.7573 | 30.68 | 13.2257 | 0.88501 | 0.11838 | 0.10453 | 0.059602 | 0.094069 | 0.16328 | 1.912 | 1.3252 | 0.047376 | 0.89485 | 0.1648 | 18.2858 | 0.0036842 | 0.0031658 | 9.7437 | 5.0764 | 140.572 | 14.1672 | 1.7452 | 0.63359 | 0.40657 | 0.66022 | 0.019398 | 0.10128 | 0.38667 | 1.0975 | 1.1096 | 0.025246 | 0.012119 | 0.016296 | 6.9876 | 0.00085228 | 0.22041 | 0.00060894 | 1.0082 | 0.066199 | 0.1235 | 5.8883 | 0.008842 | 15.6756 | 8.4512 | 512.2295 | 20.9694 | 1.9855 | 18.5932 | 8.8911 | 0.51848 | 0.14993 | 0.23002 | 0.027539 | 0.11411 | 0.075831 | 1.7578 | 0.61443 | 0.19028 | 0.54406 | 0.19913 | 12.6721 | 0.0031274 | 0.002959 | 3.6661 | 3.0417 | 56.4662 | 8.4799 | 3.004 | 0.23907 | 0.32267 | 0.70321 | 0.013238 | 0.051295 | 0.20639 | 1.158 | 1.0775 | 834.8664 | 337.593 | 226.7618 | 218.3823 | 55.8077 | 111.9867 | 37.9045 | 3825.8349 | 247.664 | 86.4507 | 22.8356 | 107.1833 | 10.2879 | 253.5687 | 83.6227 | 11.7777 | 65.2276 | 0.32846 | 3078.9262 | 2.7665 | 6.7937 | 1.5631 | 2.5886 | 10.8364 | 0.53694 | 0.97139 | 4.0695 | 0.26981 | 10.1163 | 0.13079 | 0.0022102 | 0.032334 | 0.0080419 | 0.28979 | 2.1972 | 2.4585 | 4.4724 | 0.91229 | 1.4579

## ngA-China-results
Element | N recovery | P recovery | K recovery | TEA results | LCA results
Feature | Total N [% N] | Total P [% P] | Total K [% K] | Annual net cost [USD/cap/yr] | GlobalWarming [kg CO2-eq/cap/yr] | H_Ecosystems [points/cap/yr] | H_Health [points/cap/yr] | H_Resources [points/cap/yr]
0 | 52.5242 | 37.332 | 22.6321 | 138.2833 | 100.914 | 0.27954 | 16.0497 | 14.0107
1 | 52.5242 | 37.332 | 22.6321 | 139.5877 | 101.2838 | 0.27068 | 11.3591 | 13.7801
2 | 52.5242 | 37.332 | 22.6321 | 178.5336 | 74.8823 | 0.24732 | 6.6992 | 10.7991
3 | 52.5242 | 37.332 | 22.6321 | 129.8931 | 69.1329 | 0.15579 | 7.1588 | 8.7423
4 | 52.5242 | 37.332 | 22.6321 | 76.9412 | 79.8968 | 0.16748 | 13.4423 | 8.9664
5 | 52.5242 | 37.332 | 22.6321 | 119.0854 | 84.9087 | 0.193 | 14.0861 | 9.9103
6 | 52.5242 | 37.332 | 22.6321 | 97.1199 | 95.7919 | 0.2442 | 14.464 | 12.75
7 | 52.5242 | 37.332 | 22.6321 | 147.6162 | 59.9974 | 0.16872 | 7.1873 | 8.2185
8 | 52.5242 | 37.332 | 22.6321 | 76.6215 | 74.8571 | 0.18353 | 11.6839 | 8.1456
9 | 52.5242 | 37.332 | 22.6321 | 109.1264 | 96.5886 | 0.18838 | 21.3456 | 9.0433
10 | 52.5242 | 37.332 | 22.6321 | 213.6736 | 93.3348 | 0.3188 | 8.2404 | 16.2079
11 | 52.5242 | 37.332 | 22.6321 | 110.4187 | 70.907 | 0.23136 | 6.4461 | 11.7762
12 | 52.5242 | 37.332 | 22.6321 | 134.2937 | 75.6453 | 0.17276 | 11.6406 | 9.3719
13 | 52.5242 | 37.332 | 22.6321 | 204.1997 | 96.2191 | 0.38481 | 11.4989 | 19.3477
14 | 52.5242 | 37.332 | 22.6321 | 74.3726 | 73.2351 | 0.13839 | 10.9991 | 7.9989
15 | 52.5242 | 37.332 | 22.6321 | 112.0654 | 83.9453 | 0.20858 | 9.0273 | 13.0687
16 | 52.5242 | 37.332 | 22.6321 | 123.3623 | 71.3693 | 0.15343 | 10.9493 | 8.835
17 | 52.5242 | 37.332 | 22.6321 | 136.6664 | 97.4707 | 0.28103 | 13.4488 | 14.5095
18 | 52.5242 | 37.332 | 22.6321 | 276.1731 | 99.2929 | 0.3464 | 10.2121 | 19.9671
19 | 52.5242 | 37.332 | 22.6321 | 132.7967 | 96.1575 | 0.16749 | 20.2417 | 8.2432

## ngA-India-param
Element | Excretion-A1 | [21 empty] | MURT-A2 | [11 empty] | NEWgenerator an MBR-A3 | [36 empty] | Sludge pasteurization-A4 | [8 empty] | NEWgenerator ion exchange-A5 | [39 empty] | NEWgenerator chlorination-A6 | [24 empty] | NEWgenerator controls-A8 | [41 empty] | NEWgenerator housing-A9 | [9 empty] | NEWgenerator pretreatment-A10 | [11 empty] | NEWgenerator foundation-A11 |  | MURT-A2 |  |  | TEA |  |  |  | LCA | [225 empty] | NEWgenerator photovoltaic-A7 | [27 empty] | Excretion-A1 | LCA |  |  |  | TEA
Feature | Excretion N prot [fraction] | Excretion P prot v [fraction] | Excretion P prot a [fraction] | Excretion K cal [g K/1000 kcal] | Excretion N exc [fraction of intake] | Excretion P exc [fraction of intake] | Excretion K exc [fraction of intake] | Excretion e exc [fraction of intake] | Excretion N ur [fraction of total] | Excretion P ur [fraction of total] | Excretion K ur [fraction of total] | Excretion e fec [fraction of total] | Excretion N ur NH3 [fraction of total N in urine] | Excretion N fec NH3 [fraction of total N in feces] | Excretion ur exc [g/cap/d] | Excretion fec exc [g/cap/d] | Excretion ur moi [fraction] | Excretion fec moi [fraction] | Excretion mg ur [g Mg/cap/d] | Excretion mg fec [g Mg/cap/d] | Excretion ca ur [g Ca/cap/d] | Excretion ca fec [g Ca/cap/d] | MURT collection period [days] | MURT sludge accum rate [L/cap/yr] | MURT N volatilization [fraction of N input] | MURT squatting pan cost [USD] | MURT urinal cost [USD] | MURT led cost [USD] | MURT anticor floor cost [USD] | MURT fan cost [USD] | MURT circuit change cost [USD] | MURT pipe cost [USD] | MURT squatting pan weight [kg] | MURT urinal weight [kg] | NEWgenerator an MBR anmbr reactor tank [USD] | NEWgenerator an MBR anmbr reactor media [USD] | NEWgenerator an MBR anmbr reactor fittings [USD] | NEWgenerator an MBR anmbr membrane module [USD] | NEWgenerator an MBR anmbr permeate pump [USD] | NEWgenerator an MBR anmbr backwash pump [USD] | NEWgenerator an MBR anmbr water pump [USD] | NEWgenerator an MBR anmbr membrane fittings [USD] | NEWgenerator an MBR anmbr biogas gas bag [USD] | NEWgenerator an MBR anmbr biogas fittings [USD] | NEWgenerator an MBR anmbr biogas ventilation [USD] | NEWgenerator an MBR anmbr COD removal [ratio] | NEWgenerator an MBR anmbr TN removal [ratio] | NEWgenerator an MBR anmbr TP removal [ratio] | NEWgenerator an MBR anmbr water pump energy percycle [kWh] | NEWgenerator an MBR anmbr permeate pump energy percycle [kWh] | NEWgenerator an MBR anmbr backwash pump energy percycle [kWh] | NEWgenerator an MBR anmbr batch cycle perday [# batches day-1] | NEWgenerator an MBR anmbr labor maintenance membrane chem cleaning [hrs/yr] | NEWgenerator an MBR anmbr labor maintenance sludge removal [hrs/yr] | NEWgenerator an MBR anmbr labor replacement membrane pump [hrs/yr] | NEWgenerator an MBR anmbr labor replacement permeate pump [hrs/yr] | NEWgenerator an MBR anmbr labor replacement membrane module [hrs/yr] | NEWgenerator an MBR anmbr labor replacement misc repairs [hr/y] | NEWgenerator an MBR anmbr reactor weight [kg] | NEWgenerator an MBR anmbr tau [d] | NEWgenerator an MBR anmbr soluble methane fraction [nan] | NEWgenerator an MBR anmbr VSS TSS ratio [nan] | NEWgenerator an MBR anmbr membrane weight [kg] | NEWgenerator an MBR anmbr PE weight [kg] | NEWgenerator an MBR anmbr PVC weight [kg] | NEWgenerator an MBR anmbr plastic weight [kg] | NEWgenerator an MBR anmbr piping [USD] | NEWgenerator an MBR anmbr piping PVC weight [kg] | NEWgenerator an MBR anmbr sludge yield [kg-VSS/kg-BOD removed] | NEWgenerator an MBR anmbr methane yield [m3-CH4/kg COD removed] | NEWgenerator an MBR dissolved methane HFMC removed [nan] | Sludge pasteurization sludge dryer weight [kg] | Sludge pasteurization sludge barrel weight [kg] | Sludge pasteurization sludge dryer [USD] | Sludge pasteurization sludge barrel [USD] | Sludge pasteurization sludge labor maintenance [h] | Fraction biogas lost [fraction] | Biogas efficiency [fraction] | Heat loss [fraction] | Sludge temperature [fraction] | NEWgenerator ion exchange ion eq2 tank [USD] | NEWgenerator ion exchange ion eq2 pump [USD] | NEWgenerator ion exchange ion eq2 powered valve [USD] | NEWgenerator ion exchange ion eq2 fittings [USD] | NEWgenerator ion exchange ion zeolite tanks [USD] | NEWgenerator ion exchange ion filtration media [USD] | NEWgenerator ion exchange ion gac [USD] | NEWgenerator ion exchange ion zeolite [USD] | NEWgenerator ion exchange ion zeolite fittings [USD] | NEWgenerator ion exchange ion eq3 tank [USD] | NEWgenerator ion exchange ion eq3 pump [USD] | NEWgenerator ion exchange ion eq3 filter [USD] | NEWgenerator ion exchange ion eq3 fittings [USD] | NEWgenerator ion exchange ion COD removal [nan] | NEWgenerator ion exchange ion TN removal [nan] | NEWgenerator ion exchange ion TP removal [nan] | NEWgenerator ion exchange ion labor maintenance zeolite regeneration [hr/y] | NEWgenerator ion exchange ion labor maintenance GAC replacement [hr/y] | NEWgenerator ion exchange ion labor replacement zeolite [hr/y] | NEWgenerator ion exchange ion labor replacement misc repairs [hr/y] | NEWgenerator ion exchange ion labor replacement other pump [hrs/yr] | NEWgenerator ion exchange ion backwash pump energy percycle [kWh] | NEWgenerator ion exchange ion batch cycle perday [# batches day-1] | NEWgenerator ion exchange ion gac unit cost [USD/kg] | NEWgenerator ion exchange ion zeolite unit cost [USD/kg] | NEWgenerator ion exchange ion na cl unit cost [USD/kg] | NEWgenerator ion exchange ion na OH unit cost [USD/kg] | NEWgenerator ion exchange ion regen freq per yr [events/yr] | NEWgenerator ion exchange ion regen efficiency [nan] | NEWgenerator ion exchange ion polycarbonate weight [kg] | NEWgenerator ion exchange ion steel weight [kg] | NEWgenerator ion exchange ion PE weight [kg] | NEWgenerator ion exchange ion PVC weight [kg] | NEWgenerator ion exchange ion plastic weight [kg] | NEWgenerator ion exchange ion piping PVC weight [kg] | NEWgenerator ion exchange ion piping [USD] | NEWgenerator ion exchange ion replacement scenario drums [USD] | NEWgenerator ion exchange ion largerncs scenario zeolite tanks [USD] | NEWgenerator ion exchange ion largerncs scenario zeolite [USD] | NEWgenerator ion exchange ion zeolite fittings largerncs [USD] | NEWgenerator chlorination chlorination recycle pump [USD] | NEWgenerator chlorination chlorination electochlorinator [USD] | NEWgenerator chlorination chlorination powered valve [USD] | NEWgenerator chlorination chlorination fittings [USD] | NEWgenerator chlorination chlorination tanks [USD] | NEWgenerator chlorination chlorination COD removal [%] | NEWgenerator chlorination chlorination TN removal [%] | NEWgenerator chlorination chlorination TP removal [%] | NEWgenerator chlorination chlorination chlorinator energy percycle [kWh] | NEWgenerator chlorination chlorination pump energy percycle [kWh] | NEWgenerator chlorination chlorination ventilation energy percycle [kWh] | NEWgenerator chlorination chlorination valve energy percycle [kWh] | NEWgenerator chlorination chlorination product water pump energy percycle [kWh] | NEWgenerator chlorination chlorination batch cycle per day [# batches day-1] | NEWgenerator chlorination chlorination labor maintenance chlorinator recharging [hr/y] | NEWgenerator chlorination chlorination labor replacement chlorinator replacement [hr/y] | NEWgenerator chlorination chlorination labor replacement other pump [hr/y] | NEWgenerator chlorination chlorination labor replacement misc repairs [hr/y] | NEWgenerator chlorination chlorination na cl dosage [mg/L] | NEWgenerator chlorination chlorination throughput flow [L/d] | NEWgenerator chlorination chlorination PE weight [kg] | NEWgenerator chlorination chlorination PVC weight [kg] | NEWgenerator chlorination chlorination electronics active weight [kg] | NEWgenerator chlorination chlorination piping [USD] | NEWgenerator chlorination chlorination piping PVC weight [kg] | NEWgenerator controls control box enclosure panel [USD] | NEWgenerator controls control box arduino microcontroller [USD] | NEWgenerator controls control box microcontroller din rails [USD] | NEWgenerator controls control box wifi [USD] | NEWgenerator controls control box solid state relays [USD] | NEWgenerator controls control box other relays [USD] | NEWgenerator controls control box conductors [USD] | NEWgenerator controls control box din rails [USD] | NEWgenerator controls control sensors enclosure panel [USD] | NEWgenerator controls control sensors signal conditioners [USD] | NEWgenerator controls control sensors din rails [USD] | NEWgenerator controls control sensors voltage converter [USD] | NEWgenerator controls control orp enclosure panel [USD] | NEWgenerator controls control orp voltage converter [USD] | NEWgenerator controls control orp controller [USD] | NEWgenerator controls control orp probe [USD] | NEWgenerator controls control orp cables [USD] | NEWgenerator controls control pump enclosure panel [USD] | NEWgenerator controls control pump voltage converter [USD] | NEWgenerator controls control pump voltage rectifier [USD] | NEWgenerator controls control pump box relay [USD] | NEWgenerator controls control sensors level sensor [USD] | NEWgenerator controls control sensors level switch [USD] | NEWgenerator controls control sensors flow switches [USD] | NEWgenerator controls control sensors proximity sensor [USD] | NEWgenerator controls control stranded cables [USD] | NEWgenerator controls control sensor cables [USD] | NEWgenerator controls control cable glands [USD] | NEWgenerator controls control gauge ferrules [USD] | NEWgenerator controls control zip ties [USD] | NEWgenerator controls control terminal block jumper [USD] | NEWgenerator controls control system energy percycle [kW] | NEWgenerator controls control system ORP energy percycle [kW] | NEWgenerator controls control background runtime energy perday [kWh] | NEWgenerator controls control batch cycle perday [# batches day-1] | NEWgenerator controls control labor replacement misc repairs [hr/y] | NEWgenerator controls control polycarbonate weight [kg] | NEWgenerator controls control aluminum weight [kg] | NEWgenerator controls control cable length [m] | NEWgenerator controls control electronics passive weight [kg] | NEWgenerator controls control electronics active weight [kg] | NEWgenerator controls control control units weight [kg] | NEWgenerator housing housing framework [USD] | NEWgenerator housing housing framework shipping [USD] | NEWgenerator housing housing fittings [USD] | NEWgenerator housing housing steel weight [kg] | NEWgenerator housing housing zinc coated steel weight [kg] | NEWgenerator housing housing zinc coat [m2] | NEWgenerator housing housing aluminum weight [kg] | NEWgenerator housing housing PE weight [kg] | NEWgenerator housing housing largerncs framework [USD] | NEWgenerator housing cheaper housing framework [USD] | NEWgenerator pretreatment pretreatment eq tank [USD] | NEWgenerator pretreatment pretreatment tank PE weight [kg] | NEWgenerator pretreatment pretreatment piping [USD] | NEWgenerator pretreatment pretreatment piping PVC weight [kg] | NEWgenerator pretreatment pretreatment feed pump [USD] | NEWgenerator pretreatment pretreatment feed pump energy percycle [kWh] | NEWgenerator pretreatment pretreatment batch cycle perday [# batches day-1] | NEWgenerator pretreatment pretreatment labor replacement other pump [hrs/yr] | NEWgenerator pretreatment pretreatment labor screen pit cleaning [hrs/yr] | NEWgenerator pretreatment pretreatment barscreen cost [USD] | NEWgenerator pretreatment pretreatment barscreen weight [kg] | NEWgenerator pretreatment pretreatment barscreen [USD] | NEWgenerator foundation foundation concrete unit cost [USD m-3] | NEWgenerator foundation foundation concrete thickness [m] | Max ch4 emission [g CH4/g COD] | Full degradation time [yr] | Log degradation [-] | Price factor [-] | Zeolite price [USD/kg] | GAC price [USD/kg] | Na OH price [USD/kg] | CH4 CF [kg CO2-eq/kg CH4] | CH4 ecosystems CF [points/kg CH4] | CH4 health CF [points/kg CH4] | N2O CF [kg CO2-eq/kg N2O] | N2O ecosystems CF [points/kg N2O] | N2O health CF [points/kg N2O] | N fertilizer CF [kg CO2-eq/kg N] | N fertilizer ecosystems CF [points/kg N] | N fertilizer health CF [points/kg N] | N fertilizer resources CF [points/kg N] | P fertilizer CF [kg CO2-eq/kg P] | P fertilizer ecosystems CF [points/kg P] | P fertilizer health CF [points/kg P] | P fertilizer resources CF [points/kg P] | K fertilizer CF [kg CO2-eq/kg K] | K fertilizer ecosystems CF [points/kg K] | K fertilizer health CF [points/kg K] | K fertilizer resources CF [points/kg K] | Conc nh3 CF [kg CO2-eq/kg] | Conc nh3 ecosystems CF [points/kg] | Conc nh3 health CF [points/kg] | Conc nh3 resources CF [points/kg] | GAC CF [kg CO2-eq/kg] | GAC ecosystems CF [points/kg] | GAC health CF [points/kg] | GAC resources CF [points/kg] | Zeolite CF [kg CO2-eq/kg] | Zeolite ecosystems CF [points/kg] | Zeolite health CF [points/kg] | Zeolite resources CF [points/kg] | Na cl CF [kg CO2-eq/kg] | Na cl ecosystems CF [points/kg] | Na cl health CF [points/kg] | Na cl resources CF [points/kg] | Na OH CF [kg CO2-eq/kg] | Na OH ecosystems CF [points/kg] | Na OH health CF [points/kg] | Na OH resources CF [points/kg] | LPG CF [kg CO2-eq/kg] | LPG ecosystems CF [points/kg] | LPG health CF [points/kg] | LPG resources CF [points/kg] | Excavation-Global warming [kg CO2-eq/m3] | Brick-Global warming [kg CO2-eq/kg] | Cement-Global warming [kg CO2-eq/kg] | Concrete-Global warming [kg CO2-eq/m3] | Gravel-Global warming [kg CO2-eq/kg] | Plastic-Global warming [kg CO2-eq/kg] | Sand-Global warming [kg CO2-eq/kg] | Stainless steel-global warming [kg CO2-eq/kg] | Stainless steel sheet-global warming [kg CO2-eq/kg] | Steel-Global warming [kg CO2-eq/kg] | Wood-Global warming [kg CO2-eq/m3] | Trucking-Global warming [kg CO2-eq/tonne*km] | Electric motor-global warming [kg CO2-eq/ea] | Electronics-Global warming [kg CO2-eq/kg] | Catalytic converter-global warming [kg CO2-eq/ea] | Oil heat exchanger-global warming [kg CO2-eq/ea] | Pump-Global warming [kg CO2-eq/ea] | Hydronic heat exchanger-global warming [kg CO2-eq/ea] | Electric connectors-global warming [kg CO2-eq/kg] | Electric cables-global warming [kg CO2-eq/m] | PVC-Global warming [kg CO2-eq/kg] | PE-Global warming [kg CO2-eq/kg] | Polymer-Global warming [kg CO2-eq/kg] | Cationic resin-global warming [kg CO2-eq/kg] | Ceramic-Global warming [kg CO2-eq/kg] | Fan-Global warming [kg CO2-eq/kg] | Aluminum-Global warming [kg CO2-eq/kg] | LPG-Global warming [kg CO2-eq/kg] | Zinc coat-global warming [kg CO2-eq/m2] | Polyacrylamide-Global warming [kg CO2-eq/kg] | Photovoltaic panel-global warming [kg CO2-eq/m2] | GACProduction-Global warming [kg CO2-eq/kg] | GACRegeneration-Global warming [kg CO2-eq/kg] | Switches-Global warming [kg CO2-eq/kg] | Control units-global warming [kg CO2-eq/kg] | Electronics active-global warming [kg CO2-eq/kg] | Electronics passive-global warming [kg CO2-eq/kg] | Transformers-Global warming [kg CO2-eq/kg] | Fertilizer offset-global warming [kg CO2-eq/kg] | Polycarbonate-Global warming [kg CO2-eq/kg] | Membrane-Global warming [kg CO2-eq/kg] | Na cl-global warming [kg CO2-eq/kg] | Na oh-global warming [kg CO2-eq/kg] | Zeolite-Global warming [kg CO2-eq/kg] | Battery-Global warming [kg CO2-eq/kg] | Lithium battery-global warming [kg CO2-eq/kg] | Excavation-H ecosystems [kg CO2-eq/m3] | Brick-H ecosystems [kg CO2-eq/kg] | Cement-H ecosystems [kg CO2-eq/kg] | Concrete-H ecosystems [kg CO2-eq/m3] | Gravel-H ecosystems [kg CO2-eq/kg] | Plastic-H ecosystems [kg CO2-eq/kg] | Sand-H ecosystems [kg CO2-eq/kg] | Stainless steel-h ecosystems [kg CO2-eq/kg] | Stainless steel sheet-h ecosystems [kg CO2-eq/kg] | Steel-H ecosystems [kg CO2-eq/kg] | Wood-H ecosystems [kg CO2-eq/m3] | Trucking-H ecosystems [kg CO2-eq/tonne*km] | Electric motor-h ecosystems [kg CO2-eq/ea] | Electronics-H ecosystems [kg CO2-eq/kg] | Catalytic converter-h ecosystems [kg CO2-eq/ea] | Oil heat exchanger-h ecosystems [kg CO2-eq/ea] | Pump-H ecosystems [kg CO2-eq/ea] | Hydronic heat exchanger-h ecosystems [kg CO2-eq/ea] | Electric connectors-h ecosystems [kg CO2-eq/kg] | Electric cables-h ecosystems [kg CO2-eq/m] | PVC-H ecosystems [kg CO2-eq/kg] | PE-H ecosystems [kg CO2-eq/kg] | Polymer-H ecosystems [kg CO2-eq/kg] | Cationic resin-h ecosystems [kg CO2-eq/kg] | Ceramic-H ecosystems [kg CO2-eq/kg] | Fan-H ecosystems [kg CO2-eq/kg] | Aluminum-H ecosystems [kg CO2-eq/kg] | LPG-H ecosystems [kg CO2-eq/kg] | Zinc coat-h ecosystems [kg CO2-eq/m2] | Polyacrylamide-H ecosystems [kg CO2-eq/kg] | Photovoltaic panel-h ecosystems [kg CO2-eq/m2] | GACProduction-H ecosystems [kg CO2-eq/kg] | GACRegeneration-H ecosystems [kg CO2-eq/kg] | Switches-H ecosystems [kg CO2-eq/kg] | Control units-h ecosystems [kg CO2-eq/kg] | Electronics active-h ecosystems [kg CO2-eq/kg] | Electronics passive-h ecosystems [kg CO2-eq/kg] | Transformers-H ecosystems [kg CO2-eq/kg] | Fertilizer offset-h ecosystems [kg CO2-eq/kg] | Polycarbonate-H ecosystems [kg CO2-eq/kg] | Membrane-H ecosystems [kg CO2-eq/kg] | Na cl-h ecosystems [kg CO2-eq/kg] | Na oh-h ecosystems [kg CO2-eq/kg] | Zeolite-H ecosystems [kg CO2-eq/kg] | Battery-H ecosystems [kg CO2-eq/kg] | Lithium battery-h ecosystems [kg CO2-eq/kg] | Excavation-H health [kg CO2-eq/m3] | Brick-H health [kg CO2-eq/kg] | Cement-H health [kg CO2-eq/kg] | Concrete-H health [kg CO2-eq/m3] | Gravel-H health [kg CO2-eq/kg] | Plastic-H health [kg CO2-eq/kg] | Sand-H health [kg CO2-eq/kg] | Stainless steel-h health [kg CO2-eq/kg] | Stainless steel sheet-h health [kg CO2-eq/kg] | Steel-H health [kg CO2-eq/kg] | Wood-H health [kg CO2-eq/m3] | Trucking-H health [kg CO2-eq/tonne*km] | Electric motor-h health [kg CO2-eq/ea] | Electronics-H health [kg CO2-eq/kg] | Catalytic converter-h health [kg CO2-eq/ea] | Oil heat exchanger-h health [kg CO2-eq/ea] | Pump-H health [kg CO2-eq/ea] | Hydronic heat exchanger-h health [kg CO2-eq/ea] | Electric connectors-h health [kg CO2-eq/kg] | Electric cables-h health [kg CO2-eq/m] | PVC-H health [kg CO2-eq/kg] | PE-H health [kg CO2-eq/kg] | Polymer-H health [kg CO2-eq/kg] | Cationic resin-h health [kg CO2-eq/kg] | Ceramic-H health [kg CO2-eq/kg] | Fan-H health [kg CO2-eq/kg] | Aluminum-H health [kg CO2-eq/kg] | LPG-H health [kg CO2-eq/kg] | Zinc coat-h health [kg CO2-eq/m2] | Polyacrylamide-H health [kg CO2-eq/kg] | Photovoltaic panel-h health [kg CO2-eq/m2] | GACProduction-H health [kg CO2-eq/kg] | GACRegeneration-H health [kg CO2-eq/kg] | Switches-H health [kg CO2-eq/kg] | Control units-h health [kg CO2-eq/kg] | Electronics active-h health [kg CO2-eq/kg] | Electronics passive-h health [kg CO2-eq/kg] | Transformers-H health [kg CO2-eq/kg] | Fertilizer offset-h health [kg CO2-eq/kg] | Polycarbonate-H health [kg CO2-eq/kg] | Membrane-H health [kg CO2-eq/kg] | Na cl-h health [kg CO2-eq/kg] | Na oh-h health [kg CO2-eq/kg] | Zeolite-H health [kg CO2-eq/kg] | Battery-H health [kg CO2-eq/kg] | Lithium battery-h health [kg CO2-eq/kg] | Excavation-H resources [kg CO2-eq/m3] | Brick-H resources [kg CO2-eq/kg] | Cement-H resources [kg CO2-eq/kg] | Concrete-H resources [kg CO2-eq/m3] | Gravel-H resources [kg CO2-eq/kg] | Plastic-H resources [kg CO2-eq/kg] | Sand-H resources [kg CO2-eq/kg] | Stainless steel-h resources [kg CO2-eq/kg] | Stainless steel sheet-h resources [kg CO2-eq/kg] | Steel-H resources [kg CO2-eq/kg] | Wood-H resources [kg CO2-eq/m3] | Trucking-H resources [kg CO2-eq/tonne*km] | Electric motor-h resources [kg CO2-eq/ea] | Electronics-H resources [kg CO2-eq/kg] | Catalytic converter-h resources [kg CO2-eq/ea] | Oil heat exchanger-h resources [kg CO2-eq/ea] | Pump-H resources [kg CO2-eq/ea] | Hydronic heat exchanger-h resources [kg CO2-eq/ea] | Electric connectors-h resources [kg CO2-eq/kg] | Electric cables-h resources [kg CO2-eq/m] | PVC-H resources [kg CO2-eq/kg] | PE-H resources [kg CO2-eq/kg] | Polymer-H resources [kg CO2-eq/kg] | Cationic resin-h resources [kg CO2-eq/kg] | Ceramic-H resources [kg CO2-eq/kg] | Fan-H resources [kg CO2-eq/kg] | Aluminum-H resources [kg CO2-eq/kg] | LPG-H resources [kg CO2-eq/kg] | Zinc coat-h resources [kg CO2-eq/m2] | Polyacrylamide-H resources [kg CO2-eq/kg] | Photovoltaic panel-h resources [kg CO2-eq/m2] | GACProduction-H resources [kg CO2-eq/kg] | GACRegeneration-H resources [kg CO2-eq/kg] | Switches-H resources [kg CO2-eq/kg] | Control units-h resources [kg CO2-eq/kg] | Electronics active-h resources [kg CO2-eq/kg] | Electronics passive-h resources [kg CO2-eq/kg] | Transformers-H resources [kg CO2-eq/kg] | Fertilizer offset-h resources [kg CO2-eq/kg] | Polycarbonate-H resources [kg CO2-eq/kg] | Membrane-H resources [kg CO2-eq/kg] | Na cl-h resources [kg CO2-eq/kg] | Na oh-h resources [kg CO2-eq/kg] | Zeolite-H resources [kg CO2-eq/kg] | Battery-H resources [kg CO2-eq/kg] | Lithium battery-h resources [kg CO2-eq/kg] | NEWgenerator photovoltaic pv panel [USD] | NEWgenerator photovoltaic pv panel shipping [USD] | NEWgenerator photovoltaic pv racking system [USD] | NEWgenerator photovoltaic pv charge controllers [USD] | NEWgenerator photovoltaic pv connectors [USD] | NEWgenerator photovoltaic pv combiner box [USD] | NEWgenerator photovoltaic pv circuit breaker [USD] | NEWgenerator photovoltaic pv battery [USD] | NEWgenerator photovoltaic pv battery connectors [USD] | NEWgenerator photovoltaic pv battery switch [USD] | NEWgenerator photovoltaic pv battery terminal [USD] | NEWgenerator photovoltaic pv dc enclosure panel [USD] | NEWgenerator photovoltaic pv dc din rail [USD] | NEWgenerator photovoltaic pv dc din circuit breaker [USD] | NEWgenerator photovoltaic pv dc distribution block [USD] | NEWgenerator photovoltaic pv dc voltage converter [USD] | NEWgenerator photovoltaic pv misc [USD] | NEWgenerator photovoltaic pv labor replacement batteries [hr/y] | NEWgenerator photovoltaic pv lithium battery [USD] | NEWgenerator photovoltaic pv labor replacement misc repairs [hr/y] | NEWgenerator photovoltaic pv photovoltaic panel area [m2] | NEWgenerator photovoltaic pv aluminum weight [kg] | NEWgenerator photovoltaic pv control units weight [kg] | NEWgenerator photovoltaic pv cable length [m] | NEWgenerator photovoltaic pv connectors weight [kg] | NEWgenerator photovoltaic pv switch weight [kg] | NEWgenerator photovoltaic pv polycarbonate weight [kg] | NEWgenerator photovoltaic pv electronics passive weight [kg] | Operator daily wage [USD/h] | Energy gwp [kg CO2-eq/kWh] | Energy h ecosystems [points/kWh] | Energy h health [points/kWh] | Energy h resources [points/kWh] | Nacl price [USD/kg] | Lpg price [USD/kg] | N fertilizer price [USD/kg N] | P fertilizer price [USD/kg P] | K fertilizer price [USD/kg K] | Nh3 fertilizer price [USD/kg N]
0 | 0.17445 | 0.019073 | 0.018036 | 1.4374 | 0.99277 | 0.99725 | 0.95545 | 0.067309 | 0.8677 | 0.37734 | 0.75581 | 0.76869 | 0.81478 | 0.16766 | 1629.2371 | 234.4104 | 0.94591 | 0.79781 | 0.19632 | 0.30239 | 0.42991 | 1.4356 | 2.6983 | 379.3543 | 0.0045444 | 168.8663 | 95.5259 | 16.7756 | 166.4129 | 15.7723 | 1.8405 | 68.3585 | 15.3589 | 14.4719 | 2586.344 | 83.4553 | 92.7415 | 1775.4571 | 118.6456 | 80.6953 | 268.3978 | 249.1397 | 206.9102 | 30.1453 | 55.5239 | 0.90735 | 0.14103 | 0.069824 | 0.015607 | 0.0016081 | 6.8785e-05 | 36.0744 | 12.6971 | 3.4297 | 0.96727 | 0.60863 | 0.10262 | 2.2592 | 69.5403 | 7.0042 | 0.28314 | 0.79056 | 22.6006 | 104.4438 | 34.3889 | 20.8008 | 118.1679 | 7.8422 | 0.038453 | 0.25277 | 0.89705 | 41.1977 | 13.0621 | 562.7629 | 104.9778 | 3.2136 | 0.12257 | 0.61646 | 0.12455 | 272.8863 | 135.5468 | 77.1886 | 70.5449 | 16.5034 | 1237.1431 | 287.1476 | 75.0361 | 83.8594 | 248.4775 | 160.1074 | 81.0547 | 73.2808 | 7.8513 | 0.79114 | 0.97875 | 0.54722 | 59.8633 | 5.2038 | 1.6818 | 2.5455 | 0.16304 | 9.1669e-05 | 35.2368 | 1.2004 | 0.20622 | 0.23725 | 0.14547 | 2.5498 | 0.9545 | 0.87742 | 0.46235 | 86.8863 | 16.7214 | 27.0613 | 8.4873 | 117.5884 | 150.2652 | 2032.9388 | 264.7049 | 401.6543 | 202.204 | 772.0251 | 404.6772 | 99.6556 | 461.9418 | 0.38037 | 0.20704 | 0.03668 | 0.083593 | 0.010332 | 0.006853 | 2.8507e-05 | 0.0024127 | 30.1766 | 12.8307 | 0.87174 | 0.13652 | 2.4601 | 4.2303 | 387.8832 | 82.289 | 3.6567 | 4.848 | 128.7833 | 7.7697 | 110.8128 | 45.2414 | 34.3726 | 90.2575 | 635.5191 | 63.7167 | 573.5833 | 9.3055 | 106.2718 | 634.4437 | 138.2919 | 101.2617 | 54.7454 | 64.1902 | 227.3372 | 60.3744 | 8.6459 | 201.116 | 74.4717 | 11.7507 | 54.9558 | 598.2968 | 6.1588 | 86.7126 | 59.9901 | 177.7572 | 297.4503 | 82.2438 | 55.4035 | 30.3298 | 41.2826 | 0.010443 | 0.0010275 | 0.23668 | 28.2371 | 2.0373 | 12.3321 | 2.7921 | 276.4919 | 11.5218 | 3.8792 | 0.60278 | 6737.9373 | 735.7511 | 1171.8341 | 1520.342 | 29.9567 | 0.88879 | 20.5253 | 2.4512 | 5208.3422 | 1377.2072 | 569.0122 | 88.3283 | 156.851 | 8.6191 | 158.7867 | 0.0015843 | 39.1412 | 0.18187 | 14.4767 | 77.2704 | 4.6754 | 53.0566 | 174.9725 | 0.12573 | 0.20802 | 1.0932 | 3.8131 | 0.24786 | 0.20905 | 1.2257 | 0.12005 | 33.7641 | 0.0028422 | 13.1097 | 314.6867 | 0.024162 | 110.3692 | 4.8853 | 0.047391 | 0.6024 | 0.27681 | 4.9168 | 0.094261 | 1.7327 | 1.068 | 1.4889 | 0.018724 | 0.11893 | 0.052094 | 4.345 | 0.037764 | 0.54817 | 0.20218 | 8.0186 | 0.00046635 | 0.0037212 | 0.0027576 | 5.5128 | 0.021182 | 0.33257 | 0.22462 | 0.28663 | 0.0012348 | 0.019046 | 0.013102 | 1.3053 | 0.0049521 | 0.086811 | 0.050312 | 0.75782 | 0.0039497 | 0.041347 | 0.16651 | 0.51073 | 0.27832 | 1.06 | 237.1176 | 0.017236 | 2.0029 | 0.011612 | 5.3375 | 5.8147 | 2.8728 | 188.9703 | 0.33998 | 10.4425 | 9.6924 | 13.1571 | 113427.5393 | 9.4148 | 336.2043 | 8.9579 | 4.6424 | 2.0602 | 2.0939 | 2.542 | 1.6575 | 1.757 | 14.9097 | 3.9291 | 0.75833 | 8.3462 | 3.0055 | 289.0697 | 7.9972 | 0.4091 | 19.7577 | 24.1508 | 658.0981 | 59.4631 | 4.2383 | 2.91 | 7.8824 | 8.1409 | 0.28909 | 1.1965 | 5.3989 | 7.5655 | 6.017 | 0.0020782 | 0.0012834 | 0.004172 | 1.6012 | 8.1684e-05 | 0.007414 | 6.3344e-05 | 0.016646 | 0.0026549 | 0.008342 | 11.9651 | 0.00080509 | 0.67893 | 0.32407 | 7.9917 | 1.239 | 0.035784 | 1.364 | 0.28331 | 0.018831 | 0.0071927 | 0.0066449 | 0.0032265 | 0.0060417 | 0.0070577 | 0.062679 | 0.072204 | 0.0036696 | 0.035983 | 0.0095891 | 1.0772 | 0.00043151 | 0.00042617 | 0.1015 | 0.11647 | 2.6554 | 0.3229 | 0.022664 | 0.044805 | 0.028867 | 0.034121 | 0.0011019 | 0.0051988 | 0.019317 | 0.026133 | 0.026483 | 0.03955 | 0.016902 | 0.062983 | 17.6441 | 0.0011796 | 0.10457 | 0.000846 | 0.41811 | 0.05108 | 0.15874 | 7.804 | 0.010475 | 21.5592 | 14.763 | 514.2917 | 29.8044 | 1.6579 | 26.2608 | 14.1081 | 0.91119 | 0.10511 | 0.10329 | 0.057542 | 0.097501 | 0.18134 | 1.9731 | 1.4655 | 0.041526 | 0.89708 | 0.16854 | 18.1666 | 0.0033764 | 0.0035619 | 10.4692 | 5.5897 | 163.941 | 14.7172 | 1.8091 | 0.67694 | 0.43146 | 0.58379 | 0.019702 | 0.084598 | 0.39118 | 1.1433 | 1.1527 | 0.027421 | 0.011057 | 0.013961 | 7.0873 | 0.00091427 | 0.24024 | 0.00057067 | 0.90429 | 0.061951 | 0.12001 | 5.2107 | 0.0085734 | 17.4115 | 7.7015 | 578.394 | 19.158 | 1.9119 | 19.5252 | 8.4129 | 0.5183 | 0.1639 | 0.23352 | 0.030208 | 0.118 | 0.073472 | 1.7339 | 0.58358 | 0.16453 | 0.53696 | 0.207 | 12.1154 | 0.0031583 | 0.0031727 | 3.544 | 2.7709 | 64.1711 | 8.684 | 3.1279 | 0.25104 | 0.30072 | 0.66484 | 0.012618 | 0.054611 | 0.22777 | 1.1942 | 1.2822 | 811.7021 | 313.5768 | 265.4639 | 181.462 | 69.0018 | 112.9268 | 38.7919 | 3309.4456 | 276.7762 | 93.5935 | 19.4157 | 127.7333 | 9.6168 | 230.246 | 112.2689 | 10.4468 | 60.7386 | 0.40392 | 3647.5792 | 2.2738 | 6.018 | 1.5782 | 3.1481 | 12.0787 | 0.55504 | 0.91578 | 3.5823 | 0.34031 | 6.359 | 0.15444 | 0.0014293 | 0.030858 | 0.008663 | 0.22804 | 1.5382 | 2.5219 | 3.4534 | 1.9622 | 1.967
1 | 0.13401 | 0.016554 | 0.010466 | 1.2937 | 0.99381 | 0.9909 | 0.6865 | 0.045873 | 0.89597 | 0.53513 | 0.88357 | 0.80423 | 0.87251 | 0.18857 | 1221.6752 | 137.2347 | 0.95759 | 0.83416 | 0.1735 | 0.33032 | 0.23125 | 1.9559 | 4.4581 | 460.2624 | 0.0064647 | 135.8561 | 117.8825 | 11.7486 | 136.3187 | 14.6469 | 1.8846 | 58.3536 | 14.1005 | 12.2796 | 2328.8224 | 94.8996 | 84.503 | 1804.8763 | 120.801 | 76.4446 | 255.3435 | 274.0978 | 260.399 | 37.3921 | 46.6748 | 0.86346 | 0.11295 | 0.038022 | 0.01354 | 0.0020541 | 9.3203e-05 | 28.0947 | 10.4135 | 3.514 | 0.71041 | 0.70063 | 0.080231 | 2.5109 | 63.4322 | 5.1366 | 0.27059 | 0.91422 | 23.7652 | 118.11 | 37.6178 | 16.8433 | 138.1121 | 9.4313 | 0.032639 | 0.26768 | 0.79353 | 42.3228 | 14.011 | 891.3039 | 90.0553 | 2.1927 | 0.12482 | 0.57711 | 0.10917 | 324.7571 | 162.1678 | 100.5926 | 72.451 | 17.7831 | 1086.8619 | 272.5054 | 108.7428 | 82.3023 | 233.2164 | 172.1319 | 100.2601 | 69.2601 | 8.1894 | 0.84426 | 0.59979 | 0.36424 | 60.9873 | 5.1528 | 2.1195 | 1.9819 | 0.15959 | 8.1249e-05 | 30.3385 | 0.91823 | 0.21653 | 0.23021 | 0.18202 | 2.6018 | 0.96506 | 1.1335 | 0.49863 | 94.8548 | 17.5721 | 31.091 | 7.8035 | 124.4428 | 113.7844 | 2069.379 | 277.0755 | 291.9553 | 176.7164 | 728.8407 | 367.7116 | 81.99 | 435.6822 | 0.42102 | 0.024013 | 0.10654 | 0.067891 | 0.0099437 | 0.0048714 | 2.6868e-05 | 0.0020013 | 32.3928 | 14.1936 | 1.0542 | 0.14438 | 2.7843 | 4.7251 | 403.5749 | 64.884 | 2.9789 | 4.9474 | 138.0218 | 10.1554 | 126.0175 | 46.5506 | 32.0154 | 89.1605 | 714.4234 | 73.9192 | 623.0738 | 9.0174 | 140.4234 | 645.1364 | 154.4742 | 100.6688 | 57.0252 | 61.7847 | 206.629 | 59.049 | 10.0442 | 158.426 | 76.1595 | 10.5538 | 40.8415 | 544.6552 | 6.633 | 78.1761 | 65.0194 | 212.5768 | 291.9973 | 78.2777 | 47.3243 | 29.874 | 48.4114 | 0.011911 | 0.001262 | 0.27204 | 29.8716 | 2.1118 | 8.6515 | 2.7387 | 284.7791 | 11.9552 | 4.4529 | 0.43489 | 5787.4354 | 970.4526 | 1545.6086 | 1389.4436 | 26.6135 | 1.2535 | 21.6217 | 2.6273 | 5105.3411 | 1585.1766 | 615.6094 | 94.6954 | 119.8745 | 8.02 | 188.5401 | 0.0011682 | 28.6781 | 0.15236 | 11.9106 | 55.6844 | 3.2425 | 89.27 | 163.8773 | 0.11588 | 0.28055 | 1.8007 | 2.3644 | 0.11009 | 0.21191 | 1.0602 | 0.18577 | 34.9953 | 0.0029824 | 13.305 | 271.4577 | 0.024421 | 116.4261 | 5.3647 | 0.044886 | 0.67686 | 0.24402 | 4.5042 | 0.091218 | 1.9124 | 1.1197 | 1.4689 | 0.018894 | 0.1149 | 0.054466 | 4.155 | 0.038304 | 0.50882 | 0.21606 | 8.3242 | 0.00047434 | 0.003318 | 0.0032267 | 5.4468 | 0.0185 | 0.33724 | 0.2115 | 0.29206 | 0.001249 | 0.021247 | 0.013611 | 1.2671 | 0.0050431 | 0.09707 | 0.051386 | 0.68361 | 0.0033783 | 0.04319 | 0.19506 | 0.51839 | 0.25057 | 1.0069 | 326.0029 | 0.016926 | 1.9517 | 0.012076 | 4.0104 | 5.253 | 2.3105 | 186.9224 | 0.096177 | 9.4159 | 9.1986 | 12.8201 | 114898.1199 | 8.7328 | 354.2285 | 9.6757 | 4.0812 | 2.0968 | 1.9382 | 2.7679 | 1.5127 | 1.7998 | 13.3476 | 3.8604 | 0.77483 | 7.5678 | 2.9291 | 266.2051 | 8.3915 | 0.41722 | 17.325 | 24.6297 | 700.6509 | 70.4674 | 4.5748 | 2.765 | 7.6399 | 7.2521 | 0.27944 | 1.1261 | 5.4637 | 6.433 | 6.705 | 0.0019648 | 0.0013185 | 0.0044367 | 1.644 | 8.981e-05 | 0.0076332 | 5.6849e-05 | 0.017752 | 0.0024163 | 0.0087638 | 12.3835 | 0.00069054 | 0.64466 | 0.29793 | 7.7369 | 1.1686 | 0.036479 | 1.2256 | 0.27772 | 0.020132 | 0.0070032 | 0.0071605 | 0.0035265 | 0.0063116 | 0.0073844 | 0.063912 | 0.079803 | 0.0039157 | 0.034128 | 0.011683 | 1.0371 | 0.00042515 | 0.00041351 | 0.0943 | 0.11427 | 3.0865 | 0.27623 | 0.021111 | 0.043209 | 0.025136 | 0.035235 | 0.001112 | 0.0057326 | 0.02121 | 0.023806 | 0.02447 | 0.036268 | 0.019001 | 0.058928 | 18.2119 | 0.0011696 | 0.093681 | 0.00082281 | 0.43421 | 0.053164 | 0.14867 | 7.5437 | 0.011895 | 21.2183 | 15.1837 | 469.9099 | 27.2899 | 1.7361 | 27.148 | 15.1107 | 0.99148 | 0.10639 | 0.10709 | 0.052759 | 0.089917 | 0.1593 | 1.7061 | 1.3279 | 0.043792 | 0.78549 | 0.15472 | 18.6071 | 0.0035854 | 0.0033529 | 10.3337 | 4.8072 | 163.0561 | 15.1252 | 1.6061 | 0.66235 | 0.43809 | 0.55109 | 0.021937 | 0.091537 | 0.33777 | 0.9844 | 1.0302 | 0.029764 | 0.011994 | 0.014138 | 7.2049 | 0.00076957 | 0.23174 | 0.00058655 | 0.84787 | 0.06945 | 0.11613 | 5.8879 | 0.009087 | 17.2797 | 8.4038 | 562.3241 | 18.5487 | 1.6973 | 17.3514 | 7.9854 | 0.54749 | 0.14599 | 0.22398 | 0.032423 | 0.099833 | 0.08078 | 1.8051 | 0.59794 | 0.16305 | 0.51094 | 0.19557 | 13.1856 | 0.0030049 | 0.0030636 | 3.7003 | 2.9467 | 67.5726 | 8.929 | 3.3487 | 0.26879 | 0.30611 | 0.70034 | 0.01282 | 0.057623 | 0.2121 | 1.2617 | 1.2148 | 664.9238 | 336.6641 | 229.4332 | 223.5206 | 63.0179 | 94.854 | 38.0848 | 2982.5426 | 271.1044 | 94.8779 | 21.7037 | 124.9742 | 8.1067 | 252.775 | 102.7952 | 12.8917 | 55.3014 | 0.34856 | 3035.9101 | 2.6341 | 6.44 | 1.8365 | 2.3636 | 10.152 | 0.60448 | 0.62106 | 2.9008 | 0.22856 | 11.3948 | 0.17715 | 0.00085662 | 0.027575 | 0.016921 | 0.37768 | 2.3586 | 1.1938 | 2.5659 | 1.3693 | 0.80678
2 | 0.1609 | 0.027689 | 0.011552 | 1.128 | 0.99605 | 0.99556 | 0.94067 | 0.027377 | 0.88755 | 0.48771 | 0.77341 | 0.84448 | 0.75769 | 0.20688 | 1837.6954 | 267.3449 | 0.94732 | 0.84998 | 0.13569 | 0.28658 | 0.11649 | 1.5418 | 2.2166 | 310.3439 | 0.0026877 | 164.9499 | 124.6439 | 17.2625 | 159.3728 | 11.8893 | 1.7095 | 60.1538 | 16.8673 | 11.0814 | 3082.117 | 84.2572 | 97.3615 | 1700.4605 | 128.3136 | 94.197 | 297.3304 | 268.6253 | 251.9643 | 35.2258 | 57.6971 | 0.71587 | 0.054878 | 0.3483 | 0.017783 | 0.0019253 | 7.8079e-05 | 31.5421 | 9.688 | 2.8525 | 0.86767 | 0.55791 | 0.11365 | 2.6609 | 60.6815 | 11.5268 | 0.2776 | 0.89127 | 20.7602 | 124.4593 | 26.3648 | 23.4317 | 157.2832 | 8.2909 | 0.037417 | 0.23881 | 0.84052 | 30.0187 | 19.4447 | 833.9429 | 81.9524 | 3.7708 | 0.11343 | 0.43997 | 0.11536 | 339.7424 | 129.8814 | 76.2474 | 56.0745 | 17.116 | 1365.1979 | 284.2922 | 98.4805 | 74.1925 | 251.8944 | 142.341 | 93.8998 | 86.4314 | 7.9001 | 0.42719 | 0.70726 | 0.31099 | 70.9877 | 6.983 | 1.8469 | 2.6902 | 0.16747 | 9.0148e-05 | 29.2744 | 1.1091 | 0.2624 | 0.20924 | 0.19786 | 2.7242 | 0.95519 | 0.97995 | 0.43359 | 74.5647 | 19.3027 | 28.8354 | 9.6545 | 144.5844 | 135.2677 | 2225.2612 | 254.1406 | 349.6377 | 196.1533 | 686.6016 | 383.5186 | 97.1898 | 370.3942 | 0.34768 | 0.33005 | 0.15892 | 0.072373 | 0.0085032 | 0.0058955 | 2.3693e-05 | 0.0021972 | 30.7683 | 10.8242 | 1.0315 | 0.2009 | 2.196 | 5.4535 | 299.4178 | 61.1412 | 3.0816 | 6.0877 | 152.8024 | 8.2852 | 114.1025 | 49.628 | 31.0758 | 92.5797 | 581.2739 | 72.4725 | 586.8481 | 8.6505 | 121.4536 | 769.2717 | 125.6916 | 97.4555 | 59.1577 | 76.2732 | 243.3897 | 62.3644 | 10.1961 | 168.2381 | 79.2295 | 9.4477 | 43.0639 | 676.4325 | 6.9527 | 80.632 | 53.9563 | 168.5513 | 256.2529 | 83.1678 | 55.1989 | 33.5248 | 39.3008 | 0.012237 | 0.0011014 | 0.28283 | 33.6769 | 2.7967 | 11.189 | 2.7094 | 290.2626 | 8.85 | 5.1565 | 0.53701 | 7025.4221 | 932.4751 | 1274.7952 | 1242.0541 | 31.3754 | 1.1887 | 25.2476 | 2.4772 | 4899.5315 | 1274.4713 | 623.8124 | 105.2546 | 158.5095 | 8.1081 | 147.5456 | 0.0012602 | 35.9735 | 0.187 | 12.2493 | 91.8152 | 4.501 | 76.2403 | 223.9177 | 0.10916 | 0.30784 | 1.2041 | 3.5501 | 0.14016 | 0.23332 | 0.94269 | 0.13387 | 32.6823 | 0.0026509 | 15.1071 | 283.239 | 0.025875 | 121.1143 | 5.4659 | 0.044461 | 0.68313 | 0.23931 | 4.8366 | 0.092572 | 1.7738 | 1.0903 | 1.4194 | 0.018994 | 0.1174 | 0.053343 | 4.5744 | 0.036936 | 0.54052 | 0.22711 | 9.0264 | 0.00039982 | 0.0032228 | 0.0027195 | 4.7922 | 0.020157 | 0.38822 | 0.21669 | 0.26921 | 0.0011196 | 0.021838 | 0.014604 | 1.1842 | 0.0054276 | 0.091264 | 0.05359 | 0.75303 | 0.003605 | 0.047911 | 0.19102 | 0.52229 | 0.26155 | 1.101 | 336.5714 | 0.015197 | 2.0089 | 0.011375 | 4.0977 | 4.3241 | 2.8341 | 187.294 | 0.39541 | 10.8447 | 8.6946 | 14.9729 | 125378.5975 | 8.4846 | 298.3854 | 9.4478 | 3.9428 | 1.866 | 1.8598 | 2.8679 | 1.5189 | 1.7293 | 14.099 | 4.3749 | 0.73243 | 7.9954 | 2.6024 | 282.1834 | 8.9476 | 0.42854 | 17.1854 | 25.3492 | 577.262 | 63.295 | 4.6756 | 2.5977 | 7.9927 | 7.2783 | 0.24682 | 1.3281 | 5.5754 | 7.3131 | 6.2317 | 0.001889 | 0.0012817 | 0.0045042 | 1.3832 | 9.2023e-05 | 0.0064956 | 5.8407e-05 | 0.01683 | 0.0028312 | 0.008055 | 12.5521 | 0.00069942 | 0.68834 | 0.28706 | 8.7337 | 1.1903 | 0.040063 | 1.258 | 0.30297 | 0.020883 | 0.0069018 | 0.0065841 | 0.0037533 | 0.0059064 | 0.006554 | 0.064206 | 0.081292 | 0.0039545 | 0.034292 | 0.010431 | 1.1176 | 0.00046163 | 0.00047575 | 0.098672 | 0.12569 | 3.0705 | 0.32741 | 0.02146 | 0.046661 | 0.02536 | 0.035015 | 0.0011575 | 0.0058041 | 0.019543 | 0.024985 | 0.024641 | 0.04303 | 0.018639 | 0.059696 | 18.7748 | 0.001317 | 0.097053 | 0.00078497 | 0.41001 | 0.046618 | 0.16787 | 7.9845 | 0.011583 | 21.0199 | 12.9947 | 448.8495 | 30.9701 | 1.6049 | 28.8414 | 14.4538 | 0.86694 | 0.11203 | 0.10929 | 0.057213 | 0.088214 | 0.17192 | 2.0416 | 1.4799 | 0.043169 | 0.86417 | 0.16674 | 17.8597 | 0.0031989 | 0.0031523 | 9.0663 | 5.6779 | 155.3114 | 14.2014 | 1.5648 | 0.58291 | 0.46134 | 0.5722 | 0.022985 | 0.094739 | 0.33256 | 1.1787 | 1.0726 | 0.024779 | 0.0099898 | 0.015668 | 7.5843 | 0.00089613 | 0.22772 | 0.00063341 | 0.9096 | 0.064087 | 0.13067 | 5.6296 | 0.0079153 | 16.2003 | 8.0373 | 570.1813 | 20.1123 | 1.6475 | 17.9933 | 8.85 | 0.51139 | 0.15859 | 0.2275 | 0.027896 | 0.11642 | 0.07375 | 1.8587 | 0.58634 | 0.16196 | 0.534 | 0.20236 | 12.8287 | 0.0029582 | 0.0029197 | 4.0169 | 2.6899 | 64.7007 | 8.6184 | 2.9017 | 0.25158 | 0.3106 | 0.73379 | 0.013919 | 0.047807 | 0.21832 | 1.1315 | 1.0863 | 822.1972 | 323.3136 | 261.2744 | 184.7571 | 60.1772 | 98.9908 | 46.5205 | 3494.3244 | 325.0012 | 78.1707 | 22.8022 | 115.6356 | 9.3667 | 236.0584 | 105.6242 | 12.1774 | 65.4474 | 0.39691 | 2722.0738 | 2.2127 | 7.264 | 1.4943 | 3.305 | 8.21 | 0.44449 | 1.0087 | 3.5025 | 0.23168 | 7.5716 | 0.20715 | 0.0012029 | 0.048565 | 0.0072724 | 0.33273 | 1.3509 | 2.1846 | 3.0597 | 0.75392 | 2.0032
3 | 0.16588 | 0.017495 | 0.014313 | 1.18 | 0.99207 | 0.99626 | 0.66902 | 0.028274 | 0.87404 | 0.58085 | 0.70946 | 0.79857 | 0.86439 | 0.23989 | 2276.8406 | 287.3884 | 0.94432 | 0.82849 | 0.1909 | 0.2456 | 0.12498 | 0.89682 | 3.2391 | 204.4779 | 0.0066162 | 162.5897 | 109.8606 | 16.4986 | 139.7552 | 13.4313 | 2.123 | 57.6475 | 14.625 | 13.4395 | 2573.8449 | 80.0819 | 91.56 | 1686.3722 | 125.4548 | 85.5723 | 294.2808 | 240.4843 | 248.1874 | 28.6677 | 52.2969 | 0.87992 | 0.1659 | 0.12596 | 0.016594 | 0.001778 | 6.9027e-05 | 30.1395 | 13.111 | 2.5205 | 1.01 | 0.56872 | 0.095247 | 2.1493 | 67.7581 | 9.9581 | 0.26871 | 0.81106 | 21.1106 | 93.3291 | 39.6683 | 20.336 | 128.8502 | 7.9916 | 0.039857 | 0.26363 | 0.96333 | 25.0502 | 17.1821 | 671.9073 | 118.9169 | 2.9236 | 0.11072 | 0.7028 | 0.11163 | 325.8279 | 147.9708 | 94.8117 | 63.2517 | 15.9487 | 1137.3564 | 262.8216 | 74.329 | 91.0847 | 226.1602 | 143.8004 | 78.4346 | 89.7925 | 6.9421 | 0.55719 | 0.53339 | 0.29316 | 55.1218 | 5.7541 | 2.3854 | 2.6428 | 0.19583 | 6.4377e-05 | 34.53 | 1.3164 | 0.24596 | 0.26883 | 0.12501 | 2.8388 | 0.96841 | 1.3907 | 0.47518 | 100.5057 | 12.9592 | 36.9577 | 9.1183 | 130.1119 | 109.032 | 1952.6556 | 272.6287 | 356.0267 | 189.4301 | 904.7242 | 393.8486 | 90.5017 | 456.7603 | 0.15399 | 0.39986 | 0.15127 | 0.081804 | 0.0077288 | 0.0067288 | 2.5873e-05 | 0.0020952 | 28.177 | 12.2156 | 0.93176 | 0.17697 | 2.7047 | 4.5829 | 344.4833 | 75.5029 | 3.87 | 4.1184 | 127.7903 | 8.1241 | 106.5728 | 51.1115 | 28.9806 | 95.9777 | 698.6279 | 61.0151 | 714.6522 | 9.146 | 114.7965 | 710.2779 | 131.2441 | 83.4477 | 49.3058 | 75.5198 | 212.0727 | 47.7764 | 7.7899 | 156.001 | 78.0541 | 12.1704 | 46.319 | 641.973 | 7.0662 | 68.672 | 67.0417 | 187.5309 | 264.9672 | 79.3264 | 51.0809 | 31.138 | 46.2032 | 0.011578 | 0.0013593 | 0.31458 | 36.0559 | 2.1237 | 12.8472 | 2.3635 | 319.6258 | 11.1136 | 5.9623 | 0.55736 | 6266.1377 | 875.1805 | 1519.9408 | 1340.3899 | 34.7184 | 0.80794 | 24.576 | 3.0483 | 5684.2378 | 1412.8654 | 607.0353 | 84.646 | 150.8824 | 9.1337 | 191.6358 | 0.0010909 | 35.5632 | 0.14591 | 12.5236 | 53.5222 | 4.105 | 86.4145 | 212.4883 | 0.1181 | 0.22115 | 2.4642 | 3.2724 | 0.38744 | 0.23935 | 1.0003 | 0.14604 | 32.599 | 0.0027632 | 12.8101 | 278.7704 | 0.02359 | 127.9193 | 5.5297 | 0.048753 | 0.66764 | 0.2701 | 4.6504 | 0.10172 | 1.7085 | 1.075 | 1.5096 | 0.017651 | 0.1087 | 0.057223 | 4.4426 | 0.036621 | 0.48305 | 0.22219 | 7.6341 | 0.00047736 | 0.0034678 | 0.0028515 | 5.3225 | 0.021844 | 0.34794 | 0.24182 | 0.28814 | 0.0010992 | 0.021578 | 0.013348 | 1.2551 | 0.0058001 | 0.092417 | 0.054033 | 0.67027 | 0.0038532 | 0.043924 | 0.16541 | 0.53836 | 0.28342 | 1.1733 | 247.353 | 0.012331 | 1.9784 | 0.012932 | 3.4608 | 4.7535 | 2.3456 | 204.0573 | 0.28947 | 10.7553 | 8.6197 | 12.5701 | 108312.6453 | 7.8286 | 306.5307 | 8.0956 | 4.2625 | 2.2279 | 1.8379 | 2.6431 | 1.7731 | 2.0186 | 12.7517 | 3.7972 | 0.74987 | 8.0989 | 2.7831 | 269.2646 | 7.9248 | 0.48778 | 16.7536 | 28.9718 | 604.7405 | 62.3095 | 4.9682 | 2.7997 | 8.4448 | 7.9516 | 0.28543 | 1.1784 | 5.3021 | 6.8004 | 6.6433 | 0.0021194 | 0.001209 | 0.0045267 | 1.3545 | 8.6453e-05 | 0.0063517 | 6.0364e-05 | 0.017405 | 0.002768 | 0.0075569 | 14.0104 | 0.00077987 | 0.58802 | 0.27407 | 7.4434 | 1.3959 | 0.040888 | 1.4023 | 0.29652 | 0.017758 | 0.0082055 | 0.0075322 | 0.0036741 | 0.0064303 | 0.0075421 | 0.05675 | 0.077565 | 0.0035373 | 0.032129 | 0.010615 | 1.0992 | 0.00040875 | 0.00044894 | 0.10243 | 0.13178 | 2.9366 | 0.30238 | 0.021048 | 0.042067 | 0.024716 | 0.037074 | 0.0012605 | 0.0054177 | 0.022096 | 0.026977 | 0.02351 | 0.038436 | 0.017701 | 0.057773 | 16.3567 | 0.0011594 | 0.098905 | 0.00080152 | 0.40788 | 0.050815 | 0.15214 | 7.1841 | 0.010133 | 22.6419 | 14.0747 | 517.1708 | 27.8081 | 1.8963 | 28.2118 | 15.4755 | 0.94619 | 0.11382 | 0.099241 | 0.049425 | 0.091124 | 0.16584 | 1.8244 | 1.2715 | 0.044572 | 0.76839 | 0.15309 | 21.5756 | 0.0034729 | 0.0036308 | 9.7208 | 5.1101 | 146.699 | 15.3594 | 1.7577 | 0.60833 | 0.38597 | 0.67188 | 0.020963 | 0.097382 | 0.38226 | 1.0662 | 1.0676 | 0.029438 | 0.010211 | 0.016015 | 6.6596 | 0.00082918 | 0.21696 | 0.00052632 | 0.9226 | 0.066175 | 0.12123 | 5.285 | 0.0088123 | 15.814 | 8.0926 | 490.5282 | 17.9686 | 1.6795 | 17.7581 | 8.7904 | 0.48049 | 0.16072 | 0.20497 | 0.031495 | 0.10779 | 0.079921 | 1.8319 | 0.62927 | 0.16743 | 0.51311 | 0.2309 | 13.4353 | 0.0031171 | 0.0028105 | 4.2229 | 2.6985 | 65.5439 | 8.2057 | 3.2293 | 0.27854 | 0.27487 | 0.61104 | 0.012578 | 0.048929 | 0.20239 | 1.2446 | 1.1195 | 757.8817 | 346.8591 | 235.2367 | 203.1828 | 67.1587 | 91.2601 | 47.4033 | 3231.7891 | 263.0843 | 87.7472 | 20.1699 | 127.6206 | 8.3522 | 205.4362 | 99.5593 | 11.6966 | 49.2715 | 0.47455 | 3569.2982 | 2.5329 | 7.1932 | 2.0156 | 3.4384 | 11.847 | 0.52232 | 0.94378 | 2.8349 | 0.26523 | 14.9999 | 0.18668 | 0.001877 | 0.05001 | 0.012912 | 0.35289 | 1.492 | 1.8627 | 4.8308 | 1.296 | 1.223
4 | 0.17576 | 0.020137 | 0.015635 | 1.2792 | 0.9986 | 0.99877 | 0.86179 | 0.049718 | 0.80107 | 0.46642 | 0.55384 | 0.75054 | 0.76645 | 0.17642 | 1138.8733 | 435.6143 | 0.95575 | 0.8251 | 0.20091 | 0.31549 | 0.15425 | 0.28439 | 6.0868 | 651.5923 | 0.0076688 | 183.7645 | 119.2372 | 12.9894 | 145.1035 | 16.3464 | 2.1764 | 52.7934 | 16.4077 | 12.7119 | 2433.2279 | 79.2607 | 88.3815 | 1547.4533 | 113.0168 | 99.3808 | 287.1587 | 230.2033 | 234.6487 | 33.7964 | 50.844 | 0.93558 | 0.023535 | 0.14761 | 0.01715 | 0.0016913 | 8.9772e-05 | 27.6552 | 10.982 | 3.4098 | 0.74277 | 0.52987 | 0.093742 | 2.7676 | 52.4482 | 10.3179 | 0.30438 | 0.8399 | 26.443 | 115.9283 | 42.2534 | 22.5713 | 149.0312 | 7.7425 | 0.034227 | 0.28978 | 0.97593 | 28.7582 | 20.1623 | 846.5305 | 142.768 | 2.3931 | 0.094997 | 0.53533 | 0.082095 | 247.4325 | 125.8587 | 81.2014 | 64.1423 | 14.816 | 1077.7815 | 240.19 | 87.4503 | 89 | 264.8208 | 178.589 | 77.6142 | 83.4319 | 8.451 | 0.74753 | 0.86908 | 0.56012 | 66.5308 | 5.0005 | 1.8833 | 2.483 | 0.17191 | 7.7647e-05 | 26.4989 | 0.90992 | 0.2007 | 0.17517 | 0.16783 | 3.596 | 0.95668 | 1.3091 | 0.40151 | 98.1494 | 15.4681 | 24.1869 | 10.2921 | 147.0536 | 167.9472 | 1867.3469 | 248.0864 | 397.5172 | 173.43 | 835.9848 | 330.4136 | 88.8284 | 482.9647 | 0.07665 | 0.12047 | 0.050332 | 0.077288 | 0.0083865 | 0.0054362 | 2.5957e-05 | 0.0025702 | 35.7607 | 9.6462 | 1.1139 | 0.14965 | 2.851 | 4.535 | 335.8369 | 68.7799 | 3.3465 | 5.2458 | 144.6489 | 8.3978 | 125.3942 | 44.1687 | 36.368 | 86.859 | 773.939 | 64.9933 | 640.7648 | 10.2225 | 135.2028 | 691.9936 | 165.379 | 94.5562 | 61.1326 | 63.5777 | 218.4431 | 60.8051 | 8.1281 | 187.001 | 93.0665 | 9.9726 | 51.5052 | 585.0605 | 5.8272 | 84.7786 | 58.363 | 204.969 | 277.7913 | 93.9469 | 46.0444 | 34.4777 | 51.6339 | 0.0093588 | 0.0011987 | 0.32861 | 31.6102 | 2.6717 | 9.0794 | 3.2088 | 236.5057 | 12.1387 | 4.6604 | 0.51787 | 6043.5798 | 766.5215 | 1336.9729 | 1421.9322 | 28.2373 | 1.127 | 21.0705 | 3.097 | 4675.8437 | 1816.316 | 503.4701 | 109.0415 | 146.0059 | 10.2375 | 173.7315 | 0.0013704 | 27.8806 | 0.18899 | 13.1884 | 72.8216 | 3.5748 | 81.5657 | 214.3024 | 0.10457 | 0.28875 | 2.0503 | 3.6396 | 0.22619 | 0.2014 | 1.3313 | 0.18189 | 35.2422 | 0.0028502 | 14.7777 | 270.4214 | 0.025036 | 119.0678 | 5.2842 | 0.043427 | 0.62719 | 0.26485 | 4.7438 | 0.091818 | 1.7973 | 1.1271 | 1.4945 | 0.020836 | 0.12598 | 0.055462 | 4.3821 | 0.039969 | 0.5676 | 0.21813 | 8.4729 | 0.00046881 | 0.0033841 | 0.0029959 | 5.339 | 0.018638 | 0.36077 | 0.235 | 0.26974 | 0.0011206 | 0.020718 | 0.012298 | 1.1218 | 0.0055384 | 0.097671 | 0.051801 | 0.69194 | 0.0033462 | 0.045477 | 0.16249 | 0.54523 | 0.26288 | 1.1463 | 361.4772 | 0.013172 | 1.9978 | 0.011759 | 4.8387 | 4.0099 | 3.0984 | 195.8016 | 0.30993 | 10.5702 | 8.8095 | 14.868 | 115570.6099 | 9.3043 | 314.0325 | 8.3338 | 4.2389 | 2.1691 | 1.9648 | 2.9919 | 1.5803 | 1.9083 | 13.7057 | 3.7111 | 0.71952 | 8.8674 | 2.6923 | 292.955 | 8.2156 | 0.4542 | 19.1524 | 27.4159 | 602.0739 | 60.0672 | 4.8276 | 3.0567 | 7.4627 | 7.7822 | 0.26645 | 1.2897 | 5.1321 | 6.6761 | 5.8152 | 0.0021362 | 0.0011882 | 0.0046306 | 1.4034 | 8.5294e-05 | 0.0065693 | 5.5138e-05 | 0.019695 | 0.0028702 | 0.0085922 | 13.1813 | 0.00073448 | 0.60157 | 0.30811 | 8.3756 | 1.3509 | 0.036642 | 1.3884 | 0.32298 | 0.020266 | 0.0079378 | 0.0070979 | 0.0038764 | 0.0057647 | 0.0074779 | 0.05508 | 0.076544 | 0.0033777 | 0.030726 | 0.011007 | 1.0653 | 0.00045425 | 0.00045203 | 0.095354 | 0.13039 | 2.8736 | 0.28336 | 0.019745 | 0.047522 | 0.028196 | 0.032781 | 0.00114 | 0.0056974 | 0.019972 | 0.026679 | 0.022663 | 0.043568 | 0.017266 | 0.053404 | 18.6229 | 0.0012394 | 0.10844 | 0.00087945 | 0.43494 | 0.045249 | 0.16247 | 8.0205 | 0.01125 | 23.4442 | 13.5498 | 473.7127 | 26.2062 | 1.8323 | 25.7149 | 14.7059 | 0.95556 | 0.11331 | 0.092042 | 0.055135 | 0.092565 | 0.17935 | 1.7984 | 1.5158 | 0.048383 | 0.84361 | 0.17837 | 21.4193 | 0.0032462 | 0.0032244 | 10.6841 | 4.7022 | 146.5267 | 13.1372 | 1.6175 | 0.68966 | 0.44768 | 0.6095 | 0.01994 | 0.092265 | 0.3429 | 1.0506 | 1.124 | 0.028418 | 0.01149 | 0.016206 | 6.5156 | 0.00085849 | 0.23358 | 0.00061698 | 0.94182 | 0.059602 | 0.13696 | 5.1823 | 0.0081144 | 15.1656 | 7.9677 | 556.381 | 17.5998 | 1.8792 | 18.8656 | 8.9915 | 0.50263 | 0.15121 | 0.22915 | 0.029408 | 0.10514 | 0.077122 | 2.0671 | 0.53222 | 0.17757 | 0.54484 | 0.19784 | 11.7914 | 0.0030316 | 0.0031319 | 3.8155 | 2.6513 | 63.0599 | 9.0317 | 3.295 | 0.2424 | 0.28948 | 0.7215 | 0.014659 | 0.052736 | 0.24459 | 1.287 | 1.1505 | 709.6606 | 271.7645 | 245.0782 | 232.1263 | 70.2738 | 101.8426 | 36.8912 | 3910.3892 | 286.0773 | 80.8971 | 17.8872 | 137.8643 | 8.7443 | 242.4471 | 83.57 | 10.7126 | 52.9311 | 0.36372 | 3717.0647 | 2.725 | 5.1975 | 1.6165 | 3.3574 | 13.0909 | 0.4309 | 0.9867 | 3.937 | 0.30365 | 13.7109 | 0.22689 | 0.0017018 | 0.055045 | 0.016743 | 0.38774 | 0.90065 | 2.308 | 5.1414 | 1.915 | 2.1744
5 | 0.13864 | 0.039873 | 0.01383 | 1.4599 | 0.99701 | 0.99403 | 0.88444 | 0.092407 | 0.84537 | 0.60454 | 0.69331 | 0.80857 | 0.78637 | 0.2311 | 1403.1939 | 358.7084 | 0.94144 | 0.84507 | 0.18141 | 0.20847 | 0.26597 | 3.2088 | 2.8322 | 593.7007 | 0.0013521 | 143.4872 | 137.6419 | 16.0907 | 135.2835 | 15.2084 | 1.9069 | 54.389 | 14.2594 | 11.7584 | 2903.744 | 99.4261 | 107.0566 | 1854.7983 | 132.8604 | 92.7246 | 277.586 | 278.0902 | 199.2782 | 31.181 | 56.4286 | 0.83344 | 0.34746 | 0.24179 | 0.01845 | 0.0016485 | 8.3573e-05 | 38.6587 | 12.7643 | 3.1709 | 0.72842 | 0.71112 | 0.086429 | 2.2473 | 62.8074 | 3.5825 | 0.31084 | 0.76766 | 16.7245 | 78.5437 | 33.1403 | 21.2012 | 154.6736 | 9.6061 | 0.034674 | 0.3155 | 0.65439 | 32.4668 | 16.2855 | 498.2033 | 86.4596 | 3.1395 | 0.10524 | 0.51684 | 0.10475 | 311.3943 | 156.9431 | 78.4432 | 66.6418 | 15.46 | 1330.5108 | 251.651 | 103.829 | 79.1211 | 230.0454 | 162.81 | 84.193 | 75.7462 | 7.6918 | 0.61758 | 0.8293 | 0.15828 | 69.882 | 5.4676 | 1.8206 | 2.1283 | 0.15413 | 9.3827e-05 | 31.2858 | 1.1777 | 0.26879 | 0.25262 | 0.1488 | 3.3343 | 0.96467 | 1.2915 | 0.38476 | 80.1362 | 12.2969 | 33.5912 | 8.6274 | 153.958 | 190.9736 | 2184.5765 | 259.0259 | 338.4036 | 171.6532 | 846.1413 | 399.4034 | 99.3964 | 472.9715 | 0.38623 | 0.30341 | 0.18862 | 0.078609 | 0.0074295 | 0.0060904 | 1.9377e-05 | 0.0026237 | 38.8569 | 11.6544 | 1.099 | 0.16761 | 2.325 | 6.3585 | 367.8116 | 86.7546 | 3.5252 | 5.6549 | 132.75 | 9.4505 | 134.5773 | 42.0247 | 37.2154 | 78.7228 | 666.9097 | 65.7865 | 689.6672 | 8.184 | 109.3337 | 632.1078 | 157.6511 | 99.0192 | 49.957 | 78.2203 | 241.049 | 53.2649 | 7.9521 | 152.2271 | 96.9509 | 11.8215 | 44.8208 | 602.7451 | 6.7582 | 87.3259 | 62.4268 | 171.1507 | 286.86 | 93.5588 | 48.2917 | 29.1172 | 51.1209 | 0.010241 | 0.0012878 | 0.24291 | 30.5882 | 2.373 | 12.9553 | 2.1808 | 331.4209 | 10.8101 | 5.6832 | 0.46441 | 6714.4744 | 757.0769 | 1327.6024 | 1433.9962 | 32.2658 | 1.3451 | 27.2879 | 2.9365 | 4803.7972 | 1697.756 | 588.4917 | 98.6405 | 123.4353 | 9.8531 | 156.9457 | 0.001573 | 31.0177 | 0.15557 | 12.132 | 61.4443 | 5.6098 | 47.5995 | 220.9637 | 0.11282 | 0.26485 | 1.1138 | 3.0447 | 0.2846 | 0.23541 | 0.87003 | 0.14971 | 31.696 | 0.0025629 | 13.9883 | 308.6069 | 0.026379 | 120.4938 | 5.1611 | 0.045205 | 0.63737 | 0.25686 | 5.0879 | 0.095247 | 1.8261 | 1.0183 | 1.5363 | 0.019809 | 0.11836 | 0.05356 | 4.2838 | 0.039655 | 0.52985 | 0.20999 | 7.5814 | 0.0004342 | 0.003164 | 0.0032112 | 5.0149 | 0.019121 | 0.38132 | 0.20808 | 0.26318 | 0.0011929 | 0.020078 | 0.012599 | 1.1473 | 0.0048742 | 0.090473 | 0.050916 | 0.77565 | 0.0037314 | 0.049117 | 0.18097 | 0.5428 | 0.26789 | 0.99803 | 305.7539 | 0.01628 | 1.9572 | 0.011224 | 3.2386 | 4.2528 | 2.1983 | 192.409 | 0.23355 | 8.9774 | 8.8722 | 15.2466 | 109576.9923 | 9.0709 | 348.6301 | 9.4907 | 4.6381 | 1.9931 | 1.8009 | 2.7297 | 1.6751 | 1.8857 | 14.5566 | 4.1387 | 0.75491 | 7.8311 | 2.8617 | 280.6727 | 8.1303 | 0.42335 | 19.3365 | 26.2197 | 585.3428 | 69.1243 | 4.0864 | 3.1282 | 7.5294 | 7.581 | 0.25558 | 1.266 | 5.0755 | 6.8709 | 6.1749 | 0.0020988 | 0.0012575 | 0.0043037 | 1.6196 | 8.1056e-05 | 0.0070217 | 5.7261e-05 | 0.018638 | 0.0026952 | 0.0082432 | 12.0009 | 0.0007993 | 0.69673 | 0.27704 | 7.5073 | 1.3693 | 0.038167 | 1.3773 | 0.33144 | 0.019944 | 0.0083592 | 0.00765 | 0.0034361 | 0.0061044 | 0.0062205 | 0.061786 | 0.074531 | 0.003558 | 0.031705 | 0.011452 | 1.1485 | 0.00044897 | 0.00040541 | 0.10677 | 0.12144 | 3.0474 | 0.28097 | 0.021558 | 0.043843 | 0.028632 | 0.038894 | 0.0012573 | 0.0050213 | 0.018769 | 0.025597 | 0.026129 | 0.040717 | 0.01845 | 0.062139 | 18.358 | 0.0012578 | 0.10182 | 0.00076098 | 0.42313 | 0.049283 | 0.1609 | 7.4554 | 0.010325 | 22.2908 | 13.0513 | 453.3952 | 28.6155 | 1.9446 | 26.5361 | 13.8575 | 0.81841 | 0.11999 | 0.09695 | 0.056281 | 0.094223 | 0.17638 | 1.72 | 1.3564 | 0.046136 | 0.79252 | 0.14873 | 19.6558 | 0.0037225 | 0.0037213 | 9.36 | 5.0307 | 140.8345 | 12.7903 | 1.5352 | 0.59244 | 0.41822 | 0.61524 | 0.020549 | 0.10193 | 0.36352 | 1.1478 | 1.1201 | 0.027099 | 0.012163 | 0.015174 | 6.5771 | 0.00075665 | 0.23593 | 0.00060773 | 0.96431 | 0.059939 | 0.12725 | 5.7824 | 0.0087396 | 15.0245 | 8.9591 | 568.0282 | 20.8379 | 1.854 | 20.1561 | 7.6175 | 0.57846 | 0.13815 | 0.20693 | 0.031113 | 0.11667 | 0.084545 | 1.8778 | 0.55692 | 0.17277 | 0.49538 | 0.21514 | 12.9256 | 0.0029401 | 0.0030375 | 3.4813 | 2.9095 | 63.7576 | 7.9998 | 2.8943 | 0.23562 | 0.30377 | 0.6254 | 0.013699 | 0.051978 | 0.23809 | 1.3049 | 1.2979 | 708.7448 | 352.6738 | 253.2416 | 192.6025 | 62.0896 | 95.7357 | 45.7186 | 3059.2267 | 322.7592 | 77.4796 | 17.7464 | 108.5256 | 10.587 | 191.6116 | 96.7942 | 10.2069 | 54.2903 | 0.47017 | 3471.4342 | 2.4695 | 5.5915 | 2.1954 | 2.9762 | 13.3975 | 0.45164 | 0.6383 | 4.0542 | 0.31235 | 14.1103 | 0.21821 | 0.0020807 | 0.036878 | 0.0064888 | 0.18511 | 2.5248 | 1.4724 | 3.6824 | 0.90822 | 1.5551
6 | 0.18633 | 0.023139 | 0.027958 | 1.184 | 0.99835 | 0.99241 | 0.74967 | 0.080156 | 0.87784 | 0.52755 | 0.67768 | 0.79523 | 0.88986 | 0.2324 | 1814.6038 | 380.9537 | 0.94804 | 0.84104 | 0.20483 | 0.16388 | 0.38325 | 0.22181 | 6.873 | 776.7807 | 0.0081805 | 153.6226 | 104.4463 | 14.8882 | 156.8482 | 15.0284 | 1.7984 | 64.7225 | 15.0213 | 12.9338 | 2712.3383 | 90.5358 | 95.7229 | 1843.8187 | 98.5454 | 81.508 | 281.7244 | 283.3099 | 220.7508 | 33.2141 | 59.0902 | 0.75441 | 0.30803 | 0.37937 | 0.018218 | 0.0021974 | 8.1965e-05 | 31.8924 | 11.2703 | 2.602 | 1.0214 | 0.49447 | 0.089122 | 2.425 | 50.4398 | 5.9918 | 0.34451 | 0.84713 | 26.0162 | 82.4441 | 29.8754 | 18.0927 | 135.4478 | 8.6473 | 0.033548 | 0.29439 | 0.78341 | 35.783 | 12.4564 | 797.645 | 136.2369 | 2.4603 | 0.087888 | 0.58714 | 0.11773 | 298.5391 | 138.6781 | 97.869 | 58.5709 | 17.3843 | 1350.2932 | 266.3045 | 82.2598 | 69.366 | 275.9245 | 181.2359 | 97.3345 | 81.279 | 7.1356 | 0.54711 | 0.88637 | 0.27123 | 58.1195 | 7.1433 | 1.9668 | 2.2711 | 0.19897 | 7.5342e-05 | 27.351 | 1.0912 | 0.2328 | 0.21563 | 0.18816 | 3.2164 | 0.96017 | 1.2669 | 0.45416 | 90.3985 | 14.1819 | 25.2814 | 9.3934 | 140.8989 | 132.9606 | 2256.7592 | 244.4785 | 423.4758 | 196.9077 | 713.5081 | 351.7238 | 83.6738 | 404.2156 | 0.19048 | 0.26993 | 0.18215 | 0.05899 | 0.0097823 | 0.0052488 | 2.764e-05 | 0.0019737 | 31.4396 | 14.1014 | 1.1677 | 0.19747 | 1.9884 | 6.4749 | 307.2432 | 64.2841 | 3.7677 | 4.3479 | 119.8315 | 9.7612 | 136.0162 | 40.0964 | 37.687 | 84.274 | 755.2357 | 69.4028 | 708.4949 | 8.5873 | 117.8174 | 723.6985 | 161.6442 | 88.7157 | 59.9663 | 66.0122 | 198.2537 | 55.538 | 9.2763 | 192.884 | 94.6626 | 10.2743 | 47.5621 | 610.6812 | 6.2579 | 74.8508 | 60.8199 | 208.8857 | 248.506 | 96.682 | 48.5591 | 29.1331 | 47.4925 | 0.0087657 | 0.0011341 | 0.30748 | 34.3816 | 1.9389 | 13.5338 | 3.1184 | 312.9532 | 9.6639 | 3.8064 | 0.613 | 6163.3163 | 900.0096 | 1201.3307 | 1274.9026 | 31.0472 | 1.069 | 26.7612 | 3.0021 | 5779.8805 | 1629.5578 | 560.8245 | 93.7689 | 129.4302 | 9.1443 | 168.6591 | 0.0012983 | 26.7103 | 0.15788 | 14.61 | 58.9446 | 3.4011 | 55.4518 | 230.2447 | 0.12254 | 0.26128 | 2.3031 | 2.1453 | 0.17162 | 0.25087 | 0.98858 | 0.17867 | 35.4536 | 0.0030065 | 14.0685 | 299.4508 | 0.025549 | 114.9542 | 5.4185 | 0.042794 | 0.60752 | 0.26803 | 5.023 | 0.087108 | 1.6335 | 1.1149 | 1.4515 | 0.019955 | 0.10998 | 0.05083 | 4.5985 | 0.039133 | 0.52014 | 0.21397 | 8.934 | 0.00045286 | 0.0037475 | 0.0032819 | 4.6789 | 0.02066 | 0.39446 | 0.21893 | 0.2763 | 0.0011669 | 0.021004 | 0.014729 | 1.318 | 0.0052466 | 0.10167 | 0.048989 | 0.70218 | 0.0033939 | 0.048481 | 0.17428 | 0.52121 | 0.27245 | 1.0417 | 314.9215 | 0.015801 | 1.9926 | 0.012708 | 3.7508 | 4.8076 | 2.9315 | 202.9301 | 0.49349 | 9.2452 | 8.5257 | 14.2932 | 117922.3139 | 9.1316 | 320.589 | 9.2943 | 4.4905 | 2.2393 | 1.8257 | 2.7098 | 1.6441 | 1.9912 | 13.056 | 4.2271 | 0.72622 | 8.2925 | 2.6519 | 241.5949 | 8.2681 | 0.42156 | 20.1409 | 28.5644 | 624.7238 | 66.8247 | 4.2842 | 2.8224 | 7.2336 | 7.968 | 0.29135 | 1.184 | 4.6881 | 7.1995 | 6.0536 | 0.0022742 | 0.0013427 | 0.0040888 | 1.5076 | 8.6603e-05 | 0.0075354 | 6.436e-05 | 0.018079 | 0.00254 | 0.0077281 | 11.8137 | 0.0007379 | 0.60871 | 0.29629 | 7.5979 | 1.3965 | 0.037577 | 1.2386 | 0.31105 | 0.019418 | 0.0071381 | 0.0069596 | 0.0036349 | 0.0057079 | 0.00631 | 0.059148 | 0.071004 | 0.0037717 | 0.032767 | 0.0099864 | 1.1146 | 0.00041964 | 0.00041057 | 0.090569 | 0.12314 | 3.0084 | 0.31728 | 0.022192 | 0.045272 | 0.028101 | 0.038015 | 0.0012769 | 0.0055861 | 0.019721 | 0.024637 | 0.0269 | 0.042017 | 0.016352 | 0.063416 | 17.8136 | 0.0012692 | 0.092949 | 0.00081192 | 0.37373 | 0.048515 | 0.13974 | 6.8554 | 0.011763 | 21.8912 | 15.0809 | 506.7893 | 31.2669 | 1.925 | 30.2429 | 13.1639 | 0.92755 | 0.11095 | 0.093268 | 0.055553 | 0.085951 | 0.18632 | 1.8756 | 1.4279 | 0.041058 | 0.91599 | 0.17852 | 20.2317 | 0.0035897 | 0.0031353 | 9.6531 | 5.4698 | 156.2523 | 13.5632 | 1.7747 | 0.59985 | 0.45032 | 0.65393 | 0.02018 | 0.083872 | 0.3575 | 1.1583 | 1.0388 | 0.026028 | 0.011916 | 0.014986 | 7.6185 | 0.0008908 | 0.20922 | 0.00055022 | 0.9511 | 0.069272 | 0.13391 | 4.9806 | 0.0078159 | 16.4243 | 8.7435 | 523.9362 | 21.033 | 1.9914 | 19.7326 | 7.6436 | 0.49406 | 0.15713 | 0.2385 | 0.032128 | 0.11041 | 0.072518 | 1.9457 | 0.57364 | 0.19599 | 0.51948 | 0.21366 | 13.0092 | 0.0027911 | 0.0027349 | 3.731 | 2.9696 | 58.8624 | 8.3828 | 3.0605 | 0.24779 | 0.32664 | 0.67004 | 0.014388 | 0.056635 | 0.20712 | 1.2924 | 1.189 | 846.8656 | 320.3594 | 211.1161 | 229.0925 | 56.4326 | 111.9096 | 41.1706 | 3709.8498 | 242.3811 | 95.4478 | 22.3894 | 119.0249 | 9.9257 | 217.8153 | 100.5371 | 12.3 | 54.6761 | 0.3389 | 3213.4804 | 2.8318 | 7.7258 | 1.4765 | 2.7584 | 10.6695 | 0.58862 | 0.79099 | 4.2607 | 0.31591 | 13.1722 | 0.11345 | 0.0023609 | 0.052423 | 0.011648 | 0.41725 | 2.4425 | 1.3765 | 4.066 | 1.6668 | 1.8595
7 | 0.1553 | 0.036592 | 0.020936 | 1.3882 | 0.99416 | 0.99107 | 0.71308 | 0.089638 | 0.79118 | 0.54852 | 0.60155 | 0.75195 | 0.75572 | 0.18131 | 1045.4048 | 180.8297 | 0.95361 | 0.87439 | 0.16155 | 0.23305 | 0.40933 | 2.0897 | 4.7894 | 302.6884 | 0.00015266 | 157.498 | 132.5742 | 13.8933 | 169.5048 | 16.9718 | 2.0525 | 66.0849 | 12.3404 | 13.67 | 2531.0881 | 96.0703 | 85.4713 | 1656.9377 | 101.6339 | 84.3464 | 283.6845 | 253.941 | 218.1297 | 34.7918 | 47.7374 | 0.7269 | 0.25735 | 0.35385 | 0.017423 | 0.0018897 | 8.138e-05 | 34.5729 | 11.9961 | 3.192 | 0.90647 | 0.67221 | 0.099435 | 2.0157 | 54.9719 | 2.5635 | 0.32266 | 0.83325 | 19.3298 | 113.3203 | 30.2522 | 17.3589 | 121.1235 | 8.345 | 0.03676 | 0.30987 | 0.70646 | 44.731 | 19.1176 | 530.2077 | 94.6434 | 2.672 | 0.10718 | 0.60219 | 0.11431 | 225.7935 | 140.6152 | 80.9625 | 68.7189 | 18.302 | 1037.7498 | 278.6191 | 89.6902 | 92.2982 | 257.1357 | 156.7082 | 79.8227 | 78.607 | 8.3323 | 0.69463 | 0.9619 | 0.33024 | 61.9645 | 6.6354 | 1.6216 | 2.8505 | 0.15027 | 9.5582e-05 | 38.9761 | 0.8727 | 0.22469 | 0.19187 | 0.13785 | 2.9228 | 0.96145 | 1.3394 | 0.53708 | 97.1411 | 17.9448 | 40.0902 | 9.4536 | 119.7366 | 209.3464 | 2178.4179 | 209.5064 | 295.0205 | 155.935 | 812.025 | 335.8728 | 77.4374 | 380.867 | 0.22223 | 0.2483 | 0.068482 | 0.064173 | 0.0092408 | 0.0051398 | 2.1666e-05 | 0.0023571 | 28.7844 | 11.3716 | 0.84724 | 0.18736 | 2.3522 | 5.7089 | 429.3674 | 80.6854 | 2.882 | 3.8635 | 124.8728 | 8.6482 | 131.4941 | 47.2685 | 34.8204 | 82.6615 | 722.2399 | 69.8399 | 736.0506 | 10.3872 | 118.7496 | 658.4816 | 136.9434 | 109.1481 | 62.9927 | 67.0567 | 202.4956 | 50.3337 | 9.6906 | 164.6908 | 89.1698 | 11.2542 | 50.7372 | 571.4964 | 6.4591 | 76.9263 | 64.8675 | 173.1108 | 279.0522 | 85.2131 | 49.9103 | 32.6241 | 41.8801 | 0.012091 | 0.0013281 | 0.22138 | 29.5472 | 2.1983 | 10.3779 | 2.5259 | 243.9803 | 8.2533 | 4.1245 | 0.37636 | 7437.4627 | 887.3396 | 1469.1586 | 1260.3485 | 34.0613 | 0.70752 | 20.7356 | 2.8769 | 5518.9118 | 1545.8095 | 632.7668 | 82.6343 | 138.2253 | 9.741 | 177.5089 | 0.0011271 | 29.5017 | 0.16997 | 14.2626 | 89.0597 | 4.0617 | 84.2845 | 207.675 | 0.10744 | 0.22537 | 2.1098 | 3.3614 | 0.15696 | 0.21588 | 1.1721 | 0.15573 | 36.2695 | 0.0027716 | 14.6231 | 326.0191 | 0.023221 | 108.5287 | 5.566 | 0.044041 | 0.57734 | 0.25818 | 5.0723 | 0.095399 | 1.8733 | 1.1009 | 1.5665 | 0.018531 | 0.10602 | 0.055947 | 4.7075 | 0.035504 | 0.52709 | 0.20604 | 8.6277 | 0.00042039 | 0.0035848 | 0.0027954 | 5.0714 | 0.018854 | 0.34132 | 0.2058 | 0.25838 | 0.0012411 | 0.019395 | 0.01407 | 1.2818 | 0.0057373 | 0.099948 | 0.047934 | 0.77894 | 0.0037619 | 0.04098 | 0.17057 | 0.51541 | 0.30972 | 1.0856 | 281.3433 | 0.012019 | 1.9333 | 0.012579 | 5.4616 | 5.0779 | 2.6896 | 190.8227 | 0.11883 | 9.8198 | 9.2434 | 14.6404 | 121433.8309 | 8.009 | 300.4017 | 8.92 | 4.745 | 2.1752 | 1.7738 | 3.0238 | 1.5996 | 1.8734 | 13.1412 | 3.9536 | 0.70988 | 7.4576 | 3.0302 | 261.7405 | 7.5705 | 0.46995 | 20.0127 | 27.3071 | 662.7354 | 63.9557 | 4.9326 | 2.8732 | 7.564 | 7.7061 | 0.26949 | 1.2527 | 4.9238 | 7.0833 | 5.8579 | 0.0021752 | 0.0011511 | 0.0039268 | 1.4753 | 9.3702e-05 | 0.0069659 | 5.6268e-05 | 0.020123 | 0.0024205 | 0.0082706 | 12.8935 | 0.00077878 | 0.58003 | 0.32817 | 8.3073 | 1.4209 | 0.040697 | 1.2777 | 0.27881 | 0.01908 | 0.0082797 | 0.0074324 | 0.0035518 | 0.0065133 | 0.0069919 | 0.057172 | 0.080437 | 0.003429 | 0.035567 | 0.011308 | 1.1373 | 0.00041272 | 0.00046832 | 0.10874 | 0.11149 | 2.7061 | 0.29466 | 0.022919 | 0.050547 | 0.029468 | 0.038692 | 0.0010839 | 0.0050724 | 0.019912 | 0.02733 | 0.027149 | 0.040627 | 0.018143 | 0.060139 | 19.6581 | 0.0013588 | 0.094897 | 0.00091176 | 0.43936 | 0.052695 | 0.15532 | 7.6482 | 0.012003 | 20.8181 | 14.2884 | 504.4984 | 30.4595 | 1.7862 | 27.7182 | 14.9082 | 0.936 | 0.10749 | 0.10995 | 0.050655 | 0.10138 | 0.17422 | 1.7662 | 1.3123 | 0.047853 | 0.87971 | 0.17418 | 18.8123 | 0.0037741 | 0.003413 | 9.5036 | 4.9171 | 139.5144 | 13.6546 | 1.8395 | 0.64783 | 0.39398 | 0.62973 | 0.022517 | 0.099815 | 0.34061 | 1.0913 | 1.1083 | 0.028239 | 0.010576 | 0.013849 | 6.2989 | 0.00085121 | 0.19869 | 0.00055806 | 0.85192 | 0.061353 | 0.1328 | 5.1216 | 0.0081631 | 15.2201 | 8.8599 | 542.2738 | 20.209 | 1.8853 | 20.31 | 7.8225 | 0.52844 | 0.14891 | 0.23619 | 0.028411 | 0.10428 | 0.085116 | 1.7253 | 0.5491 | 0.17299 | 0.48346 | 0.19651 | 13.3003 | 0.0032384 | 0.0027528 | 3.7623 | 3.0135 | 58.2737 | 7.9433 | 3.1572 | 0.26046 | 0.32291 | 0.71746 | 0.014155 | 0.049662 | 0.21367 | 1.1436 | 1.1273 | 657.0347 | 285.8872 | 205.7509 | 188.8348 | 70.0011 | 100.6226 | 42.7756 | 3030.9433 | 297.6915 | 86.0555 | 18.1805 | 113.6955 | 9.1708 | 219.211 | 90.1972 | 11.5039 | 61.6387 | 0.41611 | 3115.0869 | 2.1812 | 4.9438 | 1.914 | 2.8484 | 12.6708 | 0.65814 | 0.86437 | 3.3873 | 0.27634 | 9.9176 | 0.23732 | 0.00093636 | 0.041902 | 0.012452 | 0.35989 | 1.2612 | 2.4246 | 2.6743 | 1.3996 | 1.4132
8 | 0.15116 | 0.013673 | 0.012322 | 1.3451 | 0.9911 | 0.99491 | 0.92636 | 0.077067 | 0.85281 | 0.59495 | 0.62825 | 0.71824 | 0.79836 | 0.20258 | 1452.8323 | 251.0618 | 0.95263 | 0.85999 | 0.16856 | 0.30002 | 0.24614 | 2.8737 | 3.547 | 361.9367 | 0.0032147 | 145.8681 | 119.9156 | 15.3896 | 129.8095 | 17.6431 | 1.9497 | 55.7297 | 15.7528 | 11.6574 | 2360.197 | 92.1138 | 87.1161 | 1510.1031 | 130.5455 | 96.1445 | 304.7482 | 260.2431 | 241.7957 | 30.9128 | 54.2694 | 0.70022 | 0.091748 | 0.32074 | 0.016043 | 0.0018341 | 7.9374e-05 | 37.9904 | 13.9134 | 3.0735 | 0.93546 | 0.54991 | 0.11177 | 2.3814 | 70.9424 | 1.8916 | 0.31778 | 0.85462 | 21.853 | 85.5111 | 28.6815 | 24.6407 | 122.7228 | 8.1408 | 0.035941 | 0.31006 | 0.64101 | 26.4704 | 15.1282 | 775.7285 | 128.0154 | 3.3149 | 0.12937 | 0.48227 | 0.10571 | 283.2558 | 163.4658 | 89.4165 | 57.5302 | 16.4472 | 1130.8521 | 245.587 | 94.1493 | 75.743 | 234.9771 | 168.1022 | 92.9846 | 92.5177 | 8.5847 | 0.48281 | 0.62496 | 0.4644 | 50.5228 | 6.9037 | 1.7471 | 2.4313 | 0.19078 | 6.8356e-05 | 30.5892 | 0.97733 | 0.22295 | 0.20312 | 0.17198 | 2.6421 | 0.95997 | 1.1638 | 0.36508 | 69.3506 | 18.3556 | 35.1144 | 8.8626 | 157.6375 | 197.5546 | 1881.6669 | 225.818 | 361.3726 | 165.1037 | 747.301 | 321.5811 | 85.6257 | 392.7101 | 0.32348 | 0.42253 | 0.081441 | 0.070703 | 0.010927 | 0.0050069 | 2.4637e-05 | 0.0024431 | 35.4625 | 13.3542 | 0.98913 | 0.15458 | 2.1289 | 4.8144 | 422.1134 | 84.4302 | 4.2251 | 4.7247 | 158.3585 | 8.9868 | 118.5102 | 48.83 | 32.0083 | 82.9804 | 705.6986 | 56.2138 | 605.8879 | 10.6631 | 127.5939 | 826.2461 | 150.31 | 95.9027 | 54.9418 | 73.2101 | 234.5207 | 47.1796 | 9.8607 | 202.2151 | 90.7913 | 10.3395 | 53.003 | 515.4529 | 5.9427 | 75.7817 | 63.5287 | 199.4093 | 312.5663 | 76.5535 | 52.0947 | 32.4615 | 44.8159 | 0.010086 | 0.0014018 | 0.29356 | 37.9489 | 2.509 | 13.2684 | 3.2733 | 298.2558 | 9.4044 | 5.7949 | 0.49525 | 7176.242 | 858.4252 | 1411.4934 | 1088.3901 | 27.106 | 1.2928 | 22.64 | 3.08 | 5905.9118 | 1491.123 | 599.6007 | 108.4848 | 142.2087 | 8.7826 | 145.5038 | 0.0014483 | 31.9105 | 0.15412 | 11.2551 | 81.4775 | 4.8765 | 61.7739 | 198.7692 | 0.12561 | 0.19779 | 1.465 | 2.8138 | 0.36274 | 0.26761 | 1.3768 | 0.19134 | 33.3891 | 0.0029201 | 13.7197 | 317.6783 | 0.026444 | 114.0284 | 5.6873 | 0.045477 | 0.62896 | 0.24538 | 4.814 | 0.096165 | 1.6764 | 1.1343 | 1.4407 | 0.017892 | 0.11426 | 0.054069 | 4.7797 | 0.038528 | 0.53551 | 0.20507 | 8.438 | 0.00045747 | 0.0033098 | 0.0028866 | 5.084 | 0.020512 | 0.36966 | 0.24419 | 0.26577 | 0.0010576 | 0.019564 | 0.013711 | 1.2501 | 0.0056522 | 0.089046 | 0.056342 | 0.7106 | 0.0035307 | 0.047299 | 0.19388 | 0.53532 | 0.29914 | 1.1828 | 230.7106 | 0.01556 | 1.9475 | 0.011455 | 4.9272 | 5.055 | 2.4032 | 189.4577 | 0.16171 | 9.5344 | 9.6398 | 13.7961 | 116418.8053 | 8.1066 | 316.4337 | 8.8353 | 4.7774 | 2.0162 | 1.8742 | 2.8994 | 1.4623 | 1.7752 | 15.1499 | 3.7691 | 0.65941 | 7.3957 | 3.0666 | 258.5333 | 8.5882 | 0.4131 | 18.8233 | 26.3555 | 595.2361 | 61.4117 | 4.6202 | 2.6409 | 7.727 | 7.4395 | 0.24053 | 1.3495 | 5.2322 | 7.3513 | 6.4639 | 0.0020523 | 0.0011785 | 0.0038652 | 1.5436 | 9.0677e-05 | 0.0075621 | 6.1815e-05 | 0.0191 | 0.002557 | 0.0085275 | 13.7936 | 0.00072266 | 0.65315 | 0.27959 | 8.9011 | 1.2843 | 0.035161 | 1.3294 | 0.27283 | 0.021298 | 0.007266 | 0.0072605 | 0.0036077 | 0.0061574 | 0.0066642 | 0.052945 | 0.069519 | 0.0036854 | 0.032947 | 0.010847 | 1.2183 | 0.00047667 | 0.00046208 | 0.097235 | 0.10914 | 2.7856 | 0.312 | 0.019346 | 0.044287 | 0.029606 | 0.038202 | 0.0011957 | 0.0049445 | 0.018599 | 0.02313 | 0.023812 | 0.038106 | 0.016637 | 0.053615 | 16.5831 | 0.0011399 | 0.10604 | 0.00083671 | 0.37799 | 0.054076 | 0.16347 | 7.3241 | 0.01219 | 23.9682 | 14.9057 | 534.9385 | 29.2031 | 1.6433 | 29.1403 | 13.529 | 0.87823 | 0.11871 | 0.10807 | 0.056534 | 0.099119 | 0.15598 | 1.8885 | 1.5395 | 0.042811 | 0.82007 | 0.16253 | 20.4246 | 0.0036548 | 0.0035059 | 10.9028 | 5.3639 | 161.8884 | 13.0161 | 1.6387 | 0.67338 | 0.41483 | 0.643 | 0.021637 | 0.086392 | 0.35459 | 1.1094 | 0.98424 | 0.026573 | 0.010095 | 0.014667 | 7.2801 | 0.00084128 | 0.21194 | 0.0005925 | 1.0107 | 0.0623 | 0.12772 | 4.8679 | 0.0083762 | 14.84 | 9.0141 | 587.4361 | 19.2502 | 1.9276 | 17.6105 | 7.4813 | 0.54003 | 0.14248 | 0.21842 | 0.029798 | 0.11509 | 0.077888 | 2.0428 | 0.56719 | 0.16827 | 0.45291 | 0.19056 | 12.3382 | 0.0028576 | 0.0032026 | 3.8453 | 2.6198 | 65.9631 | 7.7348 | 2.8629 | 0.27596 | 0.27028 | 0.63223 | 0.01349 | 0.051209 | 0.22562 | 1.1641 | 1.2519 | 801.0462 | 279.4752 | 214.6786 | 193.1953 | 54.1096 | 86.9897 | 43.944 | 3367.5504 | 251.2175 | 81.599 | 20.3974 | 131.5894 | 9.2117 | 198.0924 | 88.969 | 13.6424 | 56.8711 | 0.43734 | 3239.7182 | 1.9706 | 7.4455 | 2.0982 | 3.0595 | 9.2986 | 0.58003 | 0.84921 | 3.7025 | 0.25725 | 11.7256 | 0.089315 | 0.0013304 | 0.032929 | 0.0093413 | 0.21208 | 2.2085 | 1.2785 | 4.6329 | 0.81459 | 0.89678
9 | 0.16896 | 0.0079385 | 0.013035 | 1.3189 | 0.99068 | 0.99297 | 0.7675 | 0.055144 | 0.80837 | 0.6451 | 0.72678 | 0.73346 | 0.79081 | 0.18721 | 1528.7136 | 195.5492 | 0.93759 | 0.77565 | 0.20925 | 0.17727 | 0.45374 | 3.4643 | 1.8338 | 261.9651 | 0.005296 | 147.5734 | 102.4247 | 13.3417 | 182.9975 | 14.3777 | 2.2689 | 48.9649 | 14.9408 | 10.8823 | 2698.7681 | 78.1383 | 99.9 | 1884.6472 | 110.331 | 97.8881 | 236.0427 | 243.6491 | 227.6743 | 35.7873 | 56.8376 | 0.76635 | 0.22617 | 0.26171 | 0.014429 | 0.0015708 | 8.8485e-05 | 30.8264 | 10.7943 | 2.9278 | 0.83107 | 0.63461 | 0.10611 | 2.8511 | 59.0218 | 5.0377 | 0.29079 | 0.75607 | 17.2138 | 101.4097 | 33.3606 | 15.8459 | 141.6362 | 10.0374 | 0.033098 | 0.2459 | 0.73268 | 43.9204 | 18.3506 | 658.2979 | 102.7684 | 2.3181 | 0.07509 | 0.45839 | 0.096516 | 251.3087 | 150.9379 | 93.4563 | 69.2599 | 13.6065 | 1386.3456 | 232.0321 | 77.4506 | 77.7915 | 258.0722 | 175.1401 | 101.6755 | 76.6687 | 7.4002 | 0.51029 | 0.67566 | 0.43118 | 52.1423 | 6 | 2.1742 | 2.1967 | 0.14131 | 8.5498e-05 | 33.5276 | 1.0695 | 0.24161 | 0.18099 | 0.14247 | 3.5223 | 0.95372 | 1.1077 | 0.42614 | 86.4964 | 15.0681 | 33.7589 | 8.0916 | 123.6518 | 188.0034 | 2098.3084 | 219.4973 | 414.2819 | 157.1215 | 759.3658 | 312.5911 | 96.7994 | 488.0432 | 0.28924 | 0.28867 | 0.024395 | 0.079253 | 0.0079774 | 0.0062951 | 2.7211e-05 | 0.0023455 | 26.9684 | 13.7154 | 0.95578 | 0.16127 | 1.9666 | 4.3126 | 416.5901 | 92.4144 | 3.456 | 5.0891 | 149.9566 | 10.2625 | 123.2235 | 50.6169 | 30.6487 | 104.0619 | 640.7241 | 62.2341 | 603.8076 | 8.4408 | 136.8761 | 684.4664 | 147.3786 | 89.94 | 51.0513 | 71.6765 | 224.2858 | 49.2048 | 8.9267 | 197.7007 | 77.6946 | 12.4473 | 41.8287 | 530.706 | 6.835 | 70.3548 | 69.4422 | 164.9406 | 284.3491 | 75.3405 | 57.0466 | 33.338 | 49.8507 | 0.0089438 | 0.00098346 | 0.32546 | 27.6815 | 2.558 | 14.0655 | 2.9017 | 225.4523 | 10.613 | 5.4096 | 0.41038 | 5693.9911 | 779.1119 | 1439.4628 | 1106.6833 | 30.539 | 0.91791 | 26.6999 | 2.3996 | 5320.2951 | 1518.9105 | 537.857 | 100.9385 | 118.7934 | 8.2839 | 164.6001 | 0.0016072 | 38.3513 | 0.16168 | 12.9611 | 74.9519 | 5.2032 | 77.9296 | 180.9277 | 0.11854 | 0.27462 | 2.673 | 2.0257 | 0.31152 | 0.25812 | 1.209 | 0.12878 | 35.9516 | 0.0026886 | 13.3635 | 281.83 | 0.026818 | 126.5372 | 5.4447 | 0.048358 | 0.64534 | 0.27971 | 5.1735 | 0.097766 | 1.7859 | 1.1491 | 1.5892 | 0.018763 | 0.11201 | 0.051077 | 4.5278 | 0.041312 | 0.53155 | 0.21883 | 9.0912 | 0.00043911 | 0.0031775 | 0.0026891 | 4.9234 | 0.020295 | 0.35446 | 0.23826 | 0.24954 | 0.0012078 | 0.022582 | 0.012663 | 1.1088 | 0.0054948 | 0.10119 | 0.050117 | 0.71685 | 0.003468 | 0.044962 | 0.17172 | 0.53302 | 0.25363 | 1.0532 | 292.8742 | 0.016524 | 1.9729 | 0.012486 | 3.6551 | 4.6703 | 3.0199 | 206.4321 | 0.13076 | 10.262 | 8.2663 | 14.4644 | 119641.33 | 8.5574 | 324.2811 | 9.2663 | 4.5698 | 2.1184 | 1.922 | 2.9188 | 1.4934 | 1.8312 | 14.3427 | 4.0721 | 0.7021 | 8.1912 | 2.5694 | 263.9771 | 7.8005 | 0.46569 | 19.0325 | 25.6379 | 639.2053 | 58.8134 | 4.3136 | 3.0953 | 8.1732 | 6.9694 | 0.25125 | 1.1599 | 5.6537 | 6.9567 | 6.3375 | 0.0022564 | 0.0013064 | 0.0046519 | 1.5228 | 9.36e-05 | 0.0074028 | 6.4951e-05 | 0.019211 | 0.0025945 | 0.0076123 | 13.1044 | 0.00076631 | 0.63952 | 0.30992 | 7.6324 | 1.1802 | 0.038796 | 1.1727 | 0.31873 | 0.018532 | 0.0075348 | 0.0070514 | 0.0035813 | 0.0053897 | 0.0069369 | 0.061639 | 0.07722 | 0.0033566 | 0.029671 | 0.011208 | 1.1917 | 0.00047146 | 0.00047828 | 0.1094 | 0.12036 | 2.9925 | 0.32682 | 0.02176 | 0.050196 | 0.025742 | 0.035747 | 0.0010694 | 0.0048796 | 0.020227 | 0.026265 | 0.022855 | 0.043938 | 0.01723 | 0.056596 | 16.8627 | 0.0013739 | 0.10667 | 0.00087125 | 0.39093 | 0.050425 | 0.15815 | 7.2474 | 0.011329 | 20.3786 | 12.809 | 459.0967 | 27.5741 | 1.8118 | 30.7648 | 15.262 | 0.9208 | 0.10178 | 0.10422 | 0.052324 | 0.095943 | 0.18292 | 1.8586 | 1.3653 | 0.04471 | 0.85752 | 0.16384 | 21.202 | 0.0035207 | 0.0034646 | 10.4567 | 5.1891 | 159.939 | 14.4906 | 1.6652 | 0.69966 | 0.39562 | 0.62342 | 0.019098 | 0.086914 | 0.36669 | 0.99716 | 1.0987 | 0.029066 | 0.01122 | 0.016687 | 6.8461 | 0.00081414 | 0.20319 | 0.00063575 | 0.97244 | 0.064692 | 0.11849 | 5.485 | 0.007733 | 15.9562 | 8.5372 | 583.2966 | 17.8803 | 1.9438 | 20.8931 | 8.2834 | 0.58499 | 0.15368 | 0.19717 | 0.030363 | 0.11337 | 0.082895 | 1.8188 | 0.61794 | 0.17553 | 0.46974 | 0.22578 | 11.4543 | 0.0032233 | 0.002875 | 4.1442 | 3.1564 | 57.3876 | 8.8115 | 3.0113 | 0.24061 | 0.3194 | 0.67843 | 0.01213 | 0.055803 | 0.23763 | 1.1073 | 1.0892 | 728.6085 | 306.6301 | 223.6915 | 206.0898 | 59.3289 | 97.5424 | 35.8643 | 3251.2955 | 257.8461 | 85.4108 | 18.9682 | 122.4758 | 9.7717 | 250.9462 | 93.4829 | 13.0277 | 62.7228 | 0.42898 | 2653.7032 | 2.3751 | 6.1032 | 2.3686 | 2.8635 | 12.8063 | 0.53625 | 0.74897 | 3.8387 | 0.24866 | 12.7454 | 0.099944 | 0.001803 | 0.039806 | 0.0080731 | 0.17021 | 2.0764 | 1.156 | 5.2295 | 1.7629 | 1.7008
10 | 0.1717 | 0.025165 | 0.025862 | 1.1563 | 0.99539 | 0.99516 | 0.87304 | 0.073822 | 0.82783 | 0.73023 | 0.67148 | 0.82859 | 0.8317 | 0.22582 | 1926.7677 | 322.0245 | 0.96037 | 0.83341 | 0.13997 | 0.2566 | 0.18854 | 3.3775 | 7.2182 | 174.5554 | 0.0021732 | 156.0231 | 114.0628 | 15.437 | 147.9181 | 14.0319 | 1.5795 | 50.1132 | 14.5048 | 11.2723 | 2495.3596 | 88.1803 | 104.3268 | 1910.2287 | 107.6676 | 90.7377 | 306.7183 | 215.556 | 258.7181 | 29.7249 | 46.3587 | 0.81186 | 0.27985 | 0.010272 | 0.018671 | 0.001805 | 6.6922e-05 | 28.9675 | 13.4922 | 3.0497 | 0.89241 | 0.66762 | 0.10582 | 2.6245 | 65.9027 | 10.7655 | 0.3255 | 0.80697 | 24.5513 | 96.7859 | 35.397 | 18.4353 | 155.2536 | 9.803 | 0.039177 | 0.2707 | 0.94587 | 28.375 | 18.1811 | 560.5947 | 98.8787 | 2.1812 | 0.11579 | 0.40652 | 0.1006 | 282.4351 | 136.26 | 96.8346 | 65.205 | 14.0564 | 1200.5359 | 234.229 | 101.5621 | 81.3132 | 243.207 | 138.1254 | 82.8182 | 84.3851 | 7.3714 | 0.38402 | 0.71889 | 0.24806 | 64.1301 | 5.7911 | 1.6727 | 2.0607 | 0.17648 | 8.2065e-05 | 28.1827 | 1.0047 | 0.22988 | 0.19417 | 0.13026 | 3.1343 | 0.96989 | 1.0778 | 0.52597 | 92.2347 | 12.4011 | 31.6818 | 9.2644 | 148.6945 | 157.7052 | 2272.0961 | 267.8481 | 302.112 | 184.1082 | 913.5809 | 345.0576 | 80.61 | 416.7293 | 0.31951 | 0.19717 | 0.10896 | 0.0652 | 0.010471 | 0.0071684 | 2.5078e-05 | 0.0019269 | 37.4865 | 12.2567 | 0.97874 | 0.18339 | 2.7833 | 5.2675 | 328.9585 | 72.4487 | 4.1443 | 4.4227 | 143.1699 | 7.8884 | 136.8113 | 40.8729 | 29.9118 | 81.0687 | 740.3193 | 58.7798 | 655.6481 | 9.5085 | 132.2125 | 811.7597 | 127.2725 | 107.3233 | 48.3958 | 69.3007 | 229.8573 | 54.7185 | 7.9088 | 195.9309 | 87.5858 | 9.8343 | 53.8735 | 558.7851 | 7.2394 | 73.0297 | 56.8123 | 196.6952 | 321.3322 | 72.9844 | 46.827 | 30.6482 | 52.8747 | 0.0091777 | 0.0011068 | 0.24572 | 38.8132 | 2.7774 | 10.1143 | 3.0325 | 215.2181 | 8.2485 | 5.1123 | 0.45603 | 6063.5661 | 842.7843 | 1369.334 | 1038.016 | 28.7113 | 0.97779 | 23.8539 | 2.6423 | 4602.3149 | 1678.3011 | 501.5443 | 96.1515 | 132.2559 | 10.1666 | 178.4561 | 0.0012169 | 37.1581 | 0.16549 | 13.35 | 83.5117 | 3.8325 | 92.3304 | 197.1419 | 0.10356 | 0.2341 | 1.7648 | 2.2798 | 0.32893 | 0.22539 | 1.1522 | 0.17191 | 34.3137 | 0.0030581 | 13.8068 | 275.048 | 0.026132 | 111.2924 | 5.2042 | 0.046316 | 0.62152 | 0.26153 | 4.5697 | 0.089508 | 1.7823 | 1.1685 | 1.3996 | 0.01793 | 0.11577 | 0.056867 | 4.3717 | 0.037619 | 0.51016 | 0.23193 | 7.8392 | 0.00040909 | 0.0037709 | 0.0029095 | 5.1971 | 0.019403 | 0.34631 | 0.21067 | 0.27924 | 0.0010658 | 0.02242 | 0.013533 | 1.2265 | 0.0055787 | 0.084313 | 0.057441 | 0.72531 | 0.0036399 | 0.047654 | 0.18696 | 0.52887 | 0.29555 | 1.0785 | 257.7743 | 0.014342 | 1.9356 | 0.011102 | 4.5778 | 5.8649 | 3.1475 | 193.3131 | 0.50693 | 9.5888 | 8.2204 | 13.8189 | 104691.617 | 7.7486 | 309.9918 | 9.6317 | 4.544 | 1.9814 | 1.9739 | 2.6137 | 1.741 | 1.9481 | 15.0292 | 4.3039 | 0.73731 | 8.3965 | 2.8461 | 244.8206 | 8.797 | 0.44262 | 18.0096 | 29.2753 | 649.8319 | 58.6447 | 4.5019 | 2.6785 | 7.0177 | 8.4474 | 0.26737 | 1.3252 | 4.8781 | 7.7097 | 6.8831 | 0.0019799 | 0.0012631 | 0.0040143 | 1.6309 | 9.5599e-05 | 0.0068627 | 6.3839e-05 | 0.017146 | 0.0027299 | 0.0086627 | 12.225 | 0.00074385 | 0.66334 | 0.30159 | 8.775 | 1.3353 | 0.038074 | 1.3182 | 0.30694 | 0.021055 | 0.0070151 | 0.0072879 | 0.0033196 | 0.0065438 | 0.0064281 | 0.063262 | 0.073136 | 0.0034338 | 0.030017 | 0.010737 | 1.2094 | 0.00039972 | 0.00039614 | 0.091099 | 0.1129 | 2.8972 | 0.30843 | 0.020086 | 0.048717 | 0.026291 | 0.032207 | 0.0011462 | 0.0054729 | 0.019127 | 0.025223 | 0.024893 | 0.039276 | 0.01889 | 0.061594 | 19.0581 | 0.0011926 | 0.10125 | 0.00078163 | 0.41685 | 0.048327 | 0.146 | 7.1266 | 0.012075 | 23.6472 | 13.789 | 525.3104 | 30.2271 | 1.8022 | 29.9607 | 14.7722 | 0.84205 | 0.11686 | 0.09993 | 0.054088 | 0.10343 | 0.16704 | 1.7677 | 1.3459 | 0.043431 | 0.91139 | 0.15785 | 20.8267 | 0.0036882 | 0.0033134 | 10.1546 | 5.6376 | 154.1415 | 14.1023 | 1.8351 | 0.65286 | 0.44539 | 0.59112 | 0.021278 | 0.093413 | 0.39426 | 1.008 | 0.97955 | 0.028798 | 0.011568 | 0.01578 | 6.3782 | 0.00077487 | 0.22176 | 0.00053566 | 0.87814 | 0.070538 | 0.11336 | 5.0553 | 0.0089238 | 17.5421 | 8.649 | 536.3928 | 19.5486 | 1.9634 | 21.0532 | 8.1458 | 0.48803 | 0.13984 | 0.23932 | 0.027091 | 0.10252 | 0.08167 | 1.928 | 0.63733 | 0.18175 | 0.47849 | 0.21746 | 11.3153 | 0.0028844 | 0.0032745 | 3.9676 | 2.8836 | 60.789 | 7.6976 | 3.3211 | 0.28168 | 0.32474 | 0.69389 | 0.013353 | 0.057473 | 0.22233 | 1.2285 | 1.168 | 831.9095 | 288.7525 | 259.9362 | 177.8847 | 65.9785 | 93.1821 | 42.1874 | 3447.6375 | 292.6865 | 96.4851 | 22.1424 | 106.0671 | 8.9884 | 192.5256 | 110.994 | 13.5718 | 59.4478 | 0.46222 | 2926.3929 | 2.0421 | 5.832 | 1.7199 | 2.3628 | 9.5454 | 0.5572 | 0.71615 | 4.4913 | 0.30064 | 10.2429 | 0.10699 | 0.001479 | 0.044293 | 0.0071069 | 0.27395 | 2.2124 | 0.99903 | 4.3059 | 1.4887 | 1.8015
11 | 0.14635 | 0.029336 | 0.022847 | 1.2235 | 0.99463 | 0.99306 | 0.71774 | 0.060934 | 0.85569 | 0.66022 | 0.78583 | 0.85549 | 0.82307 | 0.21402 | 1311.8316 | 215.584 | 0.96305 | 0.83799 | 0.18448 | 0.18443 | 0.33606 | 3.0319 | 5.3715 | 348.6827 | 0.0070849 | 161.0367 | 110.4997 | 12.6913 | 148.8619 | 17.3867 | 2.3593 | 61.9829 | 13.5427 | 11.9342 | 3020.0163 | 98.2711 | 90.5786 | 1477.4294 | 122.3238 | 87.5103 | 261.8215 | 232.3932 | 244.9646 | 28.2632 | 53.0229 | 0.85537 | 0.15123 | 0.18668 | 0.014786 | 0.002128 | 8.5867e-05 | 33.3833 | 12.123 | 3.311 | 0.78848 | 0.49011 | 0.097169 | 2.7337 | 44.787 | 2.9393 | 0.3374 | 0.87189 | 24.2357 | 81.6677 | 36.6175 | 17.6229 | 147.3477 | 9.3238 | 0.038843 | 0.3249 | 0.85068 | 34.7486 | 12.1361 | 619.0547 | 123.8202 | 3.8941 | 0.076857 | 0.48572 | 0.076099 | 214.3329 | 154.0961 | 88.7883 | 59.8261 | 14.7024 | 1175.6875 | 224.0585 | 96.5985 | 87.0721 | 283.0427 | 173.6059 | 90.4696 | 71.3835 | 7.5653 | 0.60199 | 0.66929 | 0.17106 | 67.5242 | 6.4618 | 2.0504 | 1.9509 | 0.1748 | 7.9742e-05 | 33.9209 | 0.95944 | 0.23772 | 0.23539 | 0.17217 | 3.4464 | 0.96328 | 1.2273 | 0.48472 | 67.9905 | 15.7352 | 26.3017 | 7.7001 | 152.4267 | 202.8682 | 1772.9053 | 238.2027 | 310.0552 | 179.7198 | 855.3535 | 350.1097 | 89.6263 | 410.7922 | 0.025277 | 0.22829 | 0.16625 | 0.067404 | 0.0096433 | 0.0056785 | 2.2924e-05 | 0.0022504 | 36.388 | 11.9897 | 1.0681 | 0.17465 | 2.6511 | 6.7573 | 382.634 | 70.9511 | 2.7033 | 4.159 | 155.0317 | 8.8147 | 118.3648 | 41.7288 | 33.7832 | 100.2431 | 747.4432 | 60.7176 | 632.1916 | 10.4698 | 122.2345 | 783.9659 | 146.3371 | 103.6191 | 52.7282 | 65.7199 | 256.9673 | 57.5428 | 9.6771 | 182.6958 | 90.5994 | 9.5732 | 43.7066 | 658.2623 | 7.1033 | 66.5143 | 71.4414 | 180.8554 | 307.6261 | 88.5896 | 44.6408 | 34.2889 | 40.8641 | 0.011062 | 0.0010417 | 0.25451 | 34.6944 | 2.2496 | 9.2082 | 2.2744 | 263.5883 | 9.2398 | 4.8606 | 0.47788 | 7402.5771 | 946.8546 | 1555.81 | 1150.7656 | 33.9226 | 1.0346 | 26.187 | 2.5082 | 4718.3021 | 1448.4615 | 574.2823 | 101.9726 | 148.7814 | 9.5935 | 193.5545 | 0.0012516 | 31.282 | 0.18439 | 14.8652 | 48.9474 | 6.2701 | 75.1545 | 202.4509 | 0.11068 | 0.25069 | 1.9375 | 2.496 | 0.30337 | 0.24333 | 1.3028 | 0.12491 | 32.0926 | 0.0028999 | 12.7586 | 305.3811 | 0.022252 | 125.1771 | 5.7217 | 0.046509 | 0.64171 | 0.27317 | 4.9345 | 0.0936 | 1.8067 | 1.0854 | 1.5799 | 0.019595 | 0.11624 | 0.055029 | 4.468 | 0.036872 | 0.51578 | 0.22107 | 7.9233 | 0.0004313 | 0.0036767 | 0.0031393 | 5.2515 | 0.021569 | 0.39831 | 0.23088 | 0.24453 | 0.0012805 | 0.0189 | 0.012336 | 1.3021 | 0.0049131 | 0.086211 | 0.052404 | 0.64968 | 0.0038654 | 0.0461 | 0.17961 | 0.53765 | 0.28938 | 0.97194 | 295.0331 | 0.012773 | 1.9768 | 0.012152 | 4.3034 | 5.9888 | 2.5389 | 193.8903 | 0.21014 | 9.3147 | 8.3834 | 14.1196 | 109421.3617 | 7.9599 | 332.2591 | 8.7375 | 4.3002 | 2.2065 | 2.0817 | 3.0753 | 1.7203 | 1.6649 | 12.5866 | 4.2392 | 0.69824 | 8.626 | 2.6833 | 271.2387 | 9.2176 | 0.47967 | 20.3417 | 25.101 | 686.8727 | 70.0703 | 4.4772 | 2.6051 | 7.8413 | 7.097 | 0.26103 | 1.2926 | 5.1957 | 7.1575 | 6.7591 | 0.002242 | 0.0013736 | 0.0042469 | 1.3696 | 8.7461e-05 | 0.0067961 | 6.202e-05 | 0.01896 | 0.0027942 | 0.0072887 | 11.6988 | 0.00066366 | 0.65504 | 0.31695 | 8.0544 | 1.38 | 0.034618 | 1.4183 | 0.29993 | 0.019478 | 0.0076554 | 0.0067152 | 0.0034146 | 0.005826 | 0.0063911 | 0.054426 | 0.073717 | 0.0038776 | 0.032271 | 0.01108 | 1.0519 | 0.00039489 | 0.00046971 | 0.092786 | 0.12503 | 2.7408 | 0.3208 | 0.020389 | 0.041615 | 0.027613 | 0.036458 | 0.0012241 | 0.0051721 | 0.018178 | 0.024106 | 0.025596 | 0.037371 | 0.017549 | 0.056361 | 17.428 | 0.0013505 | 0.096381 | 0.00091901 | 0.39485 | 0.044887 | 0.14476 | 7.4127 | 0.011046 | 20.0286 | 13.6994 | 527.0018 | 26.8829 | 1.8684 | 30.5065 | 12.796 | 0.8877 | 0.10459 | 0.10465 | 0.059025 | 0.085503 | 0.18373 | 1.9293 | 1.4111 | 0.048766 | 0.84953 | 0.17586 | 17.9635 | 0.0033196 | 0.0035389 | 10.7861 | 4.877 | 168.836 | 14.9656 | 1.7515 | 0.63562 | 0.41132 | 0.60021 | 0.022279 | 0.098611 | 0.35049 | 0.97712 | 1.0151 | 0.029936 | 0.01077 | 0.014569 | 6.4979 | 0.00079624 | 0.20436 | 0.00062214 | 0.9604 | 0.062914 | 0.11464 | 5.7044 | 0.0090139 | 16.69 | 8.2916 | 494.0818 | 18.8273 | 1.8384 | 18.4987 | 8.1278 | 0.53649 | 0.15406 | 0.21995 | 0.02899 | 0.10592 | 0.070613 | 1.8836 | 0.5936 | 0.1708 | 0.45002 | 0.224 | 12.4832 | 0.002698 | 0.0029493 | 4.0682 | 3.0473 | 67.7783 | 8.4748 | 3.4039 | 0.24383 | 0.27824 | 0.61946 | 0.013229 | 0.051362 | 0.20445 | 1.2093 | 1.1014 | 680.9446 | 327.4024 | 257.2618 | 209.5311 | 65.1657 | 88.8273 | 41.5334 | 3621.388 | 265.6666 | 80.0312 | 19.8597 | 105.1233 | 9.5495 | 222.7259 | 94.9375 | 11.3059 | 58.5298 | 0.41158 | 2611.291 | 2.6574 | 7.5722 | 2.3187 | 2.5284 | 9.8266 | 0.46928 | 0.73593 | 3.7367 | 0.21367 | 8.6995 | 0.085522 | 0.0015384 | 0.022799 | 0.0098157 | 0.29625 | 1.6457 | 2.0381 | 2.8945 | 1.044 | 1.6256
12 | 0.15993 | 0.021994 | 0.0030173 | 1.4651 | 0.9968 | 0.99165 | 0.81758 | 0.085936 | 0.81818 | 0.56657 | 0.75538 | 0.86809 | 0.84868 | 0.17506 | 1666.2112 | 399.4781 | 0.96766 | 0.8094 | 0.12454 | 0.23971 | 0.48378 | 1.8086 | 3.1587 | 420.1761 | 0.0041149 | 175.9074 | 107.3778 | 14.7134 | 127.2902 | 14.587 | 1.7308 | 56.5825 | 15.9044 | 13.1877 | 2824.8943 | 76.3951 | 98.8755 | 1543.6972 | 123.5729 | 77.5923 | 232.2182 | 282.06 | 210.2017 | 34.1046 | 51.3854 | 0.82487 | 0.36857 | 0.0562 | 0.019797 | 0.001734 | 7.2992e-05 | 35.3304 | 11.5388 | 2.7183 | 0.70676 | 0.59694 | 0.11914 | 2.3181 | 48.7708 | 12.3725 | 0.29828 | 0.86362 | 26.9265 | 111.024 | 31.9966 | 23.9511 | 151.8351 | 10.2273 | 0.031596 | 0.30444 | 0.76612 | 27.3588 | 14.781 | 912.6155 | 122.0816 | 3.6496 | 0.082661 | 0.43411 | 0.089533 | 268.2044 | 133.1735 | 82.7266 | 73.2157 | 16.944 | 1108.4238 | 255.5167 | 107.0374 | 70.9868 | 240.2914 | 150.6952 | 76.6318 | 85.3843 | 6.7593 | 0.80802 | 0.84547 | 0.41444 | 56.3002 | 5.3433 | 2.0144 | 2.7537 | 0.18162 | 8.9328e-05 | 32.7359 | 1.0397 | 0.24932 | 0.24997 | 0.12049 | 3.0886 | 0.95077 | 1.3753 | 0.51975 | 73.3325 | 17.2535 | 29.2737 | 8.9534 | 129.1145 | 179.7543 | 1710.8082 | 215.096 | 316.3101 | 159.708 | 879.1818 | 388.9545 | 94.2822 | 448.2897 | 0.26929 | 0.098698 | 0.1386 | 0.075556 | 0.007604 | 0.0053428 | 2.2349e-05 | 0.0025135 | 33.5504 | 11.0939 | 1.1866 | 0.19511 | 2.086 | 5.8978 | 323.1507 | 90.7785 | 3.5565 | 4.5344 | 148.3474 | 9.8727 | 128.1012 | 43.1329 | 28.1592 | 98.9554 | 604.6994 | 66.6798 | 669.5835 | 8.3174 | 131.1333 | 745.4471 | 141.543 | 105.6909 | 58.2489 | 74.5117 | 215.2442 | 59.1321 | 8.516 | 184.5787 | 85.3342 | 12.5121 | 48.1981 | 647.3804 | 6.01 | 82.6513 | 69.6807 | 183.9935 | 268.9503 | 83.9802 | 54.0802 | 36.0321 | 42.8061 | 0.0097156 | 0.0012037 | 0.24965 | 39.6617 | 2.8696 | 12.0233 | 2.0848 | 251.2585 | 10.0966 | 4.2755 | 0.50647 | 7041.0012 | 811.2712 | 1428.6478 | 1485.5974 | 33.4279 | 1.2407 | 23.2466 | 3.1553 | 5576.9158 | 1762.047 | 522.5477 | 87.2154 | 139.5782 | 9.948 | 171.329 | 0.0015057 | 33.6119 | 0.17932 | 13.8918 | 80.0742 | 5.8398 | 93.6589 | 158.7824 | 0.10587 | 0.21409 | 2.2722 | 3.1014 | 0.37954 | 0.24744 | 1.26 | 0.14067 | 30.6199 | 0.0027088 | 12.43 | 286.6799 | 0.024741 | 129.4401 | 5.2521 | 0.046071 | 0.64938 | 0.26246 | 4.8498 | 0.092932 | 1.8468 | 1.0378 | 1.5235 | 0.018381 | 0.11978 | 0.054708 | 4.4132 | 0.038858 | 0.49229 | 0.21212 | 8.7346 | 0.00044723 | 0.0034154 | 0.0028352 | 5.4198 | 0.020873 | 0.36552 | 0.22148 | 0.24217 | 0.0011858 | 0.022845 | 0.014237 | 1.3478 | 0.0050187 | 0.098846 | 0.055923 | 0.67742 | 0.0033026 | 0.042829 | 0.17664 | 0.5481 | 0.27532 | 1.1065 | 375.1146 | 0.013472 | 1.9995 | 0.012206 | 5.2533 | 3.8323 | 2.5975 | 207.7946 | 0.25606 | 10.4716 | 9.3913 | 15.176 | 105057.4359 | 8.9049 | 338.7174 | 8.3145 | 4.0458 | 2.042 | 2.1109 | 2.5893 | 1.705 | 1.8235 | 15.2679 | 4.1777 | 0.78152 | 7.7505 | 2.8086 | 284.7112 | 8.511 | 0.44718 | 17.4628 | 24.8982 | 671.2996 | 65.2776 | 4.3797 | 2.7121 | 8.3549 | 8.3654 | 0.25015 | 1.1436 | 4.8482 | 6.5207 | 6.5841 | 0.0022279 | 0.0011683 | 0.0043835 | 1.5596 | 9.1739e-05 | 0.0067672 | 5.5797e-05 | 0.017899 | 0.0026287 | 0.0084825 | 12.8469 | 0.00068054 | 0.68496 | 0.33145 | 7.3467 | 1.2722 | 0.039335 | 1.2017 | 0.31662 | 0.018359 | 0.0081257 | 0.0076072 | 0.0037938 | 0.006392 | 0.0068979 | 0.053544 | 0.067085 | 0.003617 | 0.035166 | 0.010034 | 1.1946 | 0.00045956 | 0.00043515 | 0.096045 | 0.1292 | 2.818 | 0.31362 | 0.022584 | 0.047698 | 0.029886 | 0.036737 | 0.0012312 | 0.0056372 | 0.021101 | 0.023431 | 0.025155 | 0.043075 | 0.015877 | 0.054341 | 19.4544 | 0.0013077 | 0.092207 | 0.00086553 | 0.40165 | 0.047837 | 0.14172 | 7.5882 | 0.010151 | 19.7443 | 15.5207 | 479.6461 | 30.7737 | 1.7328 | 31.152 | 13.7148 | 0.84445 | 0.11598 | 0.10248 | 0.051775 | 0.098748 | 0.16849 | 2.0013 | 1.4312 | 0.046819 | 0.92319 | 0.16034 | 19.729 | 0.0037395 | 0.0037464 | 10.165 | 4.943 | 165.2856 | 13.2858 | 1.6724 | 0.63136 | 0.40042 | 0.62151 | 0.020426 | 0.09503 | 0.37588 | 1.0293 | 1.1558 | 0.0257 | 0.010915 | 0.016348 | 7.4382 | 0.00076464 | 0.2061 | 0.00056408 | 0.86856 | 0.064956 | 0.12317 | 5.3163 | 0.0093428 | 15.5383 | 8.3724 | 500.5897 | 18.8907 | 1.7718 | 19.8925 | 8.7015 | 0.49665 | 0.14933 | 0.20894 | 0.028616 | 0.11261 | 0.07648 | 1.758 | 0.60775 | 0.18672 | 0.49024 | 0.22764 | 11.1528 | 0.0027661 | 0.0030864 | 3.8788 | 2.99 | 60.103 | 8.2486 | 3.1981 | 0.26971 | 0.29342 | 0.64143 | 0.0143 | 0.053107 | 0.21651 | 1.1585 | 1.2709 | 740.9314 | 333.7458 | 242.9114 | 198.2535 | 58.759 | 105.8744 | 39.7637 | 3564.2204 | 246.379 | 98.4542 | 19.2275 | 134.5814 | 8.5796 | 203.9427 | 86.6303 | 12.6575 | 51.4532 | 0.33392 | 2271.1903 | 1.9262 | 8.1369 | 1.752 | 2.5726 | 8.7552 | 0.50016 | 0.83957 | 2.7473 | 0.22228 | 9.1646 | 0.13841 | 0.0021772 | 0.025168 | 0.014406 | 0.17598 | 1.85 | 1.9138 | 2.1718 | 1.8142 | 0.96267
13 | 0.18219 | 0.044139 | 0.0081185 | 1.2532 | 0.99946 | 0.99903 | 0.78259 | 0.068291 | 0.77313 | 0.43322 | 0.86539 | 0.78188 | 0.88313 | 0.21785 | 1303.6176 | 208.4352 | 0.93576 | 0.80086 | 0.1333 | 0.22168 | 0.35003 | 2.3803 | 7.7617 | 433.546 | 0.0017138 | 122.2343 | 115.6752 | 14.2305 | 161.0188 | 16.4672 | 1.992 | 57.1438 | 17.3137 | 12.5264 | 2384.8066 | 82.5711 | 102.9329 | 1618.9658 | 110.8674 | 78.4866 | 299.9659 | 223.5813 | 239.2386 | 35.9741 | 50.2072 | 0.88072 | 0.23446 | 0.21215 | 0.016575 | 0.0019719 | 9.5376e-05 | 29.1314 | 9.9657 | 3.2563 | 0.77222 | 0.64101 | 0.1144 | 2.0375 | 54.0108 | 8.2635 | 0.33373 | 0.76343 | 19.8835 | 91.7249 | 30.9899 | 16.0499 | 138.8309 | 8.5729 | 0.037841 | 0.25709 | 0.6703 | 36.8038 | 17.6581 | 696.0261 | 137.6533 | 3.3627 | 0.097846 | 0.69085 | 0.079931 | 228.4221 | 143.61 | 87.6204 | 60.3499 | 17.6652 | 1221.7828 | 270.4644 | 80.0823 | 87.8533 | 293.8189 | 167.3085 | 88.848 | 91.4274 | 8.7644 | 0.75895 | 0.5728 | 0.36066 | 68.8483 | 6.1326 | 1.7942 | 2.5298 | 0.18772 | 6.6798e-05 | 29.0663 | 1.2926 | 0.25628 | 0.27998 | 0.1532 | 2.4667 | 0.95256 | 1.0034 | 0.55924 | 82.8246 | 13.7741 | 27.4626 | 10.0494 | 134.1922 | 153.3694 | 2139.873 | 241.1473 | 321.9112 | 163.8617 | 692.1439 | 318.4039 | 94.1336 | 372.7499 | 0.0039907 | 0.16214 | 0.022624 | 0.083389 | 0.0085945 | 0.0065278 | 2.0108e-05 | 0.0021529 | 34.9844 | 13.0857 | 0.82135 | 0.18598 | 2.2476 | 6.0586 | 290.648 | 60.1702 | 3.9216 | 5.8345 | 121.692 | 9.9537 | 121.3152 | 39.5266 | 32.6069 | 97.0574 | 626.0484 | 57.6826 | 679.7689 | 10.1674 | 104.251 | 802.131 | 163.8437 | 86.8169 | 61.6902 | 59.7814 | 252.8956 | 62.8548 | 9.4442 | 179.5748 | 72.8336 | 11.1225 | 53.5963 | 683.9711 | 6.5818 | 68.3352 | 66.0225 | 161.4834 | 241.1924 | 89.0483 | 45.1714 | 31.557 | 49.2772 | 0.0085676 | 0.0013912 | 0.26562 | 37.1749 | 2.4865 | 12.1408 | 2.3989 | 220.3272 | 11.327 | 5.6015 | 0.57706 | 6840.7494 | 789.663 | 1383.9189 | 1308.3908 | 29.429 | 0.75328 | 22.801 | 2.7304 | 4958.7702 | 1853.1617 | 475.8306 | 99.3958 | 135.3873 | 8.502 | 166.8591 | 0.0014785 | 34.8395 | 0.14376 | 14.0923 | 52.5717 | 6.1656 | 49.7357 | 159.3833 | 0.12393 | 0.23167 | 2.7086 | 3.4861 | 0.25164 | 0.22028 | 1.1322 | 0.19548 | 37.233 | 0.0025387 | 14.222 | 301.9558 | 0.023944 | 130.7579 | 5.3823 | 0.048124 | 0.63837 | 0.26631 | 4.7832 | 0.089939 | 1.7219 | 1.0619 | 1.532 | 0.019215 | 0.11416 | 0.056296 | 4.2724 | 0.038194 | 0.55766 | 0.21267 | 8.6697 | 0.00041417 | 0.0035516 | 0.0030497 | 4.7207 | 0.022009 | 0.38534 | 0.22796 | 0.28526 | 0.0010874 | 0.022105 | 0.013178 | 1.3365 | 0.0047871 | 0.094593 | 0.048559 | 0.69784 | 0.0036719 | 0.041881 | 0.18224 | 0.54757 | 0.2931 | 1.1185 | 332.7998 | 0.013555 | 1.9628 | 0.011849 | 4.2205 | 3.7434 | 2.7177 | 205.6309 | 0.43629 | 9.0931 | 9.3305 | 13.0479 | 120469.1423 | 9.2586 | 353.9511 | 9.1615 | 4.1928 | 1.9092 | 1.743 | 2.9943 | 1.7466 | 1.7435 | 13.6422 | 3.6972 | 0.68594 | 7.9221 | 2.9793 | 248.3764 | 8.8429 | 0.45962 | 17.9891 | 27.8001 | 682.9726 | 68.2738 | 4.1942 | 2.7242 | 7.102 | 7.8797 | 0.27598 | 1.1174 | 5.049 | 7.6814 | 6.8462 | 0.0022013 | 0.0012404 | 0.0041951 | 1.4379 | 8.3458e-05 | 0.0070789 | 5.7899e-05 | 0.017134 | 0.0023888 | 0.0088482 | 13.7035 | 0.00069514 | 0.61177 | 0.32678 | 8.2177 | 1.3093 | 0.03426 | 1.2972 | 0.31258 | 0.01892 | 0.007829 | 0.0077588 | 0.0034596 | 0.0062249 | 0.0067949 | 0.06068 | 0.075412 | 0.0038569 | 0.031484 | 0.01032 | 1.1531 | 0.0004685 | 0.00044528 | 0.093355 | 0.1219 | 2.9565 | 0.29772 | 0.019573 | 0.048276 | 0.026146 | 0.03258 | 0.0012471 | 0.0053585 | 0.018376 | 0.027015 | 0.02334 | 0.037681 | 0.018491 | 0.057232 | 19.1982 | 0.0012857 | 0.10944 | 0.00079669 | 0.39836 | 0.04972 | 0.15596 | 7.0197 | 0.010828 | 23.0503 | 14.6821 | 443.9078 | 29.5538 | 1.6893 | 26.8796 | 15.3926 | 0.83118 | 0.1029 | 0.094289 | 0.058338 | 0.092168 | 0.16438 | 1.9378 | 1.2838 | 0.047714 | 0.90345 | 0.15952 | 19.3609 | 0.0031062 | 0.0035907 | 9.2948 | 5.0539 | 166.8185 | 13.3598 | 1.7202 | 0.61289 | 0.43613 | 0.56771 | 0.018914 | 0.087485 | 0.36828 | 1.0728 | 0.99419 | 0.026945 | 0.011648 | 0.015321 | 6.8577 | 0.00083949 | 0.21895 | 0.0005311 | 0.99075 | 0.068112 | 0.12459 | 5.7722 | 0.0080044 | 15.3909 | 7.8111 | 504.407 | 20.7789 | 1.6633 | 18.6816 | 9.1219 | 0.54847 | 0.1647 | 0.22108 | 0.027617 | 0.10926 | 0.070393 | 2.0237 | 0.64462 | 0.18931 | 0.52459 | 0.22217 | 11.529 | 0.0030543 | 0.0032324 | 3.6534 | 3.1014 | 66.4737 | 8.4539 | 3.2602 | 0.2545 | 0.2984 | 0.65296 | 0.012293 | 0.048273 | 0.20956 | 1.1808 | 1.2048 | 640.6596 | 341.3679 | 221.3405 | 175.7195 | 67.7755 | 103.922 | 40.3827 | 3706.3832 | 281.608 | 99.8489 | 21.6405 | 136.1942 | 10.1458 | 209.9926 | 102.2929 | 13.3129 | 63.6186 | 0.37011 | 2376.362 | 2.0919 | 7.9534 | 2.0503 | 2.1245 | 11.2891 | 0.61737 | 0.93469 | 4.1464 | 0.32912 | 15.2052 | 0.12687 | 0.0010715 | 0.046138 | 0.016035 | 0.40953 | 0.96517 | 1.7338 | 3.9011 | 1.5509 | 1.2869
14 | 0.18028 | 0.034042 | 0.0090194 | 1.102 | 0.99349 | 0.99026 | 0.73253 | 0.058636 | 0.84021 | 0.63824 | 0.7425 | 0.81514 | 0.89901 | 0.21089 | 1353.8429 | 288.547 | 0.9401 | 0.82006 | 0.15757 | 0.26899 | 0.32246 | 0.64596 | 5.75 | 278.0912 | 0.00095702 | 149.311 | 129.4086 | 18.0678 | 151.2156 | 15.4455 | 2.3259 | 59.4803 | 16.1731 | 12.4561 | 2949.4128 | 87.144 | 101.0437 | 1783.8891 | 105.0493 | 101.7292 | 247.9408 | 264.5384 | 254.0904 | 32.2832 | 44.8394 | 0.90235 | 0.19589 | 0.3044 | 0.01419 | 0.0022902 | 8.7061e-05 | 32.4172 | 13.3173 | 2.9904 | 0.82388 | 0.6922 | 0.10054 | 2.8021 | 56.5731 | 8.8058 | 0.35065 | 0.88193 | 18.6904 | 120.9469 | 41.6527 | 15.324 | 132.6399 | 9.0494 | 0.030324 | 0.32587 | 0.8715 | 31.85 | 20.9005 | 867.7363 | 115.8759 | 2.7646 | 0.1201 | 0.53257 | 0.090373 | 314.9558 | 168.0526 | 91.2631 | 55.1633 | 14.2554 | 1153.9254 | 241.1304 | 68.1717 | 90.0733 | 272.7814 | 147.6611 | 96.9641 | 87.6574 | 9.0033 | 0.86889 | 0.81112 | 0.22192 | 63.416 | 6.5379 | 2.2166 | 2.3172 | 0.18379 | 7.4125e-05 | 39.5512 | 1.2221 | 0.26593 | 0.2023 | 0.19547 | 2.4402 | 0.95814 | 1.0324 | 0.54987 | 76.336 | 19.5515 | 38.6906 | 10.0871 | 137.3051 | 140.4568 | 2021.0762 | 221.9264 | 418.7155 | 187.6402 | 725.9681 | 362.8744 | 82.7783 | 479.629 | 0.20853 | 0.069456 | 0.097393 | 0.060672 | 0.0087879 | 0.0055663 | 2.7927e-05 | 0.0018432 | 37.9457 | 12.5058 | 0.80272 | 0.19275 | 2.0576 | 5.9924 | 373.2709 | 94.9708 | 3.2384 | 5.9625 | 139.7381 | 8.0442 | 139.8268 | 47.4713 | 35.6894 | 87.741 | 593.2078 | 63.206 | 696.9659 | 9.8892 | 116.3106 | 756.9009 | 152.5337 | 86.0318 | 52.2088 | 70.7927 | 245.8045 | 53.6396 | 8.2903 | 160.0435 | 94.1753 | 10.6844 | 47.151 | 633.1968 | 5.6216 | 79.0149 | 72.0117 | 209.5652 | 318.1646 | 80.4802 | 53.0937 | 36.4691 | 50.751 | 0.0095351 | 0.0012309 | 0.26311 | 36.632 | 2.6021 | 13.9886 | 3.1433 | 279.3234 | 8.7117 | 5.3282 | 0.39394 | 6466.7853 | 903.7423 | 1233.9493 | 1215.2122 | 35.8075 | 0.93286 | 21.7409 | 2.5692 | 4464.9852 | 1157.3342 | 490.5936 | 90.0265 | 153.7205 | 8.3781 | 183.3644 | 0.0013155 | 38.8969 | 0.16404 | 11.686 | 68.6452 | 5.952 | 68.3824 | 225.4526 | 0.1097 | 0.29161 | 1.589 | 3.7063 | 0.21004 | 0.25354 | 0.90246 | 0.16284 | 31.2191 | 0.0028028 | 13.5306 | 296.9889 | 0.022542 | 118.1121 | 5.7868 | 0.044685 | 0.65704 | 0.2548 | 5.1641 | 0.088914 | 1.7634 | 1.0525 | 1.3941 | 0.019114 | 0.12368 | 0.052584 | 4.4802 | 0.034902 | 0.50511 | 0.2234 | 7.8013 | 0.00042478 | 0.0035946 | 0.0031244 | 4.8908 | 0.018264 | 0.35005 | 0.23664 | 0.26008 | 0.0010755 | 0.022179 | 0.013929 | 1.156 | 0.0051806 | 0.094863 | 0.055347 | 0.6607 | 0.0032757 | 0.042342 | 0.18507 | 0.526 | 0.3045 | 1.0299 | 379.3065 | 0.016115 | 1.9385 | 0.011043 | 4.4509 | 5.6113 | 2.233 | 196.3137 | 0.38393 | 9.6841 | 9.0038 | 14.0169 | 122529.3666 | 8.9702 | 325.1655 | 8.1837 | 4.6955 | 2.1424 | 1.7763 | 2.8144 | 1.5507 | 1.9979 | 13.938 | 4.4521 | 0.76703 | 8.5758 | 2.5349 | 255.0197 | 7.8043 | 0.436 | 18.2307 | 28.2036 | 643.73 | 66.0537 | 4.6624 | 2.9226 | 7.3351 | 8.3236 | 0.24322 | 1.2091 | 4.7268 | 6.7475 | 6.3636 | 0.0019068 | 0.0012247 | 0.0039754 | 1.591 | 9.7996e-05 | 0.0066348 | 6.1097e-05 | 0.018477 | 0.0024576 | 0.0081246 | 13.3364 | 0.00078817 | 0.6214 | 0.29011 | 8.5495 | 1.2616 | 0.034874 | 1.2425 | 0.32702 | 0.020586 | 0.007442 | 0.0063724 | 0.003286 | 0.0054924 | 0.0073078 | 0.059627 | 0.068068 | 0.0035991 | 0.035052 | 0.0098108 | 1.1828 | 0.00043943 | 0.00043118 | 0.10076 | 0.12827 | 2.6795 | 0.28518 | 0.022052 | 0.042542 | 0.0278 | 0.036102 | 0.0010583 | 0.0055613 | 0.021671 | 0.022927 | 0.02657 | 0.039973 | 0.016542 | 0.055431 | 19.8805 | 0.0011302 | 0.10485 | 0.00083036 | 0.38736 | 0.051779 | 0.14666 | 7.7808 | 0.010397 | 23.2896 | 13.3079 | 462.6877 | 26.6012 | 1.7077 | 28.5069 | 14.2179 | 0.96613 | 0.101 | 0.095924 | 0.053569 | 0.087264 | 0.15292 | 1.9861 | 1.2952 | 0.041815 | 0.80499 | 0.15054 | 18.4459 | 0.0033072 | 0.0036809 | 9.1731 | 4.775 | 158.4232 | 15.2592 | 1.8567 | 0.62363 | 0.42217 | 0.63704 | 0.021411 | 0.098163 | 0.37527 | 1.0905 | 1.179 | 0.02764 | 0.01043 | 0.016623 | 7.1557 | 0.00087515 | 0.21481 | 0.00060221 | 0.98186 | 0.066107 | 0.12965 | 5.5089 | 0.0091069 | 14.6243 | 8.5663 | 528.5775 | 18.3058 | 1.712 | 20.6702 | 7.9212 | 0.57342 | 0.14341 | 0.2301 | 0.030842 | 0.10211 | 0.072055 | 2.0109 | 0.64192 | 0.18482 | 0.47363 | 0.21896 | 12.7476 | 0.0028112 | 0.0027114 | 4.0198 | 2.7416 | 57.9591 | 7.4884 | 3.4334 | 0.2626 | 0.28169 | 0.7285 | 0.013959 | 0.050614 | 0.23266 | 1.2435 | 1.2401 | 645.1544 | 277.61 | 202.1971 | 216.1305 | 71.2644 | 106.4542 | 43.0717 | 3853.9743 | 305.1916 | 90.433 | 20.8394 | 138.6739 | 8.3145 | 232.7553 | 109.2665 | 13.1082 | 64.4436 | 0.32472 | 2521.8177 | 2.3495 | 6.7653 | 2.2809 | 3.002 | 8.6577 | 0.63587 | 0.8097 | 4.1695 | 0.28005 | 16.1358 | 0.13513 | 0.0011532 | 0.033886 | 0.011316 | 0.15093 | 2.0396 | 2.6581 | 4.4476 | 0.71774 | 1.0953
15 | 0.14112 | 0.030983 | 0.01014 | 1.486 | 0.99588 | 0.99817 | 0.66308 | 0.033409 | 0.90226 | 0.61014 | 0.82175 | 0.82307 | 0.84457 | 0.16174 | 1540.74 | 303.4681 | 0.95601 | 0.85166 | 0.17798 | 0.15641 | 0.085839 | 2.5563 | 3.8108 | 233.1373 | 0.0089162 | 126.6348 | 123.3259 | 15.6165 | 154.1294 | 12.8658 | 1.9362 | 54.0105 | 13.1902 | 10.3925 | 2804.6761 | 94.1252 | 94.3656 | 1930.5999 | 116.7745 | 94.5111 | 252.2969 | 252.5142 | 212.7417 | 32.7512 | 53.9149 | 0.92355 | 0.32479 | 0.16196 | 0.015453 | 0.002024 | 7.457e-05 | 27.0923 | 10.1301 | 2.4033 | 0.80012 | 0.61797 | 0.1177 | 2.5459 | 43.8569 | 6.4775 | 0.24267 | 0.90305 | 20.4397 | 97.8411 | 40.2741 | 19.7653 | 146.449 | 8.9575 | 0.031306 | 0.29713 | 0.75498 | 38.9797 | 21.3793 | 603.3828 | 78.0627 | 2.6244 | 0.10239 | 0.65185 | 0.09346 | 348.6893 | 152.9788 | 84.7939 | 57.0475 | 16.0449 | 1272.0873 | 218.4736 | 70.4303 | 71.7839 | 278.397 | 154.2349 | 90.071 | 72.5052 | 8.5323 | 0.45032 | 0.94753 | 0.3864 | 57.0488 | 6.7397 | 2.3323 | 2.3533 | 0.14746 | 7.2081e-05 | 37.5799 | 1.3726 | 0.2134 | 0.18426 | 0.1611 | 3.0129 | 0.96278 | 1.0478 | 0.40951 | 104.9596 | 15.9703 | 30.0861 | 9.7597 | 156.4279 | 120.2814 | 1916.0743 | 212.1527 | 379.319 | 167.8746 | 887.1658 | 374.1205 | 79.3151 | 441.0365 | 0.062946 | 0.16792 | 0.003867 | 0.05991 | 0.010178 | 0.0066923 | 2.4356e-05 | 0.0025723 | 32.6731 | 9.9293 | 1.1556 | 0.17031 | 2.4431 | 6.7068 | 410.0154 | 78.6495 | 4.0492 | 5.2579 | 130.1625 | 9.0194 | 116.0711 | 52.806 | 36.6318 | 91.0861 | 653.0515 | 67.8913 | 722.1237 | 9.7159 | 134.9409 | 788.3065 | 144.1965 | 84.18 | 57.9056 | 68.1503 | 235.2719 | 56.8416 | 9.3328 | 174.7406 | 97.7621 | 10.8667 | 49.3406 | 618.5976 | 6.34 | 81.7756 | 68.5338 | 161.1274 | 270.8562 | 92.204 | 43.6403 | 28.5507 | 45.9937 | 0.010718 | 0.00099396 | 0.28977 | 32.992 | 2.7282 | 9.7159 | 2.4745 | 256.84 | 10.3419 | 4.5422 | 0.56525 | 6582.7527 | 961.4713 | 1224.1552 | 1120.9066 | 32.6531 | 0.85687 | 24.5007 | 2.6839 | 5292.738 | 1236.612 | 584.7595 | 106.53 | 124.3944 | 9.2861 | 150.3876 | 0.0015263 | 34.2532 | 0.14044 | 13.4656 | 66.7261 | 5.4851 | 66.1908 | 188.6226 | 0.11377 | 0.26927 | 2.8733 | 3.9753 | 0.12888 | 0.22253 | 1.2872 | 0.17316 | 36.9601 | 0.0029542 | 14.3585 | 290.4677 | 0.022877 | 122.6602 | 5.1385 | 0.045793 | 0.66235 | 0.25288 | 4.8879 | 0.097039 | 1.8359 | 1.0318 | 1.554 | 0.020174 | 0.12145 | 0.058897 | 4.086 | 0.036207 | 0.52371 | 0.20084 | 8.0568 | 0.00042281 | 0.003358 | 0.0029627 | 5.6205 | 0.01964 | 0.37213 | 0.24515 | 0.25391 | 0.0011319 | 0.019938 | 0.012122 | 1.2014 | 0.0057281 | 0.089573 | 0.052964 | 0.73532 | 0.0034436 | 0.046741 | 0.18925 | 0.5139 | 0.25681 | 1.1586 | 274.153 | 0.017426 | 1.9619 | 0.01235 | 3.0761 | 4.5262 | 2.7673 | 199.9485 | 0.31952 | 9.8955 | 8.048 | 14.5008 | 112633.9552 | 8.6264 | 305.2308 | 9.086 | 4.4055 | 1.9494 | 1.9938 | 2.661 | 1.5407 | 1.9346 | 14.4162 | 4.331 | 0.6519 | 8.4639 | 2.7178 | 276.8135 | 8.328 | 0.40292 | 19.6658 | 26.7364 | 631.3074 | 62.8094 | 4.4099 | 2.9475 | 8.0734 | 8.1076 | 0.2628 | 1.2288 | 5.6397 | 7.5174 | 5.7642 | 0.001927 | 0.0011972 | 0.0038955 | 1.4245 | 8.237e-05 | 0.0064788 | 6.2775e-05 | 0.01984 | 0.0024798 | 0.0079886 | 14.039 | 0.00067488 | 0.66875 | 0.29264 | 8.5867 | 1.3217 | 0.039969 | 1.3318 | 0.28587 | 0.020734 | 0.0075848 | 0.0073584 | 0.0033843 | 0.0059797 | 0.0067132 | 0.057627 | 0.079103 | 0.0038209 | 0.034751 | 0.0097142 | 1.0879 | 0.00043616 | 0.00042302 | 0.10759 | 0.11 | 2.8436 | 0.30507 | 0.020828 | 0.049058 | 0.0292 | 0.034261 | 0.0011763 | 0.0048186 | 0.021941 | 0.022669 | 0.023141 | 0.041531 | 0.015828 | 0.054792 | 17.3366 | 0.0012486 | 0.090796 | 0.00089807 | 0.44684 | 0.052001 | 0.14991 | 6.7334 | 0.010664 | 21.6525 | 15.3651 | 499.3058 | 26.4532 | 1.6668 | 29.0319 | 12.9504 | 0.98058 | 0.10989 | 0.094841 | 0.050089 | 0.08916 | 0.1773 | 1.7466 | 1.5118 | 0.042327 | 0.8011 | 0.17239 | 20.0509 | 0.0033917 | 0.0033073 | 9.8933 | 5.2961 | 150.8539 | 14.3519 | 1.5738 | 0.64383 | 0.45509 | 0.64959 | 0.022598 | 0.090861 | 0.32998 | 1.1204 | 1.1668 | 0.025231 | 0.010391 | 0.016075 | 6.9714 | 0.00090206 | 0.22574 | 0.00055284 | 1.0259 | 0.067814 | 0.13203 | 5.8339 | 0.0083201 | 17.6561 | 8.1804 | 518.6681 | 17.4961 | 1.7488 | 18.2432 | 8.5562 | 0.51071 | 0.16156 | 0.2112 | 0.029196 | 0.097673 | 0.083265 | 2.0834 | 0.57254 | 0.1819 | 0.50302 | 0.21062 | 11.7064 | 0.002738 | 0.0027882 | 4.1067 | 2.834 | 56.3421 | 7.6232 | 3.3915 | 0.23635 | 0.31363 | 0.69187 | 0.01244 | 0.055097 | 0.24228 | 1.272 | 1.31 | 692.5031 | 358.2236 | 216.949 | 219.8821 | 54.6115 | 109.26 | 36.3722 | 2910.1444 | 293.54 | 84.0308 | 18.6264 | 117.867 | 10.709 | 241.5406 | 108.1341 | 11.1155 | 50.531 | 0.38539 | 3428.3353 | 2.4303 | 5.3095 | 2.1161 | 2.6779 | 11.1089 | 0.50851 | 0.97806 | 3.1225 | 0.29152 | 10.6492 | 0.19415 | 0.0016194 | 0.037139 | 0.010817 | 0.3005 | 1.9404 | 2.3524 | 2.3627 | 1.6544 | 1.5083
16 | 0.18996 | 0.011332 | 0.0064601 | 1.3782 | 0.99966 | 0.99676 | 0.89754 | 0.040972 | 0.83439 | 0.50668 | 0.79795 | 0.77494 | 0.85651 | 0.19372 | 2156.0831 | 343.1935 | 0.95148 | 0.79219 | 0.12437 | 0.33855 | 0.062707 | 0.46522 | 4.1163 | 576.7396 | 0.0038754 | 138.8078 | 125.6505 | 14.5669 | 117.5327 | 13.7104 | 2.1978 | 63.2008 | 17.9734 | 12.1378 | 2636.3265 | 85.5569 | 83.6599 | 1636.6585 | 106.8749 | 99.7422 | 271.886 | 215.8614 | 225.3372 | 36.6671 | 45.6238 | 0.80334 | 0.19089 | 0.21576 | 0.01364 | 0.0021554 | 7.6719e-05 | 37.6244 | 11.4419 | 3.5753 | 0.92309 | 0.5254 | 0.084085 | 1.9631 | 67.5167 | 1.5797 | 0.25496 | 0.82456 | 17.8307 | 88.8045 | 37.2921 | 21.543 | 126.1243 | 10.1595 | 0.03604 | 0.2757 | 0.81288 | 37.8042 | 15.5852 | 732.9648 | 92.8545 | 3.4659 | 0.092969 | 0.67346 | 0.082647 | 293.5613 | 146.321 | 98.9645 | 62.7052 | 18.0621 | 1058.6121 | 226.0925 | 91.1764 | 73.6328 | 290.0816 | 140.0551 | 98.8425 | 79.4117 | 7.9997 | 0.70533 | 0.76694 | 0.19001 | 48.0434 | 4.8043 | 1.9357 | 2.2236 | 0.16433 | 8.3263e-05 | 36.4415 | 1.2602 | 0.20896 | 0.24366 | 0.17988 | 3.4083 | 0.96778 | 0.93122 | 0.34637 | 110.6203 | 18.9053 | 38.384 | 8.4443 | 127.3869 | 163.0554 | 1984.277 | 229.1884 | 392.7854 | 183.241 | 861.7629 | 306.8735 | 86.8139 | 452.8152 | 0.24281 | 0.13651 | 0.12041 | 0.074727 | 0.010674 | 0.0058044 | 2.1413e-05 | 0.0020718 | 27.1215 | 10.1806 | 0.898 | 0.16646 | 2.6373 | 5.0448 | 317.9632 | 77.5635 | 2.6121 | 3.9898 | 141.2038 | 9.1929 | 129.8578 | 48.1018 | 29.4437 | 94.6236 | 687.1409 | 72.1331 | 558.203 | 9.9467 | 112.9564 | 733.4589 | 135.4127 | 91.8821 | 63.8234 | 59.4917 | 208.4059 | 51.0233 | 8.4627 | 190.4954 | 81.1912 | 11.4332 | 51.8568 | 527.8599 | 5.6142 | 84.0604 | 54.8634 | 193.183 | 259.0308 | 73.7804 | 43.0272 | 35.3612 | 47.1332 | 0.01087 | 0.0013153 | 0.22756 | 32.3968 | 2.3062 | 11.5546 | 3.3837 | 229.6957 | 7.7347 | 6.0562 | 0.53929 | 5615.0618 | 824.3052 | 1475.4799 | 1362.8216 | 28.8373 | 0.7737 | 23.6542 | 3.1861 | 6000.9344 | 1346.9228 | 533.6334 | 103.7137 | 126.2754 | 7.7735 | 153.7391 | 0.0013482 | 32.5967 | 0.14755 | 11.4903 | 63.3414 | 4.3036 | 72.476 | 192.3867 | 0.11497 | 0.24484 | 1.3622 | 2.7792 | 0.19127 | 0.22922 | 0.91773 | 0.16734 | 31.4643 | 0.0030316 | 14.5229 | 320.6197 | 0.023391 | 127.7435 | 5.5007 | 0.047856 | 0.61821 | 0.25594 | 4.9875 | 0.086481 | 1.7501 | 1.084 | 1.4783 | 0.018102 | 0.1132 | 0.049051 | 4.4977 | 0.037229 | 0.49917 | 0.19864 | 8.2953 | 0.00040322 | 0.0031352 | 0.0030817 | 5.5602 | 0.019154 | 0.39294 | 0.20314 | 0.28261 | 0.0011597 | 0.020482 | 0.014376 | 1.1358 | 0.0053143 | 0.087918 | 0.049475 | 0.74238 | 0.0038168 | 0.040531 | 0.17627 | 0.51796 | 0.28297 | 1.133 | 351.3118 | 0.014522 | 1.9826 | 0.011923 | 5.1157 | 5.4051 | 2.5165 | 198.3667 | 0.057893 | 10.3326 | 9.536 | 13.3631 | 103208.5769 | 8.7762 | 328.2599 | 8.502 | 4.3735 | 1.8967 | 1.9059 | 2.8507 | 1.6275 | 1.6902 | 14.685 | 3.8884 | 0.66672 | 8.787 | 2.8904 | 276.3246 | 9.0148 | 0.45523 | 18.4472 | 28.7644 | 675.491 | 61.0983 | 4.7637 | 3.0208 | 8.1397 | 7.1385 | 0.28477 | 1.2389 | 4.78 | 6.3495 | 6.5074 | 0.0020058 | 0.0013638 | 0.0045747 | 1.4489 | 9.718e-05 | 0.0073002 | 5.4234e-05 | 0.018427 | 0.0026727 | 0.0079063 | 13.4711 | 0.00071972 | 0.57227 | 0.31392 | 7.8594 | 1.2258 | 0.039249 | 1.2038 | 0.29019 | 0.018102 | 0.0077239 | 0.0065483 | 0.0038349 | 0.0062524 | 0.0065651 | 0.055555 | 0.078777 | 0.0033128 | 0.033461 | 0.011513 | 1.1646 | 0.00040315 | 0.00045788 | 0.10462 | 0.11534 | 2.7659 | 0.33236 | 0.020464 | 0.045976 | 0.026712 | 0.034606 | 0.0011816 | 0.0048843 | 0.020913 | 0.025368 | 0.025372 | 0.042536 | 0.017929 | 0.063657 | 17.1857 | 0.0012254 | 0.10018 | 0.00085162 | 0.44903 | 0.053858 | 0.16608 | 6.6412 | 0.010786 | 20.5259 | 14.3526 | 482.2361 | 28.452 | 1.8504 | 30.8616 | 13.4101 | 0.89121 | 0.10832 | 0.090621 | 0.059499 | 0.094332 | 0.16189 | 2.0502 | 1.3973 | 0.047043 | 0.88821 | 0.16787 | 20.8885 | 0.0034473 | 0.0032512 | 10.9882 | 5.3183 | 149.5174 | 13.9102 | 1.797 | 0.5989 | 0.42581 | 0.59669 | 0.020717 | 0.096331 | 0.38712 | 1.1728 | 1.0869 | 0.026453 | 0.011172 | 0.01431 | 7.5145 | 0.00087412 | 0.22363 | 0.00054194 | 0.89373 | 0.058394 | 0.11659 | 5.4263 | 0.0093715 | 16.0255 | 7.6373 | 513.7118 | 18.0917 | 1.7378 | 19.1992 | 8.3364 | 0.56016 | 0.15676 | 0.2153 | 0.032751 | 0.10107 | 0.074812 | 1.7845 | 0.61469 | 0.18772 | 0.46007 | 0.20438 | 12.1439 | 0.0032773 | 0.0029949 | 4.1923 | 2.7844 | 59.72 | 7.8793 | 2.9857 | 0.28361 | 0.28468 | 0.70956 | 0.013126 | 0.054399 | 0.2293 | 1.0908 | 1.2249 | 785.3755 | 294.9832 | 248.92 | 174.2721 | 57.0523 | 107.489 | 45.1943 | 3170.9741 | 313.5257 | 102.3544 | 17.043 | 111.6654 | 8.8086 | 227.0731 | 85.1799 | 11.0048 | 52.4743 | 0.35303 | 3364.0834 | 2.8554 | 5.4962 | 1.9617 | 3.2268 | 9.1262 | 0.41017 | 0.89324 | 4.4181 | 0.34802 | 7.9318 | 0.16733 | 0.0022711 | 0.047916 | 0.013262 | 0.26824 | 1.7735 | 2.0824 | 3.3119 | 1.2608 | 1.3324
17 | 0.13175 | 0.020856 | 0.019593 | 1.4134 | 0.99788 | 0.99389 | 0.80814 | 0.03802 | 0.88293 | 0.45698 | 0.72238 | 0.87341 | 0.83688 | 0.19793 | 966.9033 | 449.6425 | 0.94998 | 0.86588 | 0.14849 | 0.20192 | 0.20394 | 2.2253 | 5.3654 | 492.0928 | 0.0096671 | 151.4515 | 93.5882 | 13.942 | 171.5199 | 15.9988 | 2.1076 | 46.7729 | 15.4406 | 9.8837 | 2889.8716 | 76.0974 | 80.1395 | 1454.5163 | 126.5478 | 82.955 | 264.5454 | 263.2523 | 230.0492 | 31.8188 | 49.4429 | 0.77587 | 0.29139 | 0.086998 | 0.01519 | 0.0020792 | 7.0709e-05 | 39.0964 | 12.4123 | 2.8184 | 0.95282 | 0.65917 | 0.10869 | 2.4852 | 46.4934 | 7.6576 | 0.35915 | 0.79825 | 25.5294 | 106.3189 | 28.0075 | 23.2467 | 125.6767 | 8.8032 | 0.03208 | 0.28228 | 0.69967 | 43.3841 | 16.3754 | 729.9105 | 107.9222 | 2.8925 | 0.081726 | 0.56338 | 0.087174 | 341.2229 | 128.2419 | 92.0363 | 71.4324 | 15.6225 | 1285.0045 | 251.6162 | 100.6447 | 77.2342 | 267.2302 | 162.5551 | 86.9455 | 82.0397 | 8.8831 | 0.46327 | 0.91733 | 0.48804 | 53.6675 | 6.0041 | 2.1203 | 2.0931 | 0.15623 | 7.1166e-05 | 37.8504 | 1.1354 | 0.24427 | 0.26073 | 0.15829 | 2.9858 | 0.95198 | 0.95827 | 0.36272 | 80.3849 | 13.3783 | 36.8693 | 8.2189 | 134.099 | 125.8916 | 1755.6169 | 269.9604 | 371.821 | 201.1843 | 795.3095 | 325.0514 | 76.4124 | 387.3048 | 0.11062 | 0.37355 | 0.057579 | 0.069433 | 0.009099 | 0.0070599 | 2.0313e-05 | 0.0026919 | 29.6359 | 10.6848 | 1.0079 | 0.159 | 2.5684 | 5.6069 | 357.1143 | 67.9648 | 3.1724 | 5.4092 | 150.7705 | 9.3244 | 107.6139 | 51.807 | 33.2421 | 100.6558 | 764.1284 | 71.1359 | 552.7937 | 9.3853 | 127.8529 | 704.0993 | 131.5603 | 93.4373 | 56.2864 | 72.4213 | 192.0283 | 52.0411 | 8.79 | 176.3764 | 83.7666 | 11.9921 | 50.1129 | 551.7996 | 7.3172 | 70.7489 | 55.887 | 202.8971 | 300.2759 | 90.8249 | 52.3874 | 27.2378 | 44.5581 | 0.011244 | 0.0014304 | 0.27749 | 35.5329 | 1.9826 | 10.9221 | 2.9848 | 324.2458 | 9.9998 | 6.1618 | 0.44108 | 5926.9551 | 730.3595 | 1305.869 | 1448.4725 | 31.6345 | 1.174 | 22.2169 | 2.7705 | 5013.7752 | 1309.4963 | 550.8719 | 83.9673 | 143.9479 | 7.8718 | 186.9712 | 0.0014035 | 27.2686 | 0.17211 | 12.6854 | 47.851 | 3.6671 | 55.7931 | 183.8509 | 0.12161 | 0.23841 | 2.9139 | 2.5079 | 0.26807 | 0.26095 | 1.0964 | 0.13687 | 34.4568 | 0.0026541 | 13.0642 | 323.0248 | 0.025433 | 123.6588 | 5.3131 | 0.047179 | 0.61237 | 0.24903 | 5.3021 | 0.093981 | 1.673 | 1.0091 | 1.4562 | 0.019431 | 0.11714 | 0.052967 | 4.6517 | 0.039302 | 0.51879 | 0.20804 | 8.1457 | 0.00044445 | 0.0036266 | 0.0030225 | 5.6912 | 0.019785 | 0.37613 | 0.21404 | 0.27363 | 0.0011502 | 0.020492 | 0.012859 | 1.2368 | 0.0051253 | 0.096124 | 0.057843 | 0.65288 | 0.0035507 | 0.044358 | 0.16762 | 0.54012 | 0.30371 | 0.98316 | 222.9684 | 0.014094 | 1.9872 | 0.012695 | 4.7181 | 4.0743 | 2.9901 | 200.914 | 0.42501 | 10.8966 | 8.1184 | 12.9135 | 124054.9864 | 8.2559 | 343.3493 | 8.4616 | 4.1263 | 2.078 | 2.0505 | 2.7892 | 1.6869 | 1.8593 | 13.4427 | 4.021 | 0.67916 | 7.4879 | 2.5828 | 250.4511 | 7.6876 | 0.47368 | 18.6874 | 27.9946 | 614.7571 | 67.5008 | 4.8828 | 2.9787 | 8.2724 | 7.5369 | 0.25648 | 1.258 | 5.3321 | 7.0213 | 5.6867 | 0.0021599 | 0.0013517 | 0.0044283 | 1.4892 | 9.501e-05 | 0.0071422 | 5.9805e-05 | 0.017652 | 0.0028582 | 0.0078073 | 13.572 | 0.00076085 | 0.63292 | 0.28401 | 7.7762 | 1.2525 | 0.037194 | 1.2822 | 0.29904 | 0.019806 | 0.0078483 | 0.0064643 | 0.0037324 | 0.0056269 | 0.0071333 | 0.060237 | 0.071622 | 0.0032679 | 0.033531 | 0.010127 | 1.0307 | 0.00044418 | 0.00044086 | 0.10517 | 0.1276 | 2.5455 | 0.27446 | 0.023027 | 0.046636 | 0.027302 | 0.033134 | 0.0010877 | 0.0053098 | 0.020603 | 0.023733 | 0.025917 | 0.038822 | 0.016035 | 0.058688 | 16.7331 | 0.0013305 | 0.10341 | 0.00088946 | 0.45455 | 0.046289 | 0.15398 | 7.9318 | 0.011016 | 20.2048 | 14.5045 | 495.7861 | 28.9398 | 1.8865 | 27.4803 | 14.412 | 0.9066 | 0.11784 | 0.097919 | 0.0545 | 0.10052 | 0.15719 | 1.8086 | 1.4874 | 0.040328 | 0.77741 | 0.18024 | 20.5655 | 0.0032321 | 0.0034336 | 9.8182 | 5.4236 | 143.1811 | 15.5437 | 1.5845 | 0.68267 | 0.40462 | 0.66527 | 0.019491 | 0.10053 | 0.40028 | 1.132 | 1.0191 | 0.025064 | 0.01182 | 0.01442 | 6.769 | 0.0007849 | 0.21374 | 0.0006157 | 0.8587 | 0.067125 | 0.13559 | 5.5713 | 0.0084877 | 16.5555 | 7.805 | 551.2966 | 20.5056 | 1.827 | 19.4075 | 7.8023 | 0.52642 | 0.14642 | 0.20209 | 0.027348 | 0.10851 | 0.079148 | 1.9697 | 0.55261 | 0.19303 | 0.52878 | 0.20121 | 12.6123 | 0.0031902 | 0.0031534 | 3.6047 | 3.1836 | 68.7003 | 8.7693 | 3.0504 | 0.26502 | 0.29528 | 0.68178 | 0.014581 | 0.056376 | 0.22451 | 1.1155 | 1.1386 | 746.5623 | 268.6433 | 201.0122 | 199.3815 | 64.431 | 89.7581 | 47.9993 | 3141.7554 | 275.7237 | 89.0596 | 21.3519 | 110.9193 | 10.1824 | 198.8925 | 105.1579 | 10.8123 | 65.8492 | 0.38045 | 2883.865 | 2.1427 | 6.9637 | 1.8149 | 2.436 | 10.3839 | 0.47744 | 0.67093 | 3.2985 | 0.32365 | 7.1579 | 0.1642 | 0.0019454 | 0.028959 | 0.015535 | 0.21392 | 1.1312 | 0.96544 | 5.7713 | 1.0648 | 0.87394
18 | 0.14295 | 0.031463 | 0.016257 | 1.2141 | 0.99179 | 0.99761 | 0.96781 | 0.096007 | 0.91457 | 0.68287 | 0.64263 | 0.83752 | 0.77617 | 0.17134 | 1733.0619 | 156.6019 | 0.94386 | 0.85395 | 0.14285 | 0.27686 | 0.46348 | 1.2703 | 3.8622 | 682.9571 | 0.0091792 | 141.842 | 100.0181 | 16.128 | 153.3828 | 14.836 | 2.0038 | 61.3591 | 12.8421 | 10.2963 | 2771.5192 | 91.5206 | 81.3414 | 1589.0195 | 114.6545 | 90.3487 | 243.8574 | 221.518 | 195.1842 | 37.3026 | 48.1123 | 0.74655 | 0.088426 | 0.2902 | 0.019152 | 0.0023156 | 6.4032e-05 | 36.467 | 14.0076 | 2.6966 | 0.99081 | 0.50892 | 0.08261 | 2.1051 | 49.5742 | 4.0772 | 0.24931 | 0.7756 | 22.766 | 107.5668 | 38.4475 | 22.1776 | 143.6808 | 9.8617 | 0.030595 | 0.24085 | 0.90708 | 33.5983 | 13.4285 | 635.8173 | 111.584 | 3.0097 | 0.090306 | 0.39933 | 0.12173 | 238.2047 | 166.643 | 101.822 | 67.3682 | 15.1752 | 1307.7626 | 215.738 | 69.5449 | 80.0417 | 219.1515 | 149.0139 | 85.3918 | 90.9027 | 6.8546 | 0.66057 | 0.62274 | 0.51521 | 49.3319 | 5.5576 | 2.2663 | 2.8306 | 0.14358 | 8.7721e-05 | 32.1242 | 1.3358 | 0.25483 | 0.22324 | 0.13562 | 2.7777 | 0.9572 | 0.87457 | 0.38683 | 103.3232 | 16.3616 | 35.8003 | 7.9729 | 139.641 | 176.9951 | 1810.8689 | 233.8732 | 369.9236 | 152.5381 | 787.469 | 380.3143 | 102.0063 | 398.3825 | 0.1476 | 0.061435 | 0.19936 | 0.085078 | 0.0094776 | 0.006165 | 2.3306e-05 | 0.0018884 | 33.9903 | 13.5827 | 0.91711 | 0.14158 | 2.261 | 5.088 | 350.7486 | 89.5801 | 2.8678 | 5.6081 | 118.305 | 8.4831 | 103.9227 | 43.8285 | 30.0328 | 77.7485 | 671.5199 | 55.8125 | 577.2782 | 8.8415 | 108.4016 | 613.5674 | 159.6451 | 81.5166 | 53.5158 | 78.7628 | 251.9493 | 49.0319 | 9.0876 | 171.4058 | 85.5536 | 11.6122 | 42.7185 | 671.3768 | 5.7934 | 65.5608 | 58.0153 | 181.7325 | 311.9459 | 96.3332 | 56.4525 | 27.9382 | 39.8066 | 0.0084371 | 0.0010742 | 0.31539 | 28.7257 | 2.2561 | 10.6906 | 2.1483 | 205.2973 | 12.2552 | 4.9916 | 0.42046 | 7250.077 | 832.1929 | 1261.4825 | 1190.5809 | 35.1132 | 0.66175 | 25.3865 | 2.8854 | 5395.5059 | 1198.8473 | 480.7318 | 90.5336 | 147.8834 | 8.8784 | 162.3273 | 0.0011766 | 36.9162 | 0.17507 | 11.1587 | 93.248 | 5.0657 | 59.6589 | 174.219 | 0.10241 | 0.25527 | 2.5348 | 2.9322 | 0.34663 | 0.20393 | 0.84678 | 0.19887 | 36.4648 | 0.0025774 | 12.5263 | 310.7077 | 0.022489 | 132.3344 | 5.6301 | 0.050317 | 0.63155 | 0.25922 | 4.9742 | 0.098606 | 1.8606 | 1.1048 | 1.5018 | 0.018457 | 0.11128 | 0.053917 | 4.6324 | 0.037968 | 0.55424 | 0.21545 | 8.8715 | 0.00039614 | 0.003263 | 0.0029445 | 4.8166 | 0.021014 | 0.32851 | 0.23322 | 0.2477 | 0.0012248 | 0.019647 | 0.012962 | 1.1709 | 0.0053646 | 0.085095 | 0.054817 | 0.74771 | 0.0039197 | 0.043515 | 0.16053 | 0.53113 | 0.28611 | 1.1392 | 355.3309 | 0.014839 | 1.9671 | 0.012878 | 3.3771 | 5.5279 | 2.4491 | 201.4223 | 0.46302 | 10.0354 | 8.4439 | 13.5076 | 110650.8336 | 8.3652 | 345.6832 | 8.6083 | 4.0088 | 1.9249 | 2.0326 | 2.949 | 1.5721 | 1.9715 | 13.8112 | 4.3996 | 0.64958 | 8.7551 | 2.9598 | 291.6188 | 9.0942 | 0.43831 | 16.9486 | 26.9625 | 617.972 | 68.7925 | 4.1343 | 3.0732 | 7.2909 | 8.1971 | 0.28139 | 1.3121 | 5.5325 | 6.572 | 6.1134 | 0.0019406 | 0.0011433 | 0.0043458 | 1.461 | 8.4624e-05 | 0.0077172 | 5.8924e-05 | 0.019485 | 0.0027445 | 0.0074268 | 12.1926 | 0.00071188 | 0.62417 | 0.31959 | 8.1286 | 1.2073 | 0.036219 | 1.189 | 0.32999 | 0.017975 | 0.0080539 | 0.0067822 | 0.0031895 | 0.0055168 | 0.00736 | 0.058738 | 0.068664 | 0.0034694 | 0.030455 | 0.010361 | 1.2317 | 0.00047771 | 0.00041873 | 0.10297 | 0.11779 | 2.6028 | 0.28912 | 0.019946 | 0.04528 | 0.025487 | 0.033597 | 0.0011273 | 0.0052562 | 0.020549 | 0.025873 | 0.02413 | 0.041292 | 0.016728 | 0.064253 | 17.9651 | 0.0012134 | 0.097598 | 0.00090833 | 0.38139 | 0.045695 | 0.16938 | 6.9324 | 0.011676 | 22.0969 | 13.8863 | 490.6214 | 25.8268 | 1.7684 | 26.6146 | 13.9322 | 0.86027 | 0.1209 | 0.10608 | 0.05098 | 0.096799 | 0.15958 | 2.0226 | 1.4476 | 0.045961 | 0.83573 | 0.1565 | 19.1388 | 0.0031722 | 0.0037902 | 10.0486 | 5.2288 | 151.7173 | 13.8197 | 1.7184 | 0.5804 | 0.38826 | 0.56209 | 0.02214 | 0.08867 | 0.34682 | 1.0413 | 1.1379 | 0.025436 | 0.01072 | 0.01544 | 7.0387 | 0.00080396 | 0.20055 | 0.00057857 | 0.92555 | 0.07102 | 0.12524 | 5.3701 | 0.0092016 | 17.0807 | 7.5318 | 484.0135 | 19.7363 | 1.8026 | 18.3011 | 8.486 | 0.55725 | 0.14057 | 0.20016 | 0.031224 | 0.11143 | 0.075592 | 1.9142 | 0.54126 | 0.19128 | 0.49958 | 0.209 | 11.969 | 0.0030948 | 0.002859 | 3.9397 | 2.855 | 62.168 | 8.0762 | 3.1023 | 0.27278 | 0.31709 | 0.61766 | 0.012995 | 0.050055 | 0.24599 | 1.2037 | 1.1742 | 766.3586 | 308.5876 | 237.897 | 211.1283 | 61.4283 | 114.3721 | 44.5792 | 3801.7938 | 316.6744 | 91.5979 | 17.3464 | 120.3117 | 10.3215 | 247.8702 | 96.6769 | 11.9705 | 57.2162 | 0.44629 | 2415.6396 | 2.5722 | 6.6175 | 2.2084 | 2.2883 | 11.392 | 0.64897 | 0.69061 | 3.0052 | 0.26601 | 5.5919 | 0.19953 | 0.0010058 | 0.020692 | 0.014725 | 0.3224 | 1.3852 | 1.525 | 5.7204 | 0.9413 | 1.1081
19 | 0.15013 | 0.026062 | 0.019257 | 1.3329 | 0.99037 | 0.99977 | 0.83932 | 0.023113 | 0.86416 | 0.62606 | 0.83531 | 0.78798 | 0.80638 | 0.22269 | 2017.5789 | 253.6366 | 0.9507 | 0.81522 | 0.15224 | 0.18805 | 0.29474 | 1.0082 | 5.0283 | 514.8021 | 0.0059456 | 131.0203 | 112.0708 | 15.1287 | 141.6297 | 13.0506 | 2.0646 | 52.115 | 13.7197 | 11.3313 | 3050.2102 | 100.895 | 106.043 | 1744.1759 | 102.8445 | 88.3692 | 239.1746 | 237.6768 | 204.118 | 29.4047 | 58.6205 | 0.78929 | 0.072345 | 0.098113 | 0.019433 | 0.00223 | 9.2714e-05 | 34.3265 | 14.3962 | 2.4603 | 0.84834 | 0.58495 | 0.090654 | 2.1922 | 60.0484 | 9.5496 | 0.2594 | 0.90117 | 27.277 | 126.631 | 26.9495 | 18.9739 | 131.7097 | 9.2301 | 0.035039 | 0.23231 | 0.93187 | 39.5731 | 20.7591 | 760.1972 | 130.8075 | 3.5945 | 0.072274 | 0.63442 | 0.098354 | 261.3215 | 159.744 | 86.322 | 61.7318 | 14.5407 | 1247.6318 | 274.5693 | 85.388 | 85.0555 | 286.0417 | 183.4702 | 95.4938 | 74.3242 | 7.1785 | 0.6389 | 0.7493 | 0.50695 | 65.0382 | 6.2538 | 2.2849 | 2.6303 | 0.19192 | 6.9392e-05 | 36.3473 | 0.84795 | 0.21967 | 0.2707 | 0.18653 | 3.2934 | 0.96655 | 1.2018 | 0.51067 | 107.0972 | 14.4301 | 32.2848 | 9.9358 | 144.4632 | 105.2532 | 1838.1964 | 250.8556 | 329.1539 | 193.633 | 803.4759 | 357.8497 | 92.7252 | 427.2457 | 0.10347 | 0.35586 | 0.20717 | 0.063195 | 0.0080322 | 0.0064204 | 2.0678e-05 | 0.0022933 | 39.5693 | 10.4219 | 1.1207 | 0.14648 | 2.5081 | 6.2078 | 391.1178 | 97.4824 | 2.7618 | 6.1909 | 136.0678 | 9.5686 | 111.6334 | 45.788 | 35.147 | 102.1372 | 615.1861 | 59.7909 | 652.8995 | 7.9567 | 125.1182 | 668.0138 | 168.1759 | 103.2772 | 48.0691 | 61.4025 | 197.6875 | 56.022 | 7.5585 | 164.0911 | 82.7003 | 10.0487 | 45.8033 | 577.7365 | 7.4048 | 72.7172 | 61.5367 | 190.6946 | 247.9284 | 87.3598 | 50.0831 | 35.2147 | 43.531 | 0.01151 | 0.0011675 | 0.3011 | 26.9802 | 2.4469 | 9.9786 | 2.6036 | 310.0122 | 7.8005 | 4.1333 | 0.59573 | 6423.4065 | 916.7185 | 1504.722 | 1057.0424 | 27.694 | 1.0935 | 25.6444 | 2.8395 | 5720.6205 | 1771.5242 | 516.42 | 92.2877 | 130.8001 | 9.4393 | 181.3361 | 0.0014157 | 29.9065 | 0.17282 | 13.6436 | 87.382 | 5.3713 | 64.6222 | 170.156 | 0.11974 | 0.24652 | 1.6207 | 2.6966 | 0.18123 | 0.26435 | 1.0301 | 0.15971 | 33.3138 | 0.002622 | 14.8886 | 292.4203 | 0.024644 | 112.996 | 5.0612 | 0.046703 | 0.6524 | 0.25062 | 4.7142 | 0.091053 | 1.7427 | 1.0523 | 1.6082 | 0.019352 | 0.12089 | 0.051926 | 4.2176 | 0.040579 | 0.54216 | 0.20946 | 9.1994 | 0.00046133 | 0.0035107 | 0.0031924 | 5.171 | 0.021611 | 0.3612 | 0.22401 | 0.25264 | 0.0012605 | 0.02132 | 0.014203 | 1.2156 | 0.0052601 | 0.093764 | 0.056611 | 0.76436 | 0.0036897 | 0.045899 | 0.18734 | 0.52727 | 0.26991 | 1.0169 | 268.0763 | 0.017946 | 1.9445 | 0.011544 | 3.8654 | 6.0958 | 2.1373 | 197.4858 | 0.17624 | 10.086 | 9.0813 | 13.5492 | 106585.9029 | 8.2499 | 295.6341 | 7.9805 | 4.4528 | 2.2708 | 2.018 | 2.5683 | 1.4778 | 1.7125 | 12.8542 | 4.0613 | 0.6739 | 7.7184 | 2.7646 | 253.9998 | 8.6838 | 0.48278 | 17.7642 | 25.7637 | 693.3507 | 64.711 | 4.7425 | 2.8502 | 8.5277 | 7.3745 | 0.27302 | 1.1409 | 4.9827 | 7.4633 | 5.9494 | 0.0020228 | 0.0013292 | 0.0041047 | 1.5749 | 8.8507e-05 | 0.0072143 | 5.3938e-05 | 0.020036 | 0.0025201 | 0.0074618 | 12.7175 | 0.00075332 | 0.59452 | 0.30462 | 8.4877 | 1.2962 | 0.041178 | 1.3501 | 0.29204 | 0.017671 | 0.0073281 | 0.0068689 | 0.0032806 | 0.005668 | 0.0072217 | 0.056253 | 0.070376 | 0.0037207 | 0.031195 | 0.010865 | 1.2471 | 0.00042333 | 0.00040111 | 0.098992 | 0.11903 | 2.5836 | 0.29317 | 0.023365 | 0.049637 | 0.027002 | 0.037647 | 0.0012028 | 0.0051373 | 0.021425 | 0.024443 | 0.027453 | 0.036963 | 0.018045 | 0.060984 | 18.9923 | 0.0013009 | 0.11014 | 0.00077034 | 0.42877 | 0.047285 | 0.14189 | 6.8065 | 0.011416 | 22.8555 | 13.1956 | 540.3384 | 28.2 | 1.6134 | 29.4326 | 13.2447 | 0.97741 | 0.09964 | 0.10129 | 0.060078 | 0.10224 | 0.17058 | 1.9138 | 1.3778 | 0.045272 | 0.8254 | 0.17161 | 18.9449 | 0.0035079 | 0.0031915 | 10.6145 | 5.5395 | 143.6045 | 14.8003 | 1.6987 | 0.66539 | 0.46658 | 0.57838 | 0.019255 | 0.089427 | 0.38577 | 1.0178 | 1.0492 | 0.027931 | 0.011396 | 0.014886 | 7.3901 | 0.00082003 | 0.2375 | 0.00059336 | 1.0042 | 0.060817 | 0.11881 | 4.9172 | 0.0086215 | 16.8195 | 9.0612 | 531.8598 | 19.9044 | 1.7815 | 20.5716 | 8.8913 | 0.56788 | 0.13713 | 0.21262 | 0.032014 | 0.09855 | 0.078668 | 1.9845 | 0.62628 | 0.17975 | 0.46426 | 0.19302 | 11.1862 | 0.0029003 | 0.0029784 | 3.5637 | 3.0826 | 61.5155 | 9.1327 | 2.9451 | 0.25713 | 0.28082 | 0.64669 | 0.013575 | 0.053791 | 0.23571 | 1.0776 | 1.267 | 787.7503 | 302.4826 | 232.3658 | 223.1197 | 55.396 | 86.142 | 38.0116 | 3519.1555 | 307.9037 | 100.808 | 20.5396 | 130.8397 | 8.0342 | 214.2819 | 90.846 | 12.5034 | 59.7666 | 0.4536 | 2832.5065 | 2.7736 | 6.3481 | 1.6438 | 2.1587 | 12.3992 | 0.4222 | 0.76914 | 3.1899 | 0.24232 | 16.4514 | 0.14747 | 0.0020586 | 0.019983 | 0.017829 | 0.25268 | 1.0654 | 1.6664 | 5.4111 | 1.194 | 2.1346

## ngA-India-results
Element | N recovery | P recovery | K recovery | TEA results | LCA results
Feature | Total N [% N] | Total P [% P] | Total K [% K] | Annual net cost [USD/cap/yr] | GlobalWarming [kg CO2-eq/cap/yr] | H_Ecosystems [points/cap/yr] | H_Health [points/cap/yr] | H_Resources [points/cap/yr]
0 | 52.5242 | 37.332 | 22.6321 | 130.7013 | 95.2616 | 0.2709 | 12.4219 | 12.1021
1 | 52.5242 | 37.332 | 22.6321 | 106.3008 | 61.5038 | 0.12835 | 9.1008 | 6.9153
2 | 52.5242 | 37.332 | 22.6321 | 111.7767 | 75.1718 | 0.22801 | 6.7223 | 12.664
3 | 52.5242 | 37.332 | 22.6321 | 165.9352 | 86.1437 | 0.34356 | 7.8839 | 14.9737
4 | 52.5242 | 37.332 | 22.6321 | 93.9911 | 85.5673 | 0.21271 | 12.181 | 11.0592
5 | 52.5242 | 37.332 | 22.6321 | 198.0149 | 101.1604 | 0.23138 | 18.3667 | 12.0163
6 | 52.5242 | 37.332 | 22.6321 | 225.0599 | 101.344 | 0.25362 | 15.0714 | 13.9139
7 | 52.5242 | 37.332 | 22.6321 | 71.9081 | 82.5329 | 0.11422 | 16.7633 | 6.0832
8 | 52.5242 | 37.332 | 22.6321 | 140.2876 | 83.382 | 0.18526 | 14.7275 | 10.1986
9 | 52.5242 | 37.332 | 22.6321 | 185.2339 | 87.8356 | 0.25709 | 9.3596 | 13.1899
10 | 52.5242 | 37.332 | 22.6321 | 169.5049 | 91.6279 | 0.23005 | 14.538 | 12.1915
11 | 52.5242 | 37.332 | 22.6321 | 96.0947 | 72.7006 | 0.16522 | 13.1326 | 7.8617
12 | 52.5242 | 37.332 | 22.6321 | 147.5117 | 91.7513 | 0.2184 | 14.4066 | 11.9562
13 | 52.5242 | 37.332 | 22.6321 | 100.385 | 91.705 | 0.23265 | 13.3883 | 12.2253
14 | 52.5242 | 37.332 | 22.6321 | 162.4589 | 84.9772 | 0.1916 | 14.8166 | 11.6258
15 | 52.5242 | 37.332 | 22.6321 | 124.1827 | 68.7919 | 0.16677 | 8.0207 | 9.6883
16 | 52.5242 | 37.332 | 22.6321 | 179.0421 | 94.2745 | 0.32981 | 8.792 | 15.9179
17 | 52.5242 | 37.332 | 22.6321 | 76.7583 | 65.8298 | 0.17464 | 8.2191 | 8.6041
18 | 52.5242 | 37.332 | 22.6321 | 112.0664 | 93.5536 | 0.25441 | 11.6502 | 10.9754
19 | 52.5242 | 37.332 | 22.6321 | 122.6686 | 85.9965 | 0.28685 | 6.4229 | 15.1025

## ngA-Senegal-param
Element | Excretion-A1 | [21 empty] | MURT-A2 | [11 empty] | NEWgenerator an MBR-A3 | [36 empty] | Sludge pasteurization-A4 | [8 empty] | NEWgenerator ion exchange-A5 | [39 empty] | NEWgenerator chlorination-A6 | [24 empty] | NEWgenerator controls-A8 | [41 empty] | NEWgenerator housing-A9 | [9 empty] | NEWgenerator pretreatment-A10 | [11 empty] | NEWgenerator foundation-A11 |  | MURT-A2 |  |  | TEA |  |  |  | LCA | [225 empty] | NEWgenerator photovoltaic-A7 | [27 empty] | Excretion-A1 | LCA |  |  |  | TEA
Feature | Excretion N prot [fraction] | Excretion P prot v [fraction] | Excretion P prot a [fraction] | Excretion K cal [g K/1000 kcal] | Excretion N exc [fraction of intake] | Excretion P exc [fraction of intake] | Excretion K exc [fraction of intake] | Excretion e exc [fraction of intake] | Excretion N ur [fraction of total] | Excretion P ur [fraction of total] | Excretion K ur [fraction of total] | Excretion e fec [fraction of total] | Excretion N ur NH3 [fraction of total N in urine] | Excretion N fec NH3 [fraction of total N in feces] | Excretion ur exc [g/cap/d] | Excretion fec exc [g/cap/d] | Excretion ur moi [fraction] | Excretion fec moi [fraction] | Excretion mg ur [g Mg/cap/d] | Excretion mg fec [g Mg/cap/d] | Excretion ca ur [g Ca/cap/d] | Excretion ca fec [g Ca/cap/d] | MURT collection period [days] | MURT sludge accum rate [L/cap/yr] | MURT N volatilization [fraction of N input] | MURT squatting pan cost [USD] | MURT urinal cost [USD] | MURT led cost [USD] | MURT anticor floor cost [USD] | MURT fan cost [USD] | MURT circuit change cost [USD] | MURT pipe cost [USD] | MURT squatting pan weight [kg] | MURT urinal weight [kg] | NEWgenerator an MBR anmbr reactor tank [USD] | NEWgenerator an MBR anmbr reactor media [USD] | NEWgenerator an MBR anmbr reactor fittings [USD] | NEWgenerator an MBR anmbr membrane module [USD] | NEWgenerator an MBR anmbr permeate pump [USD] | NEWgenerator an MBR anmbr backwash pump [USD] | NEWgenerator an MBR anmbr water pump [USD] | NEWgenerator an MBR anmbr membrane fittings [USD] | NEWgenerator an MBR anmbr biogas gas bag [USD] | NEWgenerator an MBR anmbr biogas fittings [USD] | NEWgenerator an MBR anmbr biogas ventilation [USD] | NEWgenerator an MBR anmbr COD removal [ratio] | NEWgenerator an MBR anmbr TN removal [ratio] | NEWgenerator an MBR anmbr TP removal [ratio] | NEWgenerator an MBR anmbr water pump energy percycle [kWh] | NEWgenerator an MBR anmbr permeate pump energy percycle [kWh] | NEWgenerator an MBR anmbr backwash pump energy percycle [kWh] | NEWgenerator an MBR anmbr batch cycle perday [# batches day-1] | NEWgenerator an MBR anmbr labor maintenance membrane chem cleaning [hrs/yr] | NEWgenerator an MBR anmbr labor maintenance sludge removal [hrs/yr] | NEWgenerator an MBR anmbr labor replacement membrane pump [hrs/yr] | NEWgenerator an MBR anmbr labor replacement permeate pump [hrs/yr] | NEWgenerator an MBR anmbr labor replacement membrane module [hrs/yr] | NEWgenerator an MBR anmbr labor replacement misc repairs [hr/y] | NEWgenerator an MBR anmbr reactor weight [kg] | NEWgenerator an MBR anmbr tau [d] | NEWgenerator an MBR anmbr soluble methane fraction [nan] | NEWgenerator an MBR anmbr VSS TSS ratio [nan] | NEWgenerator an MBR anmbr membrane weight [kg] | NEWgenerator an MBR anmbr PE weight [kg] | NEWgenerator an MBR anmbr PVC weight [kg] | NEWgenerator an MBR anmbr plastic weight [kg] | NEWgenerator an MBR anmbr piping [USD] | NEWgenerator an MBR anmbr piping PVC weight [kg] | NEWgenerator an MBR anmbr sludge yield [kg-VSS/kg-BOD removed] | NEWgenerator an MBR anmbr methane yield [m3-CH4/kg COD removed] | NEWgenerator an MBR dissolved methane HFMC removed [nan] | Sludge pasteurization sludge dryer weight [kg] | Sludge pasteurization sludge barrel weight [kg] | Sludge pasteurization sludge dryer [USD] | Sludge pasteurization sludge barrel [USD] | Sludge pasteurization sludge labor maintenance [h] | Fraction biogas lost [fraction] | Biogas efficiency [fraction] | Heat loss [fraction] | Sludge temperature [fraction] | NEWgenerator ion exchange ion eq2 tank [USD] | NEWgenerator ion exchange ion eq2 pump [USD] | NEWgenerator ion exchange ion eq2 powered valve [USD] | NEWgenerator ion exchange ion eq2 fittings [USD] | NEWgenerator ion exchange ion zeolite tanks [USD] | NEWgenerator ion exchange ion filtration media [USD] | NEWgenerator ion exchange ion gac [USD] | NEWgenerator ion exchange ion zeolite [USD] | NEWgenerator ion exchange ion zeolite fittings [USD] | NEWgenerator ion exchange ion eq3 tank [USD] | NEWgenerator ion exchange ion eq3 pump [USD] | NEWgenerator ion exchange ion eq3 filter [USD] | NEWgenerator ion exchange ion eq3 fittings [USD] | NEWgenerator ion exchange ion COD removal [nan] | NEWgenerator ion exchange ion TN removal [nan] | NEWgenerator ion exchange ion TP removal [nan] | NEWgenerator ion exchange ion labor maintenance zeolite regeneration [hr/y] | NEWgenerator ion exchange ion labor maintenance GAC replacement [hr/y] | NEWgenerator ion exchange ion labor replacement zeolite [hr/y] | NEWgenerator ion exchange ion labor replacement misc repairs [hr/y] | NEWgenerator ion exchange ion labor replacement other pump [hrs/yr] | NEWgenerator ion exchange ion backwash pump energy percycle [kWh] | NEWgenerator ion exchange ion batch cycle perday [# batches day-1] | NEWgenerator ion exchange ion gac unit cost [USD/kg] | NEWgenerator ion exchange ion zeolite unit cost [USD/kg] | NEWgenerator ion exchange ion na cl unit cost [USD/kg] | NEWgenerator ion exchange ion na OH unit cost [USD/kg] | NEWgenerator ion exchange ion regen freq per yr [events/yr] | NEWgenerator ion exchange ion regen efficiency [nan] | NEWgenerator ion exchange ion polycarbonate weight [kg] | NEWgenerator ion exchange ion steel weight [kg] | NEWgenerator ion exchange ion PE weight [kg] | NEWgenerator ion exchange ion PVC weight [kg] | NEWgenerator ion exchange ion plastic weight [kg] | NEWgenerator ion exchange ion piping PVC weight [kg] | NEWgenerator ion exchange ion piping [USD] | NEWgenerator ion exchange ion replacement scenario drums [USD] | NEWgenerator ion exchange ion largerncs scenario zeolite tanks [USD] | NEWgenerator ion exchange ion largerncs scenario zeolite [USD] | NEWgenerator ion exchange ion zeolite fittings largerncs [USD] | NEWgenerator chlorination chlorination recycle pump [USD] | NEWgenerator chlorination chlorination electochlorinator [USD] | NEWgenerator chlorination chlorination powered valve [USD] | NEWgenerator chlorination chlorination fittings [USD] | NEWgenerator chlorination chlorination tanks [USD] | NEWgenerator chlorination chlorination COD removal [%] | NEWgenerator chlorination chlorination TN removal [%] | NEWgenerator chlorination chlorination TP removal [%] | NEWgenerator chlorination chlorination chlorinator energy percycle [kWh] | NEWgenerator chlorination chlorination pump energy percycle [kWh] | NEWgenerator chlorination chlorination ventilation energy percycle [kWh] | NEWgenerator chlorination chlorination valve energy percycle [kWh] | NEWgenerator chlorination chlorination product water pump energy percycle [kWh] | NEWgenerator chlorination chlorination batch cycle per day [# batches day-1] | NEWgenerator chlorination chlorination labor maintenance chlorinator recharging [hr/y] | NEWgenerator chlorination chlorination labor replacement chlorinator replacement [hr/y] | NEWgenerator chlorination chlorination labor replacement other pump [hr/y] | NEWgenerator chlorination chlorination labor replacement misc repairs [hr/y] | NEWgenerator chlorination chlorination na cl dosage [mg/L] | NEWgenerator chlorination chlorination throughput flow [L/d] | NEWgenerator chlorination chlorination PE weight [kg] | NEWgenerator chlorination chlorination PVC weight [kg] | NEWgenerator chlorination chlorination electronics active weight [kg] | NEWgenerator chlorination chlorination piping [USD] | NEWgenerator chlorination chlorination piping PVC weight [kg] | NEWgenerator controls control box enclosure panel [USD] | NEWgenerator controls control box arduino microcontroller [USD] | NEWgenerator controls control box microcontroller din rails [USD] | NEWgenerator controls control box wifi [USD] | NEWgenerator controls control box solid state relays [USD] | NEWgenerator controls control box other relays [USD] | NEWgenerator controls control box conductors [USD] | NEWgenerator controls control box din rails [USD] | NEWgenerator controls control sensors enclosure panel [USD] | NEWgenerator controls control sensors signal conditioners [USD] | NEWgenerator controls control sensors din rails [USD] | NEWgenerator controls control sensors voltage converter [USD] | NEWgenerator controls control orp enclosure panel [USD] | NEWgenerator controls control orp voltage converter [USD] | NEWgenerator controls control orp controller [USD] | NEWgenerator controls control orp probe [USD] | NEWgenerator controls control orp cables [USD] | NEWgenerator controls control pump enclosure panel [USD] | NEWgenerator controls control pump voltage converter [USD] | NEWgenerator controls control pump voltage rectifier [USD] | NEWgenerator controls control pump box relay [USD] | NEWgenerator controls control sensors level sensor [USD] | NEWgenerator controls control sensors level switch [USD] | NEWgenerator controls control sensors flow switches [USD] | NEWgenerator controls control sensors proximity sensor [USD] | NEWgenerator controls control stranded cables [USD] | NEWgenerator controls control sensor cables [USD] | NEWgenerator controls control cable glands [USD] | NEWgenerator controls control gauge ferrules [USD] | NEWgenerator controls control zip ties [USD] | NEWgenerator controls control terminal block jumper [USD] | NEWgenerator controls control system energy percycle [kW] | NEWgenerator controls control system ORP energy percycle [kW] | NEWgenerator controls control background runtime energy perday [kWh] | NEWgenerator controls control batch cycle perday [# batches day-1] | NEWgenerator controls control labor replacement misc repairs [hr/y] | NEWgenerator controls control polycarbonate weight [kg] | NEWgenerator controls control aluminum weight [kg] | NEWgenerator controls control cable length [m] | NEWgenerator controls control electronics passive weight [kg] | NEWgenerator controls control electronics active weight [kg] | NEWgenerator controls control control units weight [kg] | NEWgenerator housing housing framework [USD] | NEWgenerator housing housing framework shipping [USD] | NEWgenerator housing housing fittings [USD] | NEWgenerator housing housing steel weight [kg] | NEWgenerator housing housing zinc coated steel weight [kg] | NEWgenerator housing housing zinc coat [m2] | NEWgenerator housing housing aluminum weight [kg] | NEWgenerator housing housing PE weight [kg] | NEWgenerator housing housing largerncs framework [USD] | NEWgenerator housing cheaper housing framework [USD] | NEWgenerator pretreatment pretreatment eq tank [USD] | NEWgenerator pretreatment pretreatment tank PE weight [kg] | NEWgenerator pretreatment pretreatment piping [USD] | NEWgenerator pretreatment pretreatment piping PVC weight [kg] | NEWgenerator pretreatment pretreatment feed pump [USD] | NEWgenerator pretreatment pretreatment feed pump energy percycle [kWh] | NEWgenerator pretreatment pretreatment batch cycle perday [# batches day-1] | NEWgenerator pretreatment pretreatment labor replacement other pump [hrs/yr] | NEWgenerator pretreatment pretreatment labor screen pit cleaning [hrs/yr] | NEWgenerator pretreatment pretreatment barscreen cost [USD] | NEWgenerator pretreatment pretreatment barscreen weight [kg] | NEWgenerator pretreatment pretreatment barscreen [USD] | NEWgenerator foundation foundation concrete unit cost [USD m-3] | NEWgenerator foundation foundation concrete thickness [m] | Max ch4 emission [g CH4/g COD] | Full degradation time [yr] | Log degradation [-] | Price factor [-] | Zeolite price [USD/kg] | GAC price [USD/kg] | Na OH price [USD/kg] | CH4 CF [kg CO2-eq/kg CH4] | CH4 ecosystems CF [points/kg CH4] | CH4 health CF [points/kg CH4] | N2O CF [kg CO2-eq/kg N2O] | N2O ecosystems CF [points/kg N2O] | N2O health CF [points/kg N2O] | N fertilizer CF [kg CO2-eq/kg N] | N fertilizer ecosystems CF [points/kg N] | N fertilizer health CF [points/kg N] | N fertilizer resources CF [points/kg N] | P fertilizer CF [kg CO2-eq/kg P] | P fertilizer ecosystems CF [points/kg P] | P fertilizer health CF [points/kg P] | P fertilizer resources CF [points/kg P] | K fertilizer CF [kg CO2-eq/kg K] | K fertilizer ecosystems CF [points/kg K] | K fertilizer health CF [points/kg K] | K fertilizer resources CF [points/kg K] | Conc nh3 CF [kg CO2-eq/kg] | Conc nh3 ecosystems CF [points/kg] | Conc nh3 health CF [points/kg] | Conc nh3 resources CF [points/kg] | GAC CF [kg CO2-eq/kg] | GAC ecosystems CF [points/kg] | GAC health CF [points/kg] | GAC resources CF [points/kg] | Zeolite CF [kg CO2-eq/kg] | Zeolite ecosystems CF [points/kg] | Zeolite health CF [points/kg] | Zeolite resources CF [points/kg] | Na cl CF [kg CO2-eq/kg] | Na cl ecosystems CF [points/kg] | Na cl health CF [points/kg] | Na cl resources CF [points/kg] | Na OH CF [kg CO2-eq/kg] | Na OH ecosystems CF [points/kg] | Na OH health CF [points/kg] | Na OH resources CF [points/kg] | LPG CF [kg CO2-eq/kg] | LPG ecosystems CF [points/kg] | LPG health CF [points/kg] | LPG resources CF [points/kg] | Excavation-Global warming [kg CO2-eq/m3] | Brick-Global warming [kg CO2-eq/kg] | Cement-Global warming [kg CO2-eq/kg] | Concrete-Global warming [kg CO2-eq/m3] | Gravel-Global warming [kg CO2-eq/kg] | Plastic-Global warming [kg CO2-eq/kg] | Sand-Global warming [kg CO2-eq/kg] | Stainless steel-global warming [kg CO2-eq/kg] | Stainless steel sheet-global warming [kg CO2-eq/kg] | Steel-Global warming [kg CO2-eq/kg] | Wood-Global warming [kg CO2-eq/m3] | Trucking-Global warming [kg CO2-eq/tonne*km] | Electric motor-global warming [kg CO2-eq/ea] | Electronics-Global warming [kg CO2-eq/kg] | Catalytic converter-global warming [kg CO2-eq/ea] | Oil heat exchanger-global warming [kg CO2-eq/ea] | Pump-Global warming [kg CO2-eq/ea] | Hydronic heat exchanger-global warming [kg CO2-eq/ea] | Electric connectors-global warming [kg CO2-eq/kg] | Electric cables-global warming [kg CO2-eq/m] | PVC-Global warming [kg CO2-eq/kg] | PE-Global warming [kg CO2-eq/kg] | Polymer-Global warming [kg CO2-eq/kg] | Cationic resin-global warming [kg CO2-eq/kg] | Ceramic-Global warming [kg CO2-eq/kg] | Fan-Global warming [kg CO2-eq/kg] | Aluminum-Global warming [kg CO2-eq/kg] | LPG-Global warming [kg CO2-eq/kg] | Zinc coat-global warming [kg CO2-eq/m2] | Polyacrylamide-Global warming [kg CO2-eq/kg] | Photovoltaic panel-global warming [kg CO2-eq/m2] | GACProduction-Global warming [kg CO2-eq/kg] | GACRegeneration-Global warming [kg CO2-eq/kg] | Switches-Global warming [kg CO2-eq/kg] | Control units-global warming [kg CO2-eq/kg] | Electronics active-global warming [kg CO2-eq/kg] | Electronics passive-global warming [kg CO2-eq/kg] | Transformers-Global warming [kg CO2-eq/kg] | Fertilizer offset-global warming [kg CO2-eq/kg] | Polycarbonate-Global warming [kg CO2-eq/kg] | Membrane-Global warming [kg CO2-eq/kg] | Na cl-global warming [kg CO2-eq/kg] | Na oh-global warming [kg CO2-eq/kg] | Zeolite-Global warming [kg CO2-eq/kg] | Battery-Global warming [kg CO2-eq/kg] | Lithium battery-global warming [kg CO2-eq/kg] | Excavation-H ecosystems [kg CO2-eq/m3] | Brick-H ecosystems [kg CO2-eq/kg] | Cement-H ecosystems [kg CO2-eq/kg] | Concrete-H ecosystems [kg CO2-eq/m3] | Gravel-H ecosystems [kg CO2-eq/kg] | Plastic-H ecosystems [kg CO2-eq/kg] | Sand-H ecosystems [kg CO2-eq/kg] | Stainless steel-h ecosystems [kg CO2-eq/kg] | Stainless steel sheet-h ecosystems [kg CO2-eq/kg] | Steel-H ecosystems [kg CO2-eq/kg] | Wood-H ecosystems [kg CO2-eq/m3] | Trucking-H ecosystems [kg CO2-eq/tonne*km] | Electric motor-h ecosystems [kg CO2-eq/ea] | Electronics-H ecosystems [kg CO2-eq/kg] | Catalytic converter-h ecosystems [kg CO2-eq/ea] | Oil heat exchanger-h ecosystems [kg CO2-eq/ea] | Pump-H ecosystems [kg CO2-eq/ea] | Hydronic heat exchanger-h ecosystems [kg CO2-eq/ea] | Electric connectors-h ecosystems [kg CO2-eq/kg] | Electric cables-h ecosystems [kg CO2-eq/m] | PVC-H ecosystems [kg CO2-eq/kg] | PE-H ecosystems [kg CO2-eq/kg] | Polymer-H ecosystems [kg CO2-eq/kg] | Cationic resin-h ecosystems [kg CO2-eq/kg] | Ceramic-H ecosystems [kg CO2-eq/kg] | Fan-H ecosystems [kg CO2-eq/kg] | Aluminum-H ecosystems [kg CO2-eq/kg] | LPG-H ecosystems [kg CO2-eq/kg] | Zinc coat-h ecosystems [kg CO2-eq/m2] | Polyacrylamide-H ecosystems [kg CO2-eq/kg] | Photovoltaic panel-h ecosystems [kg CO2-eq/m2] | GACProduction-H ecosystems [kg CO2-eq/kg] | GACRegeneration-H ecosystems [kg CO2-eq/kg] | Switches-H ecosystems [kg CO2-eq/kg] | Control units-h ecosystems [kg CO2-eq/kg] | Electronics active-h ecosystems [kg CO2-eq/kg] | Electronics passive-h ecosystems [kg CO2-eq/kg] | Transformers-H ecosystems [kg CO2-eq/kg] | Fertilizer offset-h ecosystems [kg CO2-eq/kg] | Polycarbonate-H ecosystems [kg CO2-eq/kg] | Membrane-H ecosystems [kg CO2-eq/kg] | Na cl-h ecosystems [kg CO2-eq/kg] | Na oh-h ecosystems [kg CO2-eq/kg] | Zeolite-H ecosystems [kg CO2-eq/kg] | Battery-H ecosystems [kg CO2-eq/kg] | Lithium battery-h ecosystems [kg CO2-eq/kg] | Excavation-H health [kg CO2-eq/m3] | Brick-H health [kg CO2-eq/kg] | Cement-H health [kg CO2-eq/kg] | Concrete-H health [kg CO2-eq/m3] | Gravel-H health [kg CO2-eq/kg] | Plastic-H health [kg CO2-eq/kg] | Sand-H health [kg CO2-eq/kg] | Stainless steel-h health [kg CO2-eq/kg] | Stainless steel sheet-h health [kg CO2-eq/kg] | Steel-H health [kg CO2-eq/kg] | Wood-H health [kg CO2-eq/m3] | Trucking-H health [kg CO2-eq/tonne*km] | Electric motor-h health [kg CO2-eq/ea] | Electronics-H health [kg CO2-eq/kg] | Catalytic converter-h health [kg CO2-eq/ea] | Oil heat exchanger-h health [kg CO2-eq/ea] | Pump-H health [kg CO2-eq/ea] | Hydronic heat exchanger-h health [kg CO2-eq/ea] | Electric connectors-h health [kg CO2-eq/kg] | Electric cables-h health [kg CO2-eq/m] | PVC-H health [kg CO2-eq/kg] | PE-H health [kg CO2-eq/kg] | Polymer-H health [kg CO2-eq/kg] | Cationic resin-h health [kg CO2-eq/kg] | Ceramic-H health [kg CO2-eq/kg] | Fan-H health [kg CO2-eq/kg] | Aluminum-H health [kg CO2-eq/kg] | LPG-H health [kg CO2-eq/kg] | Zinc coat-h health [kg CO2-eq/m2] | Polyacrylamide-H health [kg CO2-eq/kg] | Photovoltaic panel-h health [kg CO2-eq/m2] | GACProduction-H health [kg CO2-eq/kg] | GACRegeneration-H health [kg CO2-eq/kg] | Switches-H health [kg CO2-eq/kg] | Control units-h health [kg CO2-eq/kg] | Electronics active-h health [kg CO2-eq/kg] | Electronics passive-h health [kg CO2-eq/kg] | Transformers-H health [kg CO2-eq/kg] | Fertilizer offset-h health [kg CO2-eq/kg] | Polycarbonate-H health [kg CO2-eq/kg] | Membrane-H health [kg CO2-eq/kg] | Na cl-h health [kg CO2-eq/kg] | Na oh-h health [kg CO2-eq/kg] | Zeolite-H health [kg CO2-eq/kg] | Battery-H health [kg CO2-eq/kg] | Lithium battery-h health [kg CO2-eq/kg] | Excavation-H resources [kg CO2-eq/m3] | Brick-H resources [kg CO2-eq/kg] | Cement-H resources [kg CO2-eq/kg] | Concrete-H resources [kg CO2-eq/m3] | Gravel-H resources [kg CO2-eq/kg] | Plastic-H resources [kg CO2-eq/kg] | Sand-H resources [kg CO2-eq/kg] | Stainless steel-h resources [kg CO2-eq/kg] | Stainless steel sheet-h resources [kg CO2-eq/kg] | Steel-H resources [kg CO2-eq/kg] | Wood-H resources [kg CO2-eq/m3] | Trucking-H resources [kg CO2-eq/tonne*km] | Electric motor-h resources [kg CO2-eq/ea] | Electronics-H resources [kg CO2-eq/kg] | Catalytic converter-h resources [kg CO2-eq/ea] | Oil heat exchanger-h resources [kg CO2-eq/ea] | Pump-H resources [kg CO2-eq/ea] | Hydronic heat exchanger-h resources [kg CO2-eq/ea] | Electric connectors-h resources [kg CO2-eq/kg] | Electric cables-h resources [kg CO2-eq/m] | PVC-H resources [kg CO2-eq/kg] | PE-H resources [kg CO2-eq/kg] | Polymer-H resources [kg CO2-eq/kg] | Cationic resin-h resources [kg CO2-eq/kg] | Ceramic-H resources [kg CO2-eq/kg] | Fan-H resources [kg CO2-eq/kg] | Aluminum-H resources [kg CO2-eq/kg] | LPG-H resources [kg CO2-eq/kg] | Zinc coat-h resources [kg CO2-eq/m2] | Polyacrylamide-H resources [kg CO2-eq/kg] | Photovoltaic panel-h resources [kg CO2-eq/m2] | GACProduction-H resources [kg CO2-eq/kg] | GACRegeneration-H resources [kg CO2-eq/kg] | Switches-H resources [kg CO2-eq/kg] | Control units-h resources [kg CO2-eq/kg] | Electronics active-h resources [kg CO2-eq/kg] | Electronics passive-h resources [kg CO2-eq/kg] | Transformers-H resources [kg CO2-eq/kg] | Fertilizer offset-h resources [kg CO2-eq/kg] | Polycarbonate-H resources [kg CO2-eq/kg] | Membrane-H resources [kg CO2-eq/kg] | Na cl-h resources [kg CO2-eq/kg] | Na oh-h resources [kg CO2-eq/kg] | Zeolite-H resources [kg CO2-eq/kg] | Battery-H resources [kg CO2-eq/kg] | Lithium battery-h resources [kg CO2-eq/kg] | NEWgenerator photovoltaic pv panel [USD] | NEWgenerator photovoltaic pv panel shipping [USD] | NEWgenerator photovoltaic pv racking system [USD] | NEWgenerator photovoltaic pv charge controllers [USD] | NEWgenerator photovoltaic pv connectors [USD] | NEWgenerator photovoltaic pv combiner box [USD] | NEWgenerator photovoltaic pv circuit breaker [USD] | NEWgenerator photovoltaic pv battery [USD] | NEWgenerator photovoltaic pv battery connectors [USD] | NEWgenerator photovoltaic pv battery switch [USD] | NEWgenerator photovoltaic pv battery terminal [USD] | NEWgenerator photovoltaic pv dc enclosure panel [USD] | NEWgenerator photovoltaic pv dc din rail [USD] | NEWgenerator photovoltaic pv dc din circuit breaker [USD] | NEWgenerator photovoltaic pv dc distribution block [USD] | NEWgenerator photovoltaic pv dc voltage converter [USD] | NEWgenerator photovoltaic pv misc [USD] | NEWgenerator photovoltaic pv labor replacement batteries [hr/y] | NEWgenerator photovoltaic pv lithium battery [USD] | NEWgenerator photovoltaic pv labor replacement misc repairs [hr/y] | NEWgenerator photovoltaic pv photovoltaic panel area [m2] | NEWgenerator photovoltaic pv aluminum weight [kg] | NEWgenerator photovoltaic pv control units weight [kg] | NEWgenerator photovoltaic pv cable length [m] | NEWgenerator photovoltaic pv connectors weight [kg] | NEWgenerator photovoltaic pv switch weight [kg] | NEWgenerator photovoltaic pv polycarbonate weight [kg] | NEWgenerator photovoltaic pv electronics passive weight [kg] | Operator daily wage [USD/h] | Energy gwp [kg CO2-eq/kWh] | Energy h ecosystems [points/kWh] | Energy h health [points/kWh] | Energy h resources [points/kWh] | Nacl price [USD/kg] | Lpg price [USD/kg] | N fertilizer price [USD/kg N] | P fertilizer price [USD/kg P] | K fertilizer price [USD/kg K] | Nh3 fertilizer price [USD/kg N]
0 | 0.15853 | 0.022614 | 0.025044 | 1.197 | 0.99394 | 0.99265 | 0.8361 | 0.097125 | 0.75643 | 0.3882 | 0.85512 | 0.86693 | 0.86802 | 0.21387 | 1828.986 | 343.1639 | 0.95885 | 0.83805 | 0.13686 | 0.33648 | 0.3927 | 2.7997 | 4.0548 | 195.2782 | 0.0081247 | 166.6531 | 112.7129 | 17.5236 | 138.8132 | 15.6704 | 2.4246 | 51.7876 | 14.1248 | 12.3158 | 2314.9715 | 96.5947 | 84.474 | 1758.4944 | 100.5872 | 91.0617 | 255.4105 | 226.9003 | 240.6086 | 37.3253 | 58.9848 | 0.84523 | 0.13757 | 0.38403 | 0.01408 | 0.0019604 | 8.7412e-05 | 29.7657 | 9.7796 | 3.286 | 0.92659 | 0.70136 | 0.10047 | 2.5015 | 44.2365 | 1.7238 | 0.24421 | 0.78141 | 18.9968 | 100.7346 | 40.7639 | 15.7785 | 158.557 | 9.7985 | 0.032168 | 0.24284 | 0.76334 | 26.2333 | 18.0167 | 793.3983 | 139.0052 | 3.4799 | 0.095619 | 0.68297 | 0.10525 | 224.4864 | 138.6159 | 98.782 | 69.223 | 18.3342 | 1173.0698 | 266.3546 | 93.7131 | 70.3675 | 244.501 | 169.4442 | 98.4758 | 73.4633 | 7.2002 | 0.48037 | 0.55309 | 0.55666 | 66.648 | 5.4144 | 2.3217 | 2.7195 | 0.19169 | 7.8358e-05 | 30.965 | 1.2137 | 0.25369 | 0.20213 | 0.17351 | 3.4331 | 0.95099 | 0.86755 | 0.34322 | 102.5801 | 17.2518 | 26.5597 | 9.8705 | 149.7421 | 153.577 | 2009.1811 | 207.3014 | 334.2359 | 156.9744 | 732.6814 | 324.2706 | 75.5954 | 372.2762 | 0.30921 | 0.35972 | 0.029802 | 0.059351 | 0.01087 | 0.0050199 | 2.495e-05 | 0.0020438 | 28.2783 | 12.8657 | 1.064 | 0.19232 | 2.624 | 5.0587 | 348.71 | 93.7479 | 4.0707 | 5.3391 | 124.5503 | 10.0541 | 105.5036 | 40.4448 | 30.8147 | 103.444 | 607.7032 | 60.4891 | 678.6876 | 8.0388 | 117.8096 | 627.4735 | 142.8377 | 102.4896 | 59.1396 | 70.9317 | 246.708 | 51.1569 | 8.8055 | 193.7304 | 91.3514 | 9.8255 | 45.4297 | 605.5125 | 5.9621 | 76.9102 | 60.8642 | 181.9636 | 289.9418 | 95.8629 | 44.9273 | 36.5603 | 51.0601 | 0.0092703 | 0.0011339 | 0.2913 | 38.0697 | 2.6044 | 11.4137 | 3.0945 | 218.2717 | 11.7522 | 3.8875 | 0.46039 | 5681.4636 | 742.9963 | 1257.6145 | 1193.8801 | 33.2658 | 1.1564 | 23.5964 | 2.5678 | 5188.4471 | 1479.3451 | 587.4148 | 106.2772 | 157.0731 | 9.5218 | 168.87 | 0.0011805 | 33.8815 | 0.18002 | 13.8672 | 91.1134 | 3.9322 | 73.6119 | 157.7214 | 0.12649 | 0.24446 | 2.5381 | 3.2209 | 0.2322 | 0.25878 | 0.95955 | 0.18452 | 36.8966 | 0.0026518 | 13.956 | 326.2441 | 0.026456 | 117.0308 | 5.2726 | 0.047896 | 0.65038 | 0.25943 | 4.7848 | 0.092681 | 1.7111 | 1.0904 | 1.422 | 0.018644 | 0.11615 | 0.053565 | 4.4306 | 0.037362 | 0.54485 | 0.22231 | 7.5668 | 0.00042968 | 0.0031807 | 0.0029092 | 4.7594 | 0.019428 | 0.39296 | 0.21461 | 0.26214 | 0.0012428 | 0.018872 | 0.013018 | 1.2461 | 0.0049837 | 0.08392 | 0.048912 | 0.77793 | 0.0037167 | 0.047509 | 0.17799 | 0.51515 | 0.27599 | 1.1541 | 329.6023 | 0.012361 | 2.0023 | 0.01127 | 3.679 | 5.6746 | 2.3191 | 188.5003 | 0.069693 | 10.4745 | 9.1128 | 13.8196 | 117260.9159 | 8.1861 | 311.513 | 8.2195 | 4.5876 | 1.8644 | 1.985 | 2.7552 | 1.6936 | 1.7904 | 13.6942 | 3.6709 | 0.6597 | 7.8161 | 2.8928 | 241.8092 | 8.1114 | 0.44237 | 20.15 | 24.5957 | 690.394 | 59.7881 | 4.2024 | 2.6399 | 7.8085 | 7.2749 | 0.25962 | 1.1144 | 4.672 | 7.1975 | 6.3229 | 0.0021627 | 0.0013353 | 0.0040704 | 1.4142 | 9.3252e-05 | 0.0073702 | 6.0079e-05 | 0.016907 | 0.0027281 | 0.0086451 | 11.8527 | 0.00077309 | 0.61585 | 0.2885 | 8.1283 | 1.3064 | 0.037587 | 1.3159 | 0.27565 | 0.020326 | 0.0079532 | 0.0069085 | 0.0036938 | 0.0059438 | 0.0072076 | 0.053577 | 0.078428 | 0.0033857 | 0.034141 | 0.011528 | 1.1778 | 0.0004644 | 0.0004204 | 0.10656 | 0.12981 | 3.0255 | 0.32482 | 0.019456 | 0.041804 | 0.026985 | 0.034695 | 0.001162 | 0.0049319 | 0.019142 | 0.026992 | 0.026298 | 0.038923 | 0.018724 | 0.063692 | 18.3412 | 0.0011834 | 0.10739 | 0.00092455 | 0.40959 | 0.051825 | 0.15987 | 7.0959 | 0.010862 | 21.4192 | 13.3455 | 510.3879 | 29.6108 | 1.7859 | 30.205 | 13.8524 | 0.99107 | 0.10123 | 0.10877 | 0.055059 | 0.094026 | 0.16801 | 1.8866 | 1.4527 | 0.044415 | 0.87218 | 0.15866 | 20.6231 | 0.0035917 | 0.0036263 | 10.7428 | 5.0725 | 150.2616 | 15.235 | 1.5886 | 0.66435 | 0.41585 | 0.60897 | 0.022906 | 0.085031 | 0.39348 | 1.0683 | 1.066 | 0.025469 | 0.012157 | 0.015775 | 7.313 | 0.00090779 | 0.22093 | 0.00061723 | 0.91112 | 0.066292 | 0.12999 | 5.1906 | 0.0082598 | 17.0584 | 9.0557 | 556.4865 | 20.2784 | 1.7305 | 17.3239 | 8.4673 | 0.51403 | 0.14696 | 0.23757 | 0.028787 | 0.098665 | 0.077409 | 1.9183 | 0.62867 | 0.18367 | 0.53815 | 0.22485 | 11.4019 | 0.003018 | 0.0029923 | 4.0378 | 2.757 | 68.6117 | 8.39 | 3.0225 | 0.27282 | 0.32468 | 0.63416 | 0.012864 | 0.050472 | 0.21606 | 1.2623 | 1.1132 | 742.0198 | 322.572 | 219.608 | 203.9469 | 71.7471 | 103.7044 | 41.4424 | 3423.1464 | 248.1882 | 91.1105 | 17.0474 | 136.3383 | 9.9151 | 209.6386 | 88.069 | 11.5655 | 56.1701 | 0.37853 | 2727.0042 | 2.1118 | 7.9792 | 2.2005 | 3.4135 | 11.4497 | 0.4536 | 0.65354 | 4.0126 | 0.3159 | 9.5216 | 0.095792 | 0.0018634 | 0.043665 | 0.013948 | 0.38833 | 1.1043 | 1.5707 | 2.1489 | 1.3599 | 0.99541
1 | 0.18919 | 0.02017 | 0.01733 | 1.3544 | 0.99045 | 0.99135 | 0.88606 | 0.069611 | 0.90658 | 0.70038 | 0.73169 | 0.80745 | 0.76102 | 0.17082 | 1676.0843 | 394.2363 | 0.96546 | 0.84902 | 0.17977 | 0.23959 | 0.34225 | 2.4632 | 3.4642 | 247.9605 | 0.0062828 | 143.8214 | 108.5258 | 14.9967 | 133.7078 | 14.7337 | 1.9411 | 60.1046 | 13.1682 | 10.0728 | 2831.3691 | 97.6531 | 103.0317 | 1532.2224 | 114.8135 | 83.6199 | 289.2294 | 254.6935 | 244.4614 | 32.1619 | 48.8706 | 0.90351 | 0.21886 | 0.30294 | 0.017819 | 0.0021748 | 6.9654e-05 | 36.0714 | 10.0949 | 2.6704 | 0.7287 | 0.71216 | 0.083863 | 2.1097 | 46.7143 | 2.8649 | 0.35699 | 0.75951 | 24.4582 | 82.4209 | 41.7191 | 16.4984 | 148.2465 | 9.5277 | 0.032522 | 0.31996 | 0.68263 | 33.5663 | 21.257 | 579.4128 | 99.3254 | 3.3741 | 0.12901 | 0.67429 | 0.084276 | 323.5241 | 129.7189 | 100.378 | 72.2286 | 14.4139 | 1222.3447 | 238.9296 | 76.268 | 90.7621 | 286.4849 | 182.9178 | 76.4546 | 72.0918 | 8.6767 | 0.73027 | 0.57114 | 0.46514 | 63.2287 | 5.0578 | 1.9703 | 2.3917 | 0.15297 | 7.5466e-05 | 30.286 | 0.94715 | 0.26969 | 0.23018 | 0.19627 | 3.1172 | 0.95977 | 1.3275 | 0.47103 | 88.7413 | 19.3237 | 39.4783 | 8.7985 | 131.0771 | 181.9696 | 1818.6256 | 211.6298 | 385.3003 | 175.2849 | 864.405 | 385.2827 | 101.205 | 397.4412 | 0.18206 | 0.37961 | 0.014098 | 0.066433 | 0.010055 | 0.0064141 | 2.8053e-05 | 0.0025135 | 26.8769 | 11.0337 | 1.0056 | 0.16455 | 2.1465 | 4.3472 | 378.4932 | 87.6973 | 3.6913 | 4.8485 | 156.5183 | 8.7595 | 110.3938 | 49.0306 | 35.5599 | 86.4085 | 653.865 | 58.4857 | 601.4118 | 10.0772 | 107.776 | 665.3744 | 153.484 | 91.1464 | 57.6218 | 71.177 | 224.1697 | 56.9711 | 9.2606 | 162.0028 | 88.9537 | 11.4804 | 48.0201 | 559.3069 | 6.92 | 87.4468 | 57.6897 | 164.7234 | 320.6565 | 83.6701 | 57.113 | 32.2691 | 44.1192 | 0.0089524 | 0.00097575 | 0.26735 | 34.1735 | 2.5505 | 8.7334 | 2.7473 | 275.5987 | 9.8678 | 4.5501 | 0.52775 | 7289.1237 | 894.2657 | 1392.0232 | 1250.0387 | 31.2971 | 0.79407 | 24.3476 | 2.5981 | 5487.3454 | 1808.7557 | 499.4327 | 88.215 | 149.4594 | 9.7091 | 159.8583 | 0.0010933 | 39.5671 | 0.17838 | 12.7239 | 94.9298 | 5.2883 | 65.3815 | 175.0315 | 0.10744 | 0.26282 | 1.7653 | 2.1399 | 0.39085 | 0.25213 | 1.1486 | 0.12506 | 31.6205 | 0.0026306 | 13.6476 | 307.6381 | 0.024467 | 112.672 | 5.3093 | 0.046158 | 0.59966 | 0.26682 | 5.11 | 0.089587 | 1.8202 | 1.0755 | 1.595 | 0.017999 | 0.1194 | 0.054194 | 4.375 | 0.040862 | 0.48014 | 0.21568 | 8.1572 | 0.00040778 | 0.0033237 | 0.0032372 | 4.9592 | 0.018379 | 0.35599 | 0.23255 | 0.27843 | 0.001146 | 0.020421 | 0.013896 | 1.1667 | 0.0050945 | 0.093929 | 0.057185 | 0.65681 | 0.0034128 | 0.048805 | 0.16232 | 0.52699 | 0.29739 | 1.1627 | 267.2473 | 0.014242 | 1.9385 | 0.01233 | 4.9171 | 4.1095 | 2.512 | 204.5305 | 0.12801 | 9.982 | 9.5958 | 13.0113 | 124830.3359 | 8.728 | 324.5258 | 8.3962 | 4.1431 | 2.229 | 1.9614 | 2.6737 | 1.7333 | 1.7873 | 13.8286 | 4.2682 | 0.67631 | 8.9206 | 2.7926 | 282.8468 | 7.5894 | 0.46364 | 18.4002 | 25.2162 | 607.1438 | 63.2294 | 4.8541 | 2.7819 | 7.4293 | 7.9329 | 0.29097 | 1.2784 | 5.094 | 6.7545 | 6.1844 | 0.0020404 | 0.0012871 | 0.0043428 | 1.3634 | 9.0349e-05 | 0.0065497 | 6.108e-05 | 0.018615 | 0.0024988 | 0.0077134 | 12.4792 | 0.00074916 | 0.5797 | 0.28501 | 8.0207 | 1.2316 | 0.041043 | 1.2779 | 0.31836 | 0.021296 | 0.0071425 | 0.0069827 | 0.0036635 | 0.0063994 | 0.0062636 | 0.058706 | 0.074346 | 0.0036716 | 0.032043 | 0.010244 | 1.2398 | 0.00041337 | 0.00047545 | 0.099596 | 0.11105 | 2.6591 | 0.27568 | 0.021806 | 0.049225 | 0.02582 | 0.038851 | 0.0012523 | 0.0053905 | 0.018901 | 0.026296 | 0.026238 | 0.042897 | 0.018225 | 0.063147 | 19.2748 | 0.0013437 | 0.10482 | 0.00076213 | 0.41805 | 0.044845 | 0.15031 | 6.7072 | 0.01189 | 22.1473 | 15.4579 | 452.8623 | 25.7064 | 1.6902 | 28.8871 | 14.9383 | 0.95273 | 0.11355 | 0.10806 | 0.058594 | 0.084826 | 0.17029 | 2.0625 | 1.3697 | 0.044889 | 0.89034 | 0.16584 | 18.4945 | 0.0033105 | 0.0031753 | 10.5273 | 4.8664 | 159.0436 | 14.2178 | 1.5709 | 0.59067 | 0.39429 | 0.59047 | 0.01958 | 0.095565 | 0.34856 | 1.0808 | 1.1694 | 0.028714 | 0.011964 | 0.01556 | 6.9001 | 0.00080072 | 0.19796 | 0.00058075 | 0.94343 | 0.069751 | 0.11948 | 4.8921 | 0.0087741 | 16.9103 | 8.3914 | 490.329 | 20.1654 | 1.762 | 19.1928 | 8.6595 | 0.47948 | 0.14316 | 0.21622 | 0.029056 | 0.10053 | 0.072242 | 2.0003 | 0.56383 | 0.18752 | 0.46127 | 0.19328 | 11.8837 | 0.0032562 | 0.0029707 | 3.9453 | 3.0813 | 56.9836 | 7.5617 | 3.3234 | 0.26895 | 0.30572 | 0.62358 | 0.013293 | 0.056347 | 0.22697 | 1.2258 | 1.2197 | 796.7375 | 314.5118 | 249.5281 | 206.0877 | 58.7196 | 106.2204 | 37.6172 | 3701.3509 | 319.2194 | 99.3214 | 20.259 | 115.777 | 9.252 | 243.4875 | 90.3589 | 11.0081 | 63.8562 | 0.42148 | 2368.8414 | 2.1306 | 7.808 | 1.832 | 2.3215 | 8.2642 | 0.467 | 0.78378 | 3.5754 | 0.32884 | 11.0059 | 0.1372 | 0.0014862 | 0.046987 | 0.012221 | 0.19675 | 2.128 | 1.9012 | 2.8415 | 0.76847 | 1.4704
2 | 0.14853 | 0.039206 | 0.023599 | 1.31 | 0.99502 | 0.99852 | 0.80416 | 0.024248 | 0.82078 | 0.54134 | 0.71947 | 0.83513 | 0.82202 | 0.22725 | 1408.7278 | 497.065 | 0.94866 | 0.85777 | 0.14402 | 0.2911 | 0.48771 | 0.93007 | 4.5631 | 285.6597 | 0.0086711 | 151.4655 | 99.4912 | 16.7088 | 182.9129 | 14.8984 | 2.0212 | 56.4343 | 13.8904 | 13.2298 | 2955.7014 | 93.6199 | 92.6496 | 1676.9593 | 127.7526 | 93.7503 | 279.0687 | 259.1223 | 251.4229 | 30.3756 | 55.1968 | 0.80562 | 0.20246 | 0.023805 | 0.015865 | 0.0016129 | 6.6593e-05 | 26.7102 | 13.7193 | 2.907 | 0.81572 | 0.53355 | 0.11283 | 2.3393 | 65.8306 | 4.3542 | 0.31847 | 0.91235 | 26.4401 | 80.3272 | 33.806 | 23.7182 | 150.0818 | 7.9528 | 0.039085 | 0.266 | 0.92242 | 31.2148 | 14.4654 | 920.2961 | 129.509 | 3.7721 | 0.12593 | 0.65744 | 0.10123 | 337.8607 | 162.2076 | 89.8235 | 71.5958 | 16.7755 | 1045.8341 | 248.9238 | 98.8699 | 89.6791 | 246.3511 | 160.5551 | 101.371 | 84.3416 | 8.1325 | 0.57669 | 0.99851 | 0.53637 | 56.6049 | 7.1578 | 2.1283 | 2.0521 | 0.18946 | 8.1387e-05 | 39.355 | 1.2643 | 0.24203 | 0.24573 | 0.12894 | 2.6527 | 0.95287 | 1.0376 | 0.35239 | 107.0154 | 13.5163 | 35.3784 | 8.2259 | 152.6845 | 157.5061 | 1715.2371 | 278.3955 | 413.1836 | 200.6275 | 772.771 | 330.54 | 79.2469 | 404.1855 | 0.16721 | 0.39099 | 0.07579 | 0.07483 | 0.0097873 | 0.0071273 | 2.5821e-05 | 0.0018819 | 36.8228 | 9.6239 | 1.1646 | 0.18127 | 2.4569 | 6.6892 | 409.3737 | 90.2134 | 2.8979 | 5.1352 | 139.4294 | 9.0524 | 118.0917 | 41.5165 | 28.0594 | 87.6272 | 674.3236 | 68.6558 | 719.7894 | 10.5562 | 113.9563 | 614.0892 | 157.6394 | 105.4723 | 53.4209 | 73.4755 | 215.6515 | 58.9797 | 9.8275 | 180.759 | 82.7205 | 10.2647 | 50.6728 | 582.1117 | 7.0967 | 82.0607 | 56.5136 | 196.6142 | 284.787 | 89.4072 | 46.5793 | 28.075 | 44.8475 | 0.0095478 | 0.0014059 | 0.2413 | 33.6014 | 2.0756 | 14.3011 | 2.4118 | 309.2369 | 10.4049 | 4.3254 | 0.5223 | 7106.3012 | 920.0079 | 1186.1386 | 1369.5085 | 29.0027 | 0.9673 | 22.0253 | 2.4925 | 5263.0604 | 1383.3189 | 534.7597 | 97.1363 | 133.5746 | 8.6876 | 159.4366 | 0.0013044 | 38.5721 | 0.16777 | 11.935 | 63.4477 | 4.5737 | 53.5248 | 205.2913 | 0.12131 | 0.27705 | 2.2997 | 3.9304 | 0.3326 | 0.22384 | 1.0805 | 0.15409 | 36.0577 | 0.0028597 | 14.4602 | 286.8135 | 0.025284 | 111.3043 | 5.6507 | 0.045926 | 0.67992 | 0.2702 | 4.6767 | 0.09013 | 1.7283 | 1.1064 | 1.4887 | 0.020649 | 0.11698 | 0.050655 | 4.6652 | 0.038448 | 0.52508 | 0.19844 | 8.867 | 0.00042763 | 0.0034327 | 0.0030222 | 5.6747 | 0.021266 | 0.34941 | 0.22122 | 0.28572 | 0.0012107 | 0.021089 | 0.012805 | 1.2391 | 0.0053856 | 0.098163 | 0.048239 | 0.74158 | 0.0036216 | 0.044119 | 0.18886 | 0.51649 | 0.26215 | 1.0526 | 274.0217 | 0.013935 | 1.9554 | 0.012021 | 3.5677 | 5.9986 | 2.3863 | 200.9177 | 0.20689 | 9.2833 | 8.401 | 13.2197 | 108595.3141 | 7.7702 | 307.3118 | 8.0857 | 4.4628 | 2.0479 | 1.941 | 3.007 | 1.6904 | 1.8671 | 13.5961 | 4.4412 | 0.74679 | 8.4641 | 2.74 | 249.6951 | 8.8116 | 0.42964 | 17.4298 | 26.8197 | 654.7829 | 69.7111 | 4.9544 | 3.117 | 8.4527 | 7.7616 | 0.25423 | 1.2932 | 4.7317 | 6.9381 | 5.6725 | 0.0019962 | 0.0011898 | 0.0046544 | 1.5285 | 9.1473e-05 | 0.007157 | 5.5802e-05 | 0.017796 | 0.0026791 | 0.0076816 | 13.406 | 0.00072059 | 0.58682 | 0.27634 | 7.8507 | 1.2896 | 0.036176 | 1.3421 | 0.30875 | 0.018281 | 0.0076364 | 0.0063715 | 0.003358 | 0.005471 | 0.0068579 | 0.054801 | 0.076413 | 0.0038849 | 0.033682 | 0.010784 | 1.1323 | 0.00045608 | 0.00045255 | 0.10924 | 0.12616 | 2.8915 | 0.29261 | 0.021147 | 0.044464 | 0.027965 | 0.032487 | 0.0011251 | 0.005415 | 0.020559 | 0.026524 | 0.024073 | 0.036253 | 0.016112 | 0.056163 | 17.4158 | 0.0013607 | 0.09478 | 0.00080416 | 0.42627 | 0.050319 | 0.14897 | 7.9968 | 0.011453 | 19.6598 | 13.1316 | 503.6811 | 31.0089 | 1.7432 | 26.8585 | 15.0767 | 0.97465 | 0.099795 | 0.095668 | 0.054763 | 0.094291 | 0.15276 | 1.9932 | 1.408 | 0.04213 | 0.92257 | 0.16063 | 18.1715 | 0.0037791 | 0.0037056 | 9.1669 | 4.9824 | 146.2673 | 14.5067 | 1.8247 | 0.68726 | 0.41888 | 0.62038 | 0.021097 | 0.086267 | 0.38794 | 0.97284 | 0.98507 | 0.027936 | 0.01088 | 0.015928 | 7.3926 | 0.00089461 | 0.24041 | 0.00063397 | 0.87405 | 0.064971 | 0.11796 | 5.794 | 0.0079422 | 15.4353 | 7.5671 | 507.3994 | 18.1431 | 1.9782 | 20.3464 | 8.7955 | 0.49564 | 0.13984 | 0.21989 | 0.028329 | 0.11748 | 0.080326 | 1.7331 | 0.53364 | 0.17933 | 0.52378 | 0.22941 | 11.443 | 0.003156 | 0.0031259 | 3.6117 | 2.6685 | 63.0467 | 8.9779 | 2.8377 | 0.23742 | 0.27071 | 0.64202 | 0.013505 | 0.054699 | 0.20729 | 1.2358 | 1.2836 | 748.5896 | 307.6882 | 216.6476 | 183.0357 | 57.0953 | 102.5443 | 39.7282 | 3456.2243 | 302.8086 | 77.3703 | 22.7963 | 112.8684 | 10.0506 | 207.4653 | 99.2929 | 10.628 | 65.6991 | 0.34654 | 3250.7108 | 2.2938 | 5.4689 | 1.6876 | 3.1319 | 12.7133 | 0.62887 | 0.61535 | 3.6569 | 0.21671 | 15.0088 | 0.21041 | 0.0009854 | 0.034609 | 0.0077816 | 0.29693 | 0.92436 | 0.95187 | 3.335 | 0.87077 | 2.0039
3 | 0.18457 | 0.025344 | 0.016591 | 1.4402 | 0.9946 | 0.99586 | 0.87697 | 0.095186 | 0.92165 | 0.48125 | 0.73756 | 0.87492 | 0.78863 | 0.18738 | 1327.4097 | 320.5436 | 0.94922 | 0.76648 | 0.13025 | 0.32261 | 0.26699 | 0.79247 | 5.8339 | 470.6562 | 0.0097046 | 173.5841 | 133.9542 | 12.9765 | 118.1017 | 15.0947 | 1.848 | 64.3947 | 11.6977 | 10.582 | 2683.2652 | 76.6689 | 101.8279 | 1806.5962 | 123.1896 | 100.4643 | 236.8432 | 261.7605 | 238.6536 | 37.4966 | 51.5046 | 0.7539 | 0.12288 | 0.22209 | 0.016127 | 0.0018855 | 8.2547e-05 | 33.6548 | 13.4233 | 2.4355 | 0.74138 | 0.52384 | 0.084302 | 2.6933 | 61.5933 | 6.9082 | 0.34862 | 0.82888 | 22.442 | 102.5846 | 34.9145 | 19.7386 | 117.6634 | 7.7013 | 0.037822 | 0.3097 | 0.7006 | 41.0074 | 18.5155 | 757.9895 | 79.4858 | 3.8734 | 0.10207 | 0.55496 | 0.076753 | 347.0154 | 157.568 | 75.829 | 68.1133 | 16.1588 | 1335.5454 | 227.703 | 69.9559 | 76.7348 | 280.4535 | 138.2762 | 95.8569 | 78.9019 | 6.6909 | 0.43491 | 0.96183 | 0.24092 | 71.1902 | 6.3102 | 2.2649 | 2.0677 | 0.19682 | 6.6941e-05 | 28.972 | 1.3698 | 0.2619 | 0.21 | 0.12557 | 2.8324 | 0.96502 | 1.4051 | 0.53751 | 77.3688 | 14.3899 | 29.2422 | 9.7739 | 124.6279 | 211.3401 | 2294.1009 | 273.3037 | 404.3707 | 193.5735 | 853.0483 | 303.0007 | 88.8131 | 487.8369 | 0.42246 | 0.23456 | 0.17979 | 0.062056 | 0.0078711 | 0.0048558 | 2.597e-05 | 0.001988 | 29.8143 | 11.8234 | 1.193 | 0.15261 | 2.202 | 6.3646 | 335.5596 | 82.0249 | 3.3581 | 5.6126 | 131.0195 | 9.5566 | 106.1426 | 47.1544 | 29.9041 | 95.0123 | 642.1163 | 63.6617 | 624.086 | 9.1077 | 134.6041 | 742.8262 | 132.2861 | 101.272 | 51.595 | 75.7717 | 258.127 | 52.3951 | 9.3269 | 192.9355 | 77.0939 | 10.0629 | 52.5706 | 625.5647 | 6.2763 | 70.8488 | 59.2397 | 168.1978 | 299.9938 | 79.1298 | 44.4637 | 33.759 | 39.1332 | 0.0084466 | 0.0010657 | 0.32711 | 27.6471 | 2.2402 | 12.1033 | 2.9841 | 333.5091 | 12.4066 | 4.4795 | 0.5574 | 6546.9131 | 824.1958 | 1340.6518 | 1060.2759 | 35.3865 | 1.2192 | 21.2792 | 3.1796 | 5928.0309 | 1437.2059 | 578.431 | 105.0345 | 147.3512 | 10.1513 | 192.0845 | 0.0015803 | 31.0381 | 0.1548 | 11.4172 | 79.1666 | 6.3768 | 47.2798 | 185.7419 | 0.11046 | 0.23503 | 1.3248 | 2.2777 | 0.16414 | 0.22579 | 1.1189 | 0.15758 | 37.3056 | 0.0028175 | 14.6039 | 319.9339 | 0.022066 | 109.9962 | 5.4653 | 0.048565 | 0.66106 | 0.24411 | 4.6168 | 0.087952 | 1.9445 | 1.0683 | 1.5744 | 0.019575 | 0.11508 | 0.052443 | 4.639 | 0.039779 | 0.51259 | 0.21593 | 9.0724 | 0.00045378 | 0.003464 | 0.0030767 | 5.238 | 0.018703 | 0.38513 | 0.20573 | 0.26508 | 0.0012542 | 0.019239 | 0.014029 | 1.3283 | 0.0055612 | 0.090707 | 0.051399 | 0.67501 | 0.0037402 | 0.045262 | 0.18055 | 0.53753 | 0.26542 | 0.98407 | 360.2004 | 0.015937 | 1.9479 | 0.011755 | 3.512 | 4.8719 | 2.2055 | 197.993 | 0.51298 | 9.5467 | 9.1138 | 14.8854 | 111285.3749 | 9.2154 | 302.4973 | 8.9203 | 4.3295 | 2.1312 | 1.8649 | 2.8972 | 1.53 | 1.9471 | 13.2223 | 3.9645 | 0.72989 | 7.9398 | 2.6483 | 293.6476 | 8.7809 | 0.4698 | 19.8288 | 27.7126 | 681.3113 | 68.3971 | 4.7119 | 3.0105 | 8.3474 | 7.4026 | 0.25801 | 1.1233 | 5.4197 | 7.0359 | 6.7333 | 0.0018884 | 0.0012636 | 0.0040137 | 1.5844 | 8.1902e-05 | 0.0070416 | 6.2431e-05 | 0.017318 | 0.0024724 | 0.0073667 | 11.58 | 0.00067942 | 0.68488 | 0.28477 | 7.9818 | 1.3613 | 0.038012 | 1.387 | 0.2981 | 0.019308 | 0.0081454 | 0.0070595 | 0.0033955 | 0.0061767 | 0.0064414 | 0.05447 | 0.079317 | 0.0033225 | 0.030472 | 0.010744 | 1.0459 | 0.00042602 | 0.00043668 | 0.10391 | 0.11622 | 2.5549 | 0.27852 | 0.020668 | 0.04799 | 0.02514 | 0.037312 | 0.0010942 | 0.005208 | 0.02011 | 0.024387 | 0.027293 | 0.040199 | 0.016973 | 0.061648 | 19.0462 | 0.0012094 | 0.10782 | 0.00088503 | 0.3902 | 0.052611 | 0.16676 | 6.6523 | 0.011515 | 21.2379 | 14.4746 | 530.7905 | 27.366 | 1.8877 | 30.3215 | 14.4469 | 0.98896 | 0.10391 | 0.092948 | 0.049373 | 0.087858 | 0.17903 | 1.7135 | 1.3058 | 0.047098 | 0.92856 | 0.17963 | 19.158 | 0.0031544 | 0.003356 | 10.0817 | 5.3645 | 139.9992 | 15.0356 | 1.7377 | 0.65034 | 0.45395 | 0.5553 | 0.02025 | 0.093191 | 0.37335 | 1.0694 | 1.1642 | 0.02982 | 0.011072 | 0.015676 | 7.0703 | 0.00084821 | 0.2337 | 0.00062391 | 0.96757 | 0.06807 | 0.13175 | 5.517 | 0.0091662 | 17.6708 | 7.8783 | 587.8138 | 20.7919 | 1.9755 | 20.9464 | 8.1233 | 0.52583 | 0.13621 | 0.22927 | 0.032076 | 0.10603 | 0.082045 | 1.9307 | 0.62234 | 0.1779 | 0.4699 | 0.22162 | 11.0591 | 0.0029626 | 0.0029235 | 4.1052 | 2.7244 | 66.474 | 8.2122 | 2.9161 | 0.25089 | 0.31699 | 0.71206 | 0.012516 | 0.053934 | 0.24245 | 1.2803 | 1.1281 | 826.7365 | 352.1674 | 246.2492 | 192.7574 | 63.6472 | 91.1966 | 41.0662 | 3369.3934 | 246.2439 | 83.3708 | 22.2357 | 128.9295 | 10.5522 | 239.4035 | 84.2966 | 11.6656 | 49.1974 | 0.43821 | 3622.5649 | 2.1783 | 7.6267 | 1.9702 | 3.3485 | 9.0203 | 0.61981 | 0.88326 | 3.5077 | 0.29997 | 11.3434 | 0.22742 | 0.0019301 | 0.038356 | 0.015447 | 0.3823 | 1.4873 | 1.1299 | 3.964 | 1.0017 | 1.9701
4 | 0.13953 | 0.027131 | 0.013025 | 1.388 | 0.99053 | 0.99066 | 0.70289 | 0.064374 | 0.89632 | 0.49819 | 0.74735 | 0.8167 | 0.89879 | 0.16167 | 1264.2834 | 128.3446 | 0.96249 | 0.83023 | 0.19084 | 0.2225 | 0.19534 | 0.98748 | 3.7823 | 281.6989 | 0.0040437 | 156.9151 | 135.8763 | 14.2607 | 150.9676 | 14.1282 | 2.1358 | 46.7121 | 16.1614 | 13.8444 | 2991.1669 | 82.6951 | 91.7427 | 1909.1148 | 105.9907 | 98.7446 | 239.4967 | 233.1253 | 253.088 | 32.8523 | 57.6471 | 0.72996 | 0.043744 | 0.0038666 | 0.019784 | 0.001935 | 9.5792e-05 | 36.95 | 11.9185 | 3.3919 | 0.89659 | 0.60043 | 0.11467 | 2.1321 | 67.5805 | 3.7374 | 0.31732 | 0.75195 | 27.257 | 89.7683 | 30.7651 | 20.3437 | 153.0726 | 9.6151 | 0.031693 | 0.3269 | 0.83812 | 44.06 | 18.8778 | 861.8525 | 80.9159 | 2.9588 | 0.10478 | 0.70498 | 0.09816 | 279.9697 | 153.063 | 82.5795 | 57.8818 | 15.2096 | 1166.9991 | 218.8577 | 104.9474 | 82.4559 | 262.3486 | 150.9201 | 92.632 | 83.5033 | 7.077 | 0.83862 | 0.65182 | 0.3744 | 48.2757 | 6.4504 | 2.3109 | 2.7718 | 0.15815 | 8.2385e-05 | 33.4709 | 1.2942 | 0.24055 | 0.22268 | 0.1479 | 2.5508 | 0.96124 | 0.9296 | 0.49904 | 81.3775 | 16.2935 | 28.6593 | 10.3485 | 118.447 | 203.939 | 1929.6911 | 219.7694 | 388.2018 | 187.315 | 681.4632 | 342.794 | 93.3671 | 426.3906 | 0.22679 | 0.41983 | 0.13796 | 0.083532 | 0.010474 | 0.006921 | 1.9759e-05 | 0.002186 | 38.7626 | 13.5814 | 1.1038 | 0.17482 | 2.5096 | 5.1499 | 300.0913 | 60.9453 | 3.9564 | 4.2909 | 142.6493 | 8.5441 | 134.1443 | 48.3877 | 34.7358 | 88.6404 | 702.2225 | 59.1725 | 612.0964 | 9.3924 | 127.4527 | 681.1902 | 127.1793 | 88.2295 | 52.9761 | 65.1769 | 193.651 | 59.4175 | 8.5998 | 156.9075 | 78.5587 | 10.6511 | 44.4586 | 599.0513 | 5.6496 | 72.5231 | 67.979 | 207.787 | 247.8922 | 88.0052 | 56.1969 | 30.6964 | 41.0452 | 0.011167 | 0.0011618 | 0.3258 | 38.9188 | 2.1642 | 11.1626 | 3.2244 | 253.692 | 8.5507 | 5.5768 | 0.39032 | 6425.3522 | 932.0485 | 1448.2122 | 1466.8062 | 30.1851 | 1.3285 | 27.3949 | 2.684 | 4530.534 | 1753.0753 | 549.8043 | 82.3657 | 119.6667 | 9.3666 | 177.291 | 0.0013463 | 36.1205 | 0.171 | 12.5668 | 47.6593 | 6.0374 | 50.3304 | 192.9651 | 0.11596 | 0.22976 | 1.5506 | 2.4641 | 0.19869 | 0.20535 | 0.91404 | 0.16029 | 34.9187 | 0.0030573 | 12.9196 | 269.2319 | 0.022435 | 128.2208 | 5.4428 | 0.044594 | 0.65263 | 0.24494 | 4.8974 | 0.086433 | 1.8866 | 1.1129 | 1.5573 | 0.018328 | 0.1235 | 0.056173 | 4.2647 | 0.037095 | 0.56728 | 0.22691 | 8.5554 | 0.000446 | 0.0035918 | 0.002715 | 5.5503 | 0.020832 | 0.33051 | 0.24492 | 0.24486 | 0.0012168 | 0.019996 | 0.012964 | 1.1897 | 0.0052037 | 0.088091 | 0.047581 | 0.76731 | 0.0034825 | 0.040526 | 0.18296 | 0.52239 | 0.30351 | 1.1176 | 280.0239 | 0.01539 | 1.9791 | 0.011698 | 3.0921 | 3.9002 | 2.1327 | 199.1954 | 0.19203 | 10.7506 | 8.8313 | 15.116 | 114562.2625 | 7.8805 | 294.6288 | 8.7245 | 4.061 | 1.8998 | 1.8401 | 2.7879 | 1.5937 | 1.744 | 13.4429 | 4.3862 | 0.68158 | 7.6222 | 2.9276 | 286.0935 | 8.5542 | 0.40427 | 19.4202 | 26.3619 | 610.897 | 69.5485 | 4.8464 | 2.6044 | 7.3665 | 7.8452 | 0.28518 | 1.1535 | 5.2004 | 7.6432 | 6.6481 | 0.0022267 | 0.0012779 | 0.0038788 | 1.6116 | 8.594e-05 | 0.0076979 | 5.4361e-05 | 0.018954 | 0.0024381 | 0.0077822 | 14.0482 | 0.00068701 | 0.61481 | 0.27967 | 8.6037 | 1.2512 | 0.039451 | 1.2123 | 0.32558 | 0.020615 | 0.0075139 | 0.0074815 | 0.0038581 | 0.0062597 | 0.0074191 | 0.059547 | 0.072096 | 0.0036329 | 0.032965 | 0.0098385 | 1.0956 | 0.00045036 | 0.00040557 | 0.10488 | 0.11416 | 2.974 | 0.31629 | 0.020274 | 0.050261 | 0.028857 | 0.033296 | 0.0011322 | 0.0055079 | 0.020974 | 0.02588 | 0.025669 | 0.037107 | 0.01715 | 0.056534 | 18.0939 | 0.0011538 | 0.10002 | 0.00085141 | 0.44126 | 0.047034 | 0.16554 | 6.8121 | 0.010081 | 22.4538 | 13.7501 | 537.2517 | 27.0317 | 1.8559 | 25.8073 | 14.255 | 0.901 | 0.11588 | 0.10332 | 0.052859 | 0.099212 | 0.16743 | 1.8657 | 1.3831 | 0.045508 | 0.83839 | 0.14894 | 19.5242 | 0.0036433 | 0.0031047 | 10.777 | 5.4357 | 162.8189 | 14.8753 | 1.5379 | 0.64106 | 0.40609 | 0.6156 | 0.020342 | 0.1012 | 0.32925 | 1.1551 | 1.1145 | 0.025188 | 0.010838 | 0.016458 | 6.71 | 0.00075088 | 0.21218 | 0.00057149 | 1.012 | 0.059873 | 0.1325 | 4.9359 | 0.0093084 | 14.8564 | 8.9565 | 527.9945 | 20.0101 | 1.7534 | 19.2705 | 8.5643 | 0.53435 | 0.15154 | 0.21844 | 0.031316 | 0.1032 | 0.082473 | 2.0684 | 0.56772 | 0.17391 | 0.48567 | 0.1948 | 11.6276 | 0.0028143 | 0.0028717 | 3.919 | 2.9342 | 59.8627 | 7.747 | 3.2061 | 0.26572 | 0.31415 | 0.72026 | 0.014027 | 0.057877 | 0.20601 | 1.0882 | 1.1828 | 777.0193 | 342.296 | 243.232 | 222.3986 | 68.5941 | 88.6258 | 36.6094 | 3524.6591 | 301.0031 | 96.3402 | 18.8967 | 131.9985 | 9.8392 | 235.9887 | 104.5661 | 11.3176 | 62.571 | 0.45665 | 3400.1292 | 1.9721 | 6.5345 | 1.9137 | 2.5257 | 10.0426 | 0.54486 | 0.82114 | 3.0489 | 0.27587 | 15.1956 | 0.16218 | 0.0023872 | 0.024198 | 0.0064398 | 0.21967 | 1.6156 | 1.8014 | 3.4512 | 1.3044 | 1.3205
5 | 0.15435 | 0.010482 | 0.010198 | 1.1607 | 0.99879 | 0.99162 | 0.6886 | 0.080656 | 0.84935 | 0.59677 | 0.68352 | 0.80995 | 0.77964 | 0.23936 | 1559.628 | 203.0124 | 0.95233 | 0.82682 | 0.15885 | 0.17554 | 0.24098 | 0.1258 | 2.3588 | 327.8285 | 0.0035455 | 180.2197 | 116.2345 | 15.7352 | 168.3739 | 13.583 | 1.7572 | 48.3488 | 12.5595 | 11.2874 | 2359.9813 | 89.7086 | 83.4312 | 1604.3526 | 130.7354 | 87.5035 | 271.5963 | 220.4773 | 262.6422 | 34.7857 | 46.6586 | 0.82985 | 0.27822 | 0.2571 | 0.013503 | 0.0023323 | 8.9578e-05 | 39.3163 | 14.3775 | 3.5953 | 0.69472 | 0.69345 | 0.11731 | 2.2764 | 48.005 | 1.8869 | 0.2671 | 0.80161 | 19.4898 | 93.9729 | 27.8763 | 24.1606 | 127.5343 | 8.3079 | 0.039543 | 0.3026 | 0.74146 | 25.1884 | 16.3582 | 515.1519 | 115.6896 | 3.5603 | 0.10857 | 0.43335 | 0.080998 | 273.5445 | 134.0195 | 81.6082 | 63.3008 | 14.9791 | 1234.0562 | 235.571 | 96.3346 | 73.2976 | 259.2453 | 174.5329 | 77.8687 | 69.7274 | 7.8733 | 0.79631 | 0.90804 | 0.31512 | 70.2611 | 5.3438 | 2.0408 | 1.9496 | 0.19999 | 7.259e-05 | 35.2309 | 0.99679 | 0.25812 | 0.17705 | 0.15111 | 2.4492 | 0.96369 | 1.2049 | 0.54729 | 89.961 | 16.1066 | 29.982 | 10.0095 | 146.5956 | 122.1502 | 2215.9092 | 244.42 | 426.3299 | 204.1041 | 785.268 | 317.8589 | 98.0558 | 459.7475 | 0.14869 | 0.10918 | 0.052675 | 0.079467 | 0.0086008 | 0.0067186 | 2.0227e-05 | 0.0026817 | 34.2251 | 10.6125 | 0.8588 | 0.18428 | 2.0289 | 6.0921 | 430.3547 | 64.5151 | 2.8748 | 6.1375 | 133.3608 | 8.2161 | 114.0542 | 46.1616 | 32.3969 | 78.1354 | 700.0246 | 67.9786 | 567.5715 | 9.5582 | 129.1539 | 823.504 | 142.1 | 85.9705 | 56.8864 | 62.2408 | 203.1305 | 54.759 | 9.5847 | 188.6815 | 96.068 | 12.2591 | 49.0804 | 652.5126 | 6.1394 | 86.4894 | 53.875 | 174.8691 | 296.7858 | 96.8968 | 50.2914 | 29.8544 | 48.9306 | 0.010537 | 0.0010118 | 0.24757 | 35.4984 | 2.86 | 12.6497 | 3.1786 | 330.3597 | 9.237 | 4.2101 | 0.46432 | 7425.7825 | 942.8307 | 1354.9136 | 1418.4245 | 28.1674 | 1.0631 | 26.1105 | 2.8999 | 5368.2199 | 1157.2294 | 601.0038 | 92.952 | 136.9104 | 8.036 | 147.6037 | 0.0015421 | 32.8903 | 0.14181 | 14.9209 | 56.8356 | 4.3574 | 78.7313 | 163.3764 | 0.12529 | 0.29242 | 2.429 | 3.8086 | 0.34385 | 0.26338 | 0.85021 | 0.17911 | 33.9035 | 0.0025892 | 14.7878 | 298.5474 | 0.024397 | 122.2721 | 5.0696 | 0.05042 | 0.66218 | 0.2507 | 4.85 | 0.096472 | 1.7595 | 1.1373 | 1.5324 | 0.01869 | 0.10708 | 0.057827 | 4.533 | 0.038784 | 0.52052 | 0.21089 | 8.9213 | 0.00042247 | 0.003354 | 0.0031206 | 4.8823 | 0.020027 | 0.36104 | 0.22275 | 0.25884 | 0.0010841 | 0.021402 | 0.01216 | 1.31 | 0.0049216 | 0.092973 | 0.049377 | 0.69273 | 0.0033565 | 0.042154 | 0.17829 | 0.52106 | 0.25648 | 1.0148 | 230.378 | 0.013442 | 1.9728 | 0.012828 | 5.1698 | 4.9473 | 2.7351 | 190.6726 | 0.45826 | 9.7403 | 8.1825 | 13.5245 | 110181.1674 | 8.0604 | 336.4492 | 9.5193 | 4.3792 | 1.9612 | 1.9883 | 2.7996 | 1.6727 | 1.6812 | 12.6455 | 4.0921 | 0.72588 | 8.604 | 2.9859 | 271.7738 | 7.8425 | 0.43393 | 17.5085 | 25.6177 | 631.5519 | 65.6305 | 4.2962 | 2.5806 | 7.7822 | 8.1152 | 0.25258 | 1.2227 | 5.0276 | 6.6762 | 5.8475 | 0.0022894 | 0.0013054 | 0.0045565 | 1.5004 | 9.7493e-05 | 0.0070841 | 6.2628e-05 | 0.01994 | 0.0028514 | 0.0087004 | 12.1905 | 0.00078354 | 0.68557 | 0.30516 | 8.794 | 1.2117 | 0.035346 | 1.2465 | 0.27601 | 0.018681 | 0.0078681 | 0.0065968 | 0.0034302 | 0.006146 | 0.0066269 | 0.060512 | 0.068434 | 0.0034789 | 0.035744 | 0.010178 | 1.1626 | 0.00040091 | 0.00046617 | 0.097506 | 0.13102 | 2.6177 | 0.32153 | 0.022809 | 0.044138 | 0.030006 | 0.036382 | 0.0012142 | 0.0056336 | 0.019848 | 0.02287 | 0.023143 | 0.041836 | 0.017763 | 0.058219 | 17.9054 | 0.0011423 | 0.10964 | 0.00087391 | 0.40233 | 0.053557 | 0.14682 | 7.6575 | 0.012044 | 21.8757 | 12.8374 | 500.8608 | 31.1361 | 1.664 | 29.5808 | 13.9183 | 0.83386 | 0.10706 | 0.093881 | 0.051367 | 0.09231 | 0.18353 | 1.9014 | 1.507 | 0.040806 | 0.77171 | 0.17695 | 21.2978 | 0.0034306 | 0.0033319 | 10.3363 | 5.6151 | 156.9119 | 14.6931 | 1.6621 | 0.69387 | 0.40229 | 0.57732 | 0.021493 | 0.095953 | 0.40051 | 1.1028 | 1.1775 | 0.029561 | 0.010146 | 0.016067 | 6.317 | 0.00087063 | 0.21742 | 0.000561 | 0.9407 | 0.06921 | 0.11662 | 5.7545 | 0.008524 | 17.6221 | 8.7763 | 530.9218 | 19.3685 | 1.8437 | 18.4863 | 8.9599 | 0.53003 | 0.15916 | 0.2117 | 0.030266 | 0.11622 | 0.081452 | 1.9747 | 0.59262 | 0.1643 | 0.49883 | 0.20255 | 12.3815 | 0.0029148 | 0.003093 | 3.5646 | 2.7139 | 63.5653 | 7.8904 | 2.9599 | 0.25714 | 0.28368 | 0.73325 | 0.014699 | 0.055429 | 0.22675 | 1.1912 | 1.3108 | 720.4261 | 294.0222 | 224.0408 | 201.9206 | 61.4781 | 107.8516 | 42.5952 | 3093.9548 | 273.5815 | 95.0017 | 21.712 | 118.0551 | 8.2976 | 203.8631 | 112.143 | 11.9899 | 54.7733 | 0.3294 | 3141.9045 | 2.058 | 5.1625 | 2.2922 | 3.2974 | 11.1057 | 0.59808 | 0.67159 | 3.2085 | 0.28397 | 16.6975 | 0.081864 | 0.0021105 | 0.052271 | 0.0066647 | 0.23387 | 2.442 | 1.486 | 4.5207 | 1.7645 | 0.88988
6 | 0.17374 | 0.010285 | 0.020636 | 1.4685 | 0.9915 | 0.99791 | 0.8527 | 0.036305 | 0.8784 | 0.41832 | 0.76297 | 0.79763 | 0.89158 | 0.17983 | 1596.8522 | 379.9103 | 0.95973 | 0.83524 | 0.20719 | 0.1925 | 0.15334 | 2.211 | 7.6389 | 600.6131 | 0.001901 | 141.2249 | 117.8224 | 16.589 | 155.3803 | 12.4905 | 1.9149 | 62.2156 | 14.9761 | 12.4994 | 2552.5328 | 78.9674 | 106.6453 | 1565.15 | 125.2906 | 101.3269 | 230.009 | 213.5975 | 234.4219 | 36.1385 | 54.8951 | 0.909 | 0.17736 | 0.35403 | 0.016887 | 0.0020829 | 7.1302e-05 | 27.3677 | 10.4224 | 2.4615 | 0.96751 | 0.64391 | 0.096124 | 2.0619 | 62.3241 | 8.2623 | 0.2969 | 0.79094 | 24.1775 | 109.951 | 29.493 | 22.0646 | 124.766 | 9.361 | 0.034683 | 0.263 | 0.93948 | 31.8937 | 14.2115 | 740.0978 | 103.4959 | 2.4855 | 0.073945 | 0.58966 | 0.10819 | 250.1552 | 136.2752 | 101.4307 | 58.8617 | 15.7096 | 1150.3899 | 287.5424 | 90.185 | 69.2684 | 255.517 | 149.2965 | 82.3158 | 82.0188 | 8.9083 | 0.68958 | 0.80996 | 0.4813 | 53.1752 | 5.6672 | 1.9375 | 2.4186 | 0.16545 | 7.1288e-05 | 26.9171 | 0.88208 | 0.21343 | 0.26694 | 0.15861 | 3.2779 | 0.96031 | 0.8927 | 0.56122 | 70.4261 | 18.8124 | 31.0457 | 10.1359 | 157.5673 | 138.2357 | 2058.7393 | 240.5917 | 343.1572 | 195.9645 | 904.6095 | 407.1242 | 78.0888 | 464.0347 | 0.38775 | 0.15649 | 0.1567 | 0.068313 | 0.0096537 | 0.0064973 | 2.4994e-05 | 0.0021453 | 34.6792 | 11.696 | 0.89538 | 0.15889 | 1.9908 | 6.0153 | 362.1609 | 82.3991 | 2.6652 | 5.4369 | 150.3588 | 7.7487 | 120.8698 | 49.7856 | 36.6311 | 90.6614 | 738.1092 | 72.8983 | 666.92 | 8.7698 | 110.6845 | 730.9748 | 162.2687 | 81.8538 | 63.2047 | 68.4023 | 235.1039 | 52.7207 | 7.6019 | 185.1388 | 73.158 | 10.9324 | 53.8874 | 615.1451 | 5.8298 | 67.0411 | 71.0021 | 172.0191 | 259.3254 | 84.571 | 42.9835 | 27.2478 | 46.8323 | 0.011791 | 0.0013273 | 0.30679 | 35.8315 | 2.7685 | 9.9523 | 2.8254 | 235.734 | 10.9393 | 5.0413 | 0.56959 | 5843.2325 | 726.5579 | 1482.3278 | 1391.6057 | 34.0239 | 0.65355 | 24.8008 | 2.7768 | 4692.4687 | 1211.5956 | 473.1282 | 100.398 | 140.5082 | 7.9089 | 186.5441 | 0.0011329 | 29.2358 | 0.18616 | 13.1779 | 61.6057 | 5.6815 | 81.8187 | 188.0661 | 0.11534 | 0.27017 | 2.73 | 3.001 | 0.21787 | 0.20222 | 1.1696 | 0.12893 | 32.4446 | 0.0030014 | 14.4248 | 283.2227 | 0.02609 | 130.1556 | 5.1405 | 0.045633 | 0.61278 | 0.25243 | 5.2353 | 0.099161 | 1.6585 | 1.1541 | 1.4526 | 0.017908 | 0.11472 | 0.056486 | 4.3236 | 0.036585 | 0.50193 | 0.21986 | 8.7474 | 0.00041195 | 0.0031657 | 0.0028808 | 5.0107 | 0.020495 | 0.40018 | 0.21837 | 0.27696 | 0.0011122 | 0.021136 | 0.013698 | 1.3433 | 0.0050448 | 0.091203 | 0.056725 | 0.72435 | 0.0038937 | 0.047846 | 0.18525 | 0.54959 | 0.25276 | 1.0312 | 356.58 | 0.016799 | 2.0005 | 0.012771 | 3.3742 | 6.1953 | 2.8953 | 204.879 | 0.12212 | 10.6286 | 8.4066 | 14.4453 | 106185.0443 | 8.5588 | 334.1791 | 9.2248 | 4.3713 | 2.0903 | 1.7689 | 2.8274 | 1.4789 | 1.8193 | 14.9453 | 4.0318 | 0.75391 | 8.0502 | 2.7691 | 277.3251 | 9.0056 | 0.4081 | 18.1393 | 24.3567 | 678.6326 | 60.8173 | 4.3955 | 2.7631 | 7.1168 | 7.6646 | 0.24707 | 1.3272 | 5.5932 | 6.4795 | 6.8239 | 0.0020912 | 0.0012417 | 0.0044413 | 1.5086 | 8.0444e-05 | 0.0073083 | 6.5134e-05 | 0.018075 | 0.0027671 | 0.0087513 | 11.7793 | 0.00078678 | 0.59918 | 0.32379 | 7.7565 | 1.2597 | 0.034998 | 1.3544 | 0.28991 | 0.017833 | 0.0075682 | 0.0068255 | 0.0032809 | 0.0064887 | 0.0073354 | 0.056571 | 0.071905 | 0.0033136 | 0.035984 | 0.011199 | 1.1423 | 0.00047316 | 0.00045626 | 0.094398 | 0.12814 | 2.6389 | 0.30606 | 0.019677 | 0.043596 | 0.028624 | 0.035417 | 0.0012778 | 0.0053542 | 0.019255 | 0.023879 | 0.0248 | 0.043489 | 0.018069 | 0.064267 | 18.654 | 0.0012621 | 0.09919 | 0.00088394 | 0.42477 | 0.046442 | 0.16849 | 7.2912 | 0.011983 | 22.5778 | 14.1442 | 467.6796 | 30.1284 | 1.601 | 26.1481 | 13.1007 | 0.84811 | 0.1144 | 0.11054 | 0.058952 | 0.090335 | 0.18005 | 1.734 | 1.4638 | 0.046084 | 0.88078 | 0.15587 | 18.359 | 0.0031121 | 0.0036142 | 9.8427 | 5.185 | 154.7875 | 15.4527 | 1.7566 | 0.5868 | 0.42679 | 0.6608 | 0.021847 | 0.098887 | 0.37639 | 0.99198 | 1.1348 | 0.029429 | 0.0099881 | 0.016552 | 7.5086 | 0.0007772 | 0.21444 | 0.00055008 | 0.84641 | 0.068672 | 0.12527 | 5.1291 | 0.0086224 | 15.1073 | 8.9789 | 494.4991 | 21.1077 | 1.9135 | 18.811 | 8.4793 | 0.50294 | 0.14543 | 0.23097 | 0.029409 | 0.10915 | 0.072126 | 1.8673 | 0.60567 | 0.1943 | 0.47549 | 0.22875 | 12.5504 | 0.0030056 | 0.0031736 | 3.5185 | 3.0093 | 61.9145 | 7.6903 | 2.9545 | 0.27568 | 0.30283 | 0.69907 | 0.012337 | 0.048472 | 0.24025 | 1.1098 | 1.2655 | 672.2533 | 269.8261 | 237.7822 | 209.7309 | 60.77 | 92.8135 | 46.4317 | 3565.9273 | 284.8039 | 97.8425 | 22.487 | 137.4319 | 8.1524 | 199.9734 | 102.1918 | 13.5093 | 55.449 | 0.39624 | 2476.0627 | 2.57 | 5.3526 | 2.3311 | 2.1038 | 13.2662 | 0.40112 | 0.9283 | 3.1136 | 0.22524 | 6.0403 | 0.20025 | 0.0012528 | 0.033124 | 0.010101 | 0.17893 | 1.3959 | 2.621 | 5.3253 | 1.441 | 2.2021
7 | 0.1661 | 0.029593 | 0.0085534 | 1.2985 | 0.99244 | 0.99617 | 0.78025 | 0.052897 | 0.8876 | 0.45088 | 0.82114 | 0.78723 | 0.85144 | 0.19312 | 1174.1218 | 275.6844 | 0.95519 | 0.79798 | 0.12701 | 0.25879 | 0.068112 | 1.4861 | 5.5446 | 387.3226 | 0.0092363 | 148.7402 | 124.3561 | 13.951 | 165.6706 | 15.496 | 2.1539 | 52.9731 | 15.7005 | 9.6632 | 2427.2967 | 95.6496 | 85.9694 | 1465.9928 | 122.5182 | 78.4904 | 259.8841 | 249.6836 | 207.2619 | 31.1651 | 51.9377 | 0.84127 | 0.31324 | 0.2395 | 0.017065 | 0.0018523 | 7.3713e-05 | 37.3375 | 14.0813 | 2.7739 | 0.92922 | 0.54696 | 0.1082 | 2.8162 | 53.875 | 9.0243 | 0.29154 | 0.82114 | 21.3901 | 106.6409 | 39.2047 | 15.2289 | 142.0612 | 7.8371 | 0.037276 | 0.29836 | 0.73906 | 28.9111 | 15.5213 | 850.7906 | 91.1186 | 2.8585 | 0.097184 | 0.3894 | 0.11121 | 240.9329 | 148.7616 | 77.1757 | 70.1216 | 18.064 | 1319.2214 | 274.0302 | 90.9245 | 78.945 | 289.936 | 175.8594 | 94.9083 | 70.9707 | 6.9966 | 0.40811 | 0.9332 | 0.32439 | 65.2346 | 6.7789 | 2.0131 | 2.5018 | 0.14935 | 9.4871e-05 | 37.1962 | 0.93041 | 0.20871 | 0.2794 | 0.14135 | 2.4812 | 0.96452 | 1.2428 | 0.39902 | 101.6678 | 19.5102 | 25.3196 | 8.0461 | 145.3411 | 165.287 | 1946.5567 | 271.1748 | 399.3318 | 160.2014 | 803.2391 | 389.9646 | 95.4672 | 475.2983 | 0.19987 | 0.10099 | 0.209 | 0.072358 | 0.0080649 | 0.0061553 | 2.7096e-05 | 0.0026349 | 29.1629 | 12.2685 | 1.1519 | 0.18847 | 2.0887 | 4.2195 | 357.9923 | 59.7722 | 3.5627 | 6.1158 | 128.6142 | 9.4494 | 136.9991 | 45.8713 | 37.738 | 91.6039 | 687.3879 | 55.2299 | 648.3709 | 9.7428 | 116.1374 | 785.9532 | 153.3059 | 89.8449 | 60.9992 | 67.6746 | 251.0523 | 48.1475 | 8.8902 | 200.2827 | 74.2228 | 10.7281 | 51.079 | 672.4591 | 6.6928 | 68.8485 | 70.4202 | 209.8417 | 308.6997 | 85.3811 | 48.8021 | 35.6529 | 46.331 | 0.0088597 | 0.0013443 | 0.27742 | 30.4135 | 1.9462 | 10.2731 | 2.9222 | 292.2358 | 11.3171 | 4.0812 | 0.4436 | 6979.964 | 873.216 | 1494.311 | 1144.6971 | 29.6408 | 0.83964 | 25.834 | 2.6328 | 5837.1115 | 1850.3713 | 506.9255 | 83.6484 | 128.6851 | 9.0262 | 183.6651 | 0.0013986 | 34.4368 | 0.15744 | 11.717 | 83.8825 | 5.1433 | 68.329 | 167.0527 | 0.10197 | 0.18714 | 2.6929 | 2.6903 | 0.37948 | 0.24812 | 1.3342 | 0.12147 | 35.846 | 0.002743 | 12.4839 | 290.7421 | 0.022596 | 119.5968 | 5.2306 | 0.045141 | 0.62377 | 0.24949 | 4.92 | 0.094187 | 1.749 | 1.0823 | 1.4745 | 0.018934 | 0.11365 | 0.054525 | 4.2933 | 0.036674 | 0.49729 | 0.20117 | 7.9641 | 0.00047739 | 0.00354 | 0.0029572 | 4.6953 | 0.02061 | 0.35963 | 0.22832 | 0.26904 | 0.00117 | 0.02007 | 0.014625 | 1.2059 | 0.0048192 | 0.097244 | 0.050975 | 0.76057 | 0.0035411 | 0.041832 | 0.16116 | 0.51317 | 0.30705 | 1.179 | 249.1504 | 0.014817 | 1.943 | 0.012593 | 4.2797 | 5.0869 | 2.3503 | 192.0253 | 0.1595 | 9.1673 | 8.2341 | 15.2233 | 112965.4349 | 9.3784 | 327.0325 | 9.0756 | 4.7826 | 2.0801 | 2.099 | 2.7044 | 1.6396 | 1.8468 | 14.0273 | 3.8537 | 0.71401 | 7.9775 | 2.6089 | 248.1515 | 8.9735 | 0.45724 | 17.7406 | 28.6027 | 595.3361 | 62.5237 | 4.543 | 2.8393 | 7.2827 | 8.0282 | 0.28593 | 1.2105 | 5.279 | 6.5936 | 6.6763 | 0.0019566 | 0.0011693 | 0.0045137 | 1.4032 | 9.4084e-05 | 0.0072308 | 5.3765e-05 | 0.017535 | 0.0024125 | 0.007524 | 12.767 | 0.00069636 | 0.67089 | 0.29314 | 7.8826 | 1.3922 | 0.037164 | 1.2012 | 0.30549 | 0.019697 | 0.0073149 | 0.0076226 | 0.0035581 | 0.0056428 | 0.0075286 | 0.053113 | 0.073436 | 0.0034272 | 0.032729 | 0.010951 | 1.1237 | 0.00043281 | 0.00041966 | 0.093066 | 0.11281 | 2.779 | 0.3021 | 0.022448 | 0.043146 | 0.027885 | 0.034101 | 0.0010615 | 0.0057546 | 0.020302 | 0.025316 | 0.023497 | 0.04422 | 0.016666 | 0.059523 | 16.6973 | 0.0013669 | 0.10199 | 0.00089329 | 0.38853 | 0.050641 | 0.15785 | 7.1846 | 0.010736 | 23.0482 | 15.0183 | 493.6319 | 26.2773 | 1.8305 | 30.6087 | 13.2987 | 0.92019 | 0.11691 | 0.098 | 0.060033 | 0.088577 | 0.15788 | 1.7937 | 1.2759 | 0.048246 | 0.78471 | 0.1647 | 18.0629 | 0.0035414 | 0.0031438 | 11.0286 | 5.33 | 167.5417 | 13.62 | 1.7793 | 0.63416 | 0.44959 | 0.63226 | 0.022301 | 0.090428 | 0.39459 | 1.0197 | 1.074 | 0.026679 | 0.011369 | 0.01529 | 7.0455 | 0.00084089 | 0.21631 | 0.000584 | 0.95851 | 0.063378 | 0.13569 | 5.6412 | 0.0092696 | 16.2114 | 8.595 | 550.3675 | 19.7855 | 1.6733 | 19.5696 | 8.1503 | 0.57273 | 0.14063 | 0.23232 | 0.032688 | 0.11781 | 0.08489 | 1.7943 | 0.64247 | 0.16879 | 0.48992 | 0.22 | 11.6735 | 0.0028423 | 0.0032591 | 3.8392 | 3.0518 | 62.0607 | 8.0704 | 3.1366 | 0.28044 | 0.2779 | 0.71045 | 0.013069 | 0.051524 | 0.22451 | 1.1558 | 1.2516 | 755.9286 | 289.7854 | 228.4358 | 184.0608 | 54.6634 | 110.0718 | 47.8295 | 3710.0255 | 297.4168 | 92.9315 | 17.9972 | 109.6758 | 8.3615 | 189.6652 | 87.1494 | 12.0552 | 58.1636 | 0.36334 | 2584.6017 | 2.7602 | 5.9762 | 1.9471 | 3.0298 | 12.9205 | 0.63611 | 0.96261 | 3.8507 | 0.33871 | 15.9774 | 0.17524 | 0.0021991 | 0.027475 | 0.017414 | 0.20207 | 1.7646 | 1.1992 | 5.4493 | 1.2428 | 1.8594
8 | 0.15376 | 0.019009 | 0.015181 | 1.2389 | 0.99775 | 0.99335 | 0.92298 | 0.042778 | 0.86178 | 0.65701 | 0.59079 | 0.85483 | 0.75088 | 0.17245 | 1090.4363 | 269.0314 | 0.95346 | 0.86218 | 0.13892 | 0.2497 | 0.098326 | 3.3586 | 5.113 | 544.7513 | 0.0078353 | 159.6742 | 122.9578 | 14.6679 | 139.6488 | 12.3122 | 1.7034 | 58.6568 | 14.4503 | 10.8112 | 2634.3599 | 83.5089 | 88.6051 | 1501.9406 | 132.0785 | 77.5768 | 293.8333 | 268.029 | 247.088 | 34.0062 | 50.3179 | 0.77391 | 0.33312 | 0.2101 | 0.018817 | 0.0017337 | 9.231e-05 | 28.9317 | 12.7243 | 3.191 | 0.99291 | 0.61455 | 0.081314 | 2.6048 | 58.0804 | 10.5861 | 0.30916 | 0.76713 | 25.2531 | 98.5612 | 37.053 | 18.8526 | 123.1086 | 8.4575 | 0.035461 | 0.23679 | 0.72059 | 36.4918 | 13.4879 | 651.8718 | 130.6639 | 2.6527 | 0.12256 | 0.50248 | 0.11361 | 257.3332 | 126.4146 | 80.3377 | 60.679 | 15.8888 | 1075.4425 | 223.8183 | 107.31 | 82.1379 | 252.8571 | 154.9669 | 85.363 | 76.5772 | 7.5454 | 0.50479 | 0.83791 | 0.29664 | 64.7277 | 6.2261 | 1.8629 | 2.8188 | 0.18499 | 8.6396e-05 | 31.8943 | 1.0375 | 0.22573 | 0.24707 | 0.1651 | 3.3577 | 0.95198 | 1.2701 | 0.46094 | 93.0723 | 18.3466 | 33.6473 | 9.2002 | 122.9899 | 129.2344 | 2112.9929 | 260.4666 | 300.1573 | 176.2442 | 746.9303 | 323.0967 | 85.8942 | 468.6094 | 0.11208 | 0.079213 | 0.0044008 | 0.081094 | 0.010344 | 0.0062552 | 2.1167e-05 | 0.0024565 | 35.6843 | 9.9432 | 0.99521 | 0.14283 | 2.7343 | 4.6878 | 344.4619 | 95.0067 | 2.7749 | 4.237 | 119.205 | 8.1172 | 125.6205 | 51.3254 | 32.6843 | 80.3828 | 583.6571 | 57.6888 | 561.4595 | 9.2446 | 112.5839 | 698.1065 | 161.2562 | 93.723 | 50.8902 | 63.8334 | 199.1167 | 61.9362 | 8.6791 | 175.2198 | 84.6139 | 12.4264 | 43.2974 | 535.4875 | 5.5504 | 75.6119 | 65.7789 | 193.1249 | 319.4555 | 95.0255 | 43.9291 | 28.53 | 50.1956 | 0.0097042 | 0.0010383 | 0.25023 | 28.8192 | 2.1421 | 9.3146 | 2.4824 | 314.4812 | 11.5419 | 5.854 | 0.42475 | 6020.8158 | 840.87 | 1321.963 | 1172.6254 | 31.8749 | 1.1753 | 25.092 | 3.0749 | 5667.3442 | 1502.7509 | 567.8928 | 98.9194 | 134.9191 | 8.8608 | 177.9065 | 0.0012152 | 27.7099 | 0.17555 | 13.4725 | 49.3869 | 4.1353 | 92.2891 | 219.8288 | 0.1136 | 0.22665 | 1.9985 | 3.1044 | 0.28026 | 0.23329 | 1.2816 | 0.14687 | 33.0716 | 0.0028217 | 14.9769 | 318.6262 | 0.025688 | 113.5858 | 5.36 | 0.043638 | 0.64753 | 0.28191 | 5.2052 | 0.098354 | 1.7706 | 1.0237 | 1.4575 | 0.018523 | 0.11842 | 0.053867 | 4.4781 | 0.035746 | 0.52569 | 0.20995 | 8.3199 | 0.00046189 | 0.0036502 | 0.0029547 | 5.2922 | 0.019725 | 0.39414 | 0.24231 | 0.28988 | 0.0012719 | 0.022101 | 0.012354 | 1.1398 | 0.0058307 | 0.089993 | 0.053704 | 0.68073 | 0.0039263 | 0.046484 | 0.16797 | 0.54615 | 0.28444 | 1.1251 | 381.2038 | 0.012854 | 1.9755 | 0.011382 | 5.4637 | 4.7612 | 2.8436 | 196.7636 | 0.34691 | 9.9458 | 8.5741 | 14.237 | 103161.8766 | 9.0938 | 340.0553 | 7.9665 | 4.6078 | 2.2624 | 2.0705 | 2.5469 | 1.7133 | 1.7063 | 14.4096 | 3.7908 | 0.71993 | 8.6565 | 2.6963 | 255.6983 | 7.9506 | 0.45877 | 20.0381 | 28.9439 | 695.8671 | 67.524 | 4.4365 | 3.1033 | 8.0829 | 8.3639 | 0.24941 | 1.1873 | 5.4756 | 6.5309 | 6.3799 | 0.0022351 | 0.0013734 | 0.0043944 | 1.4535 | 9.4908e-05 | 0.0067992 | 5.8641e-05 | 0.017353 | 0.0028823 | 0.0080503 | 13.0029 | 0.00076861 | 0.66441 | 0.31746 | 7.4479 | 1.2791 | 0.038218 | 1.2588 | 0.28542 | 0.019524 | 0.0073847 | 0.0074741 | 0.0037941 | 0.0063218 | 0.006971 | 0.063563 | 0.077774 | 0.003461 | 0.031291 | 0.01043 | 1.1542 | 0.0004785 | 0.00040876 | 0.10201 | 0.13197 | 2.9264 | 0.31054 | 0.021075 | 0.042852 | 0.02979 | 0.03745 | 0.0011534 | 0.005807 | 0.021678 | 0.023604 | 0.024413 | 0.039316 | 0.017558 | 0.054221 | 19.6517 | 0.0012865 | 0.093192 | 0.00079142 | 0.39665 | 0.053963 | 0.14018 | 7.8473 | 0.011296 | 23.9292 | 13.9394 | 466.0652 | 30.5422 | 1.7221 | 31.3113 | 13.5219 | 0.91251 | 0.12052 | 0.10486 | 0.056958 | 0.092971 | 0.15625 | 2.0461 | 1.5344 | 0.04588 | 0.84866 | 0.17072 | 20.3745 | 0.003201 | 0.0035016 | 9.3083 | 5.5416 | 142.8995 | 13.0665 | 1.7139 | 0.65667 | 0.46257 | 0.64294 | 0.019096 | 0.096821 | 0.35647 | 0.9966 | 1.0933 | 0.02583 | 0.010374 | 0.013904 | 7.4484 | 0.00090381 | 0.23508 | 0.00055554 | 1.0247 | 0.059119 | 0.12713 | 5.3731 | 0.0078658 | 15.8411 | 8.3835 | 485.6969 | 19.1769 | 1.8715 | 21.0505 | 7.7968 | 0.49388 | 0.13836 | 0.21297 | 0.031061 | 0.097172 | 0.083772 | 1.9915 | 0.59105 | 0.16221 | 0.51254 | 0.19013 | 11.9935 | 0.0030624 | 0.0027438 | 4.1546 | 2.8895 | 61.2788 | 8.7872 | 3.4055 | 0.25508 | 0.30025 | 0.6525 | 0.014501 | 0.049819 | 0.21987 | 1.144 | 1.2976 | 843.2392 | 300.9215 | 202.9789 | 215.7407 | 67.4092 | 96.6872 | 43.5104 | 3808.7857 | 267.2553 | 80.1793 | 17.4372 | 121.2525 | 9.5343 | 253.4953 | 111.1197 | 13.4293 | 53.5454 | 0.42879 | 2877.8814 | 1.9599 | 8.0412 | 1.6636 | 2.7713 | 8.6748 | 0.47851 | 0.74252 | 2.7182 | 0.23262 | 11.6988 | 0.15075 | 0.0018073 | 0.018942 | 0.010243 | 0.41444 | 2.3585 | 1.2675 | 2.9894 | 1.1622 | 1.8356
9 | 0.13734 | 0.025255 | 0.010248 | 1.2444 | 0.99706 | 0.99695 | 0.95798 | 0.059604 | 0.88519 | 0.69557 | 0.82392 | 0.83102 | 0.87413 | 0.23409 | 1387.4133 | 145.2243 | 0.94649 | 0.8421 | 0.17634 | 0.272 | 0.21349 | 3.5121 | 7.36 | 636.5769 | 0.00057805 | 168.1317 | 114.8332 | 15.1398 | 148.2886 | 13.7066 | 2.0827 | 53.3013 | 16.5796 | 12.4327 | 2933.5541 | 84.1792 | 81.5974 | 1709.7188 | 99.3019 | 76.0402 | 302.0923 | 240.44 | 226.6243 | 31.5824 | 48.4965 | 0.93566 | 0.28987 | 0.060717 | 0.013871 | 0.001586 | 7.2699e-05 | 35.5092 | 11.391 | 3.5303 | 0.76291 | 0.50418 | 0.099847 | 2.4813 | 50.2873 | 5.3114 | 0.34215 | 0.81442 | 26.9608 | 123.7544 | 39.7033 | 21.2701 | 131.9694 | 9.2058 | 0.038508 | 0.32491 | 0.95942 | 28.428 | 17.4053 | 722.6549 | 141.1522 | 2.213 | 0.076078 | 0.45021 | 0.087709 | 238.1527 | 163.6018 | 88.1763 | 57.1005 | 17.8079 | 1245.2884 | 229.2884 | 81.1795 | 85.842 | 225.5984 | 180.5892 | 88.4323 | 85.5985 | 7.4976 | 0.6605 | 0.72417 | 0.14792 | 55.381 | 4.9155 | 2.3633 | 2.3281 | 0.16145 | 8.4357e-05 | 28.3232 | 1.1235 | 0.21641 | 0.25807 | 0.13486 | 3.2101 | 0.96819 | 1.3619 | 0.42012 | 83.0764 | 15.7095 | 35.2916 | 7.7855 | 138.8703 | 145.6004 | 2160.0942 | 216.7811 | 326.7595 | 164.2928 | 790.2096 | 359.908 | 81.5853 | 420.9789 | 0.33253 | 0.20922 | 0.10003 | 0.082169 | 0.0094648 | 0.0060193 | 2.7721e-05 | 0.0023923 | 36.0429 | 10.2921 | 0.86241 | 0.17699 | 2.3064 | 5.6507 | 415.3785 | 64.0804 | 4.0458 | 5.879 | 141.3134 | 9.7241 | 127.19 | 42.2119 | 37.3306 | 101.866 | 714.5075 | 71.7785 | 640.6241 | 10.3825 | 119.853 | 760.1047 | 125.7025 | 95.5191 | 56.2185 | 76.8234 | 237.9336 | 55.9366 | 9.7129 | 197.1605 | 76.1455 | 9.9054 | 52.1131 | 580.2742 | 6.8325 | 73.5662 | 55.4257 | 199.6723 | 253.9866 | 90.9611 | 47.0929 | 32.7973 | 43.1906 | 0.010932 | 0.0013778 | 0.301 | 26.8462 | 2.0296 | 9.6073 | 3.0125 | 212.3741 | 9.6983 | 5.2612 | 0.4981 | 6748.7408 | 786.7545 | 1217.2074 | 1135.238 | 27.8584 | 0.89361 | 22.8039 | 2.4246 | 5571.7748 | 1247.087 | 526.6866 | 109.1288 | 154.5435 | 8.8659 | 182.6151 | 0.0013822 | 29.8998 | 0.16206 | 11.4669 | 53.4437 | 3.9186 | 67.2728 | 228.4358 | 0.12302 | 0.2176 | 2.376 | 3.7532 | 0.26874 | 0.24421 | 0.98779 | 0.133 | 35.6533 | 0.0030406 | 13.4 | 276.0083 | 0.022958 | 121.3608 | 5.7704 | 0.044071 | 0.59376 | 0.23959 | 4.9429 | 0.092818 | 1.6854 | 1.0407 | 1.4092 | 0.018126 | 0.11999 | 0.055226 | 4.6979 | 0.039291 | 0.49565 | 0.22505 | 8.0215 | 0.00047072 | 0.0031321 | 0.0027863 | 4.8532 | 0.021164 | 0.33564 | 0.20669 | 0.25558 | 0.0010606 | 0.020685 | 0.013241 | 1.1521 | 0.0054257 | 0.096402 | 0.05605 | 0.65966 | 0.0034526 | 0.04628 | 0.16592 | 0.5419 | 0.27806 | 1.0937 | 311.3673 | 0.012086 | 1.9614 | 0.012237 | 4.408 | 4.2758 | 2.9906 | 194.3237 | 0.41064 | 9.2688 | 8.0879 | 14.9385 | 104903.4563 | 8.3114 | 342.0917 | 8.6518 | 4.522 | 2.0463 | 1.7805 | 2.7256 | 1.6577 | 1.9176 | 14.2393 | 4.2214 | 0.69191 | 7.4573 | 2.5797 | 289.8494 | 7.707 | 0.4838 | 20.2396 | 29.2141 | 580.7209 | 58.3209 | 4.1576 | 2.6883 | 7.609 | 8.4484 | 0.2728 | 1.1596 | 5.5092 | 6.8301 | 6.8774 | 0.0020109 | 0.0012492 | 0.0041117 | 1.6253 | 9.5875e-05 | 0.0076232 | 5.6636e-05 | 0.018499 | 0.0025403 | 0.0084143 | 12.6165 | 0.00066809 | 0.5925 | 0.31485 | 8.8354 | 1.3483 | 0.039948 | 1.3657 | 0.323 | 0.021078 | 0.0069564 | 0.007372 | 0.003505 | 0.0060157 | 0.0071501 | 0.057369 | 0.081035 | 0.0032767 | 0.03431 | 0.011304 | 1.1914 | 0.00045205 | 0.00041354 | 0.089883 | 0.11848 | 2.8649 | 0.28897 | 0.021723 | 0.049747 | 0.027407 | 0.036772 | 0.0011078 | 0.0048043 | 0.018154 | 0.025116 | 0.027225 | 0.037866 | 0.018623 | 0.052999 | 18.5538 | 0.0013235 | 0.094322 | 0.00086371 | 0.39967 | 0.051236 | 0.16063 | 7.5598 | 0.011761 | 20.4391 | 15.2524 | 487.2409 | 27.439 | 1.8715 | 26.3297 | 15.5676 | 0.95919 | 0.10185 | 0.091161 | 0.055451 | 0.096634 | 0.18646 | 1.9385 | 1.4808 | 0.041709 | 0.79748 | 0.17344 | 21.4458 | 0.0036983 | 0.0035863 | 9.6742 | 5.268 | 152.7352 | 13.4402 | 1.8137 | 0.69533 | 0.39571 | 0.58237 | 0.021138 | 0.08701 | 0.36766 | 1.1814 | 0.97949 | 0.028401 | 0.010515 | 0.016703 | 7.1575 | 0.00076335 | 0.22549 | 0.00056869 | 0.99646 | 0.064074 | 0.11318 | 5.2979 | 0.0086967 | 15.9993 | 8.0794 | 516.785 | 19.0455 | 1.7161 | 17.6932 | 7.9179 | 0.50992 | 0.15496 | 0.22617 | 0.029836 | 0.1102 | 0.075381 | 1.8977 | 0.60103 | 0.16388 | 0.46357 | 0.21049 | 12.8729 | 0.0032022 | 0.0031591 | 3.8125 | 2.6214 | 58.2857 | 8.8651 | 2.8959 | 0.24802 | 0.31869 | 0.626 | 0.01386 | 0.051002 | 0.23224 | 1.2178 | 1.0863 | 636.6495 | 280.8476 | 267.3164 | 194.9374 | 56.5891 | 113.0115 | 44.8501 | 3136.9583 | 311.8516 | 102.3627 | 19.2714 | 119.614 | 9.4694 | 198.2103 | 91.0561 | 12.8846 | 60.1467 | 0.35548 | 2421.4125 | 2.6408 | 4.9398 | 1.5602 | 3.2081 | 8.5029 | 0.44085 | 0.77835 | 3.2765 | 0.25305 | 9.221 | 0.087774 | 0.0011514 | 0.040299 | 0.012848 | 0.16209 | 1.9321 | 2.1044 | 4.0093 | 1.7184 | 1.1627
10 | 0.16059 | 0.029261 | 0.013801 | 1.3211 | 0.99445 | 0.99028 | 0.65818 | 0.034528 | 0.87322 | 0.53184 | 0.7833 | 0.70361 | 0.798 | 0.20121 | 1692.3206 | 307.6706 | 0.94694 | 0.80167 | 0.16058 | 0.22771 | 0.47658 | 1.6209 | 1.5502 | 827.3503 | 0.0057937 | 146.2061 | 90.1436 | 18.1219 | 147.4334 | 17.299 | 2.0262 | 57.4681 | 14.6511 | 11.4063 | 2771.6496 | 88.7691 | 80.3231 | 1948.4385 | 128.8488 | 83.8536 | 242.0646 | 265.692 | 258.0878 | 33.7227 | 52.7119 | 0.81212 | 0.35223 | 0.053528 | 0.015246 | 0.0020343 | 6.4192e-05 | 34.3869 | 9.9834 | 2.5996 | 0.85838 | 0.65733 | 0.10733 | 2.222 | 52.4653 | 7.6695 | 0.28521 | 0.83644 | 18.673 | 96.9993 | 33.2642 | 16.1464 | 129.1959 | 8.0773 | 0.036165 | 0.31162 | 0.89959 | 42.9862 | 19.9356 | 801.2455 | 118.3091 | 3.6525 | 0.07137 | 0.52359 | 0.079987 | 214.8514 | 140.93 | 96.1397 | 54.6839 | 17.0242 | 1201.144 | 281.2723 | 87.7053 | 86.5603 | 240.2872 | 164.357 | 97.6793 | 78.2272 | 9.0346 | 0.39468 | 0.88292 | 0.20695 | 52.2286 | 5.2323 | 2.0869 | 1.9724 | 0.14664 | 8.9024e-05 | 35.9987 | 1.3135 | 0.24906 | 0.2691 | 0.18411 | 2.7761 | 0.95406 | 1.355 | 0.43277 | 97.3846 | 12.5895 | 32.555 | 8.6347 | 142.5798 | 108.0459 | 2180.5868 | 236.5408 | 302.0745 | 155.3392 | 873.9836 | 368.6842 | 98.6153 | 440.4491 | 0.36997 | 0.33248 | 0.080117 | 0.058635 | 0.0088498 | 0.0067797 | 2.2213e-05 | 0.0023074 | 37.3225 | 12.0995 | 0.95898 | 0.1714 | 2.8483 | 6.8246 | 372.4127 | 76.3635 | 3.5297 | 4.6469 | 119.6977 | 9.3433 | 119.0689 | 40.25 | 29.3275 | 95.8461 | 594.2367 | 60.97 | 587.1722 | 8.2751 | 136.2454 | 643.9989 | 165.0214 | 87.6702 | 49.5564 | 77.5425 | 241.8716 | 57.8593 | 10.0547 | 154.0252 | 97.3031 | 11.2479 | 42.8438 | 521.0457 | 6.6774 | 74.7115 | 64.6187 | 190.4986 | 271.5559 | 86.408 | 51.2658 | 35.0058 | 42.1907 | 0.010045 | 0.0012198 | 0.31974 | 32.281 | 2.8051 | 13.7246 | 2.2765 | 267.5831 | 8.0152 | 5.9093 | 0.61204 | 5609.4651 | 910.6276 | 1560.2898 | 1339.048 | 33.635 | 0.7575 | 21.5602 | 2.5228 | 5023.0104 | 1618.3608 | 605.8233 | 97.5547 | 123.5954 | 10.0127 | 152.3758 | 0.001331 | 27.0255 | 0.14302 | 12.9241 | 65.9083 | 3.7343 | 60.9143 | 224.4703 | 0.11984 | 0.23935 | 1.6748 | 2.0783 | 0.12588 | 0.23765 | 1.0011 | 0.13758 | 32.8338 | 0.0029225 | 13.5266 | 314.9855 | 0.02517 | 131.0721 | 5.4009 | 0.047613 | 0.60666 | 0.25384 | 4.7158 | 0.099907 | 1.7072 | 1.0318 | 1.504 | 0.017657 | 0.11158 | 0.054802 | 4.1237 | 0.038071 | 0.53766 | 0.22809 | 8.4275 | 0.00041811 | 0.00322 | 0.0030758 | 4.7723 | 0.018866 | 0.33992 | 0.209 | 0.25293 | 0.0010623 | 0.022247 | 0.012682 | 1.2945 | 0.0052809 | 0.10133 | 0.054522 | 0.66839 | 0.0038276 | 0.042426 | 0.18541 | 0.53848 | 0.26193 | 1.0808 | 336.4281 | 0.01353 | 1.9659 | 0.011468 | 5.3405 | 4.3323 | 2.4543 | 192.9894 | 0.10143 | 10.1485 | 8.0394 | 14.0136 | 120567.1947 | 9.1415 | 318.2059 | 9.3817 | 4.7279 | 2.1849 | 1.8304 | 2.9847 | 1.4593 | 1.6728 | 15.2039 | 4.1607 | 0.77264 | 7.778 | 2.8651 | 291.9262 | 8.5587 | 0.42608 | 16.9723 | 25.8266 | 700.8245 | 66.7087 | 4.2293 | 2.8845 | 7.6797 | 7.1132 | 0.24472 | 1.2484 | 5.2759 | 7.1484 | 6.5364 | 0.0019644 | 0.0013623 | 0.0042374 | 1.3906 | 9.2788e-05 | 0.0075855 | 5.5065e-05 | 0.016652 | 0.0025847 | 0.0085497 | 13.6501 | 0.00080629 | 0.62928 | 0.33175 | 7.3422 | 1.1983 | 0.03641 | 1.297 | 0.30101 | 0.020429 | 0.0071659 | 0.0064558 | 0.0035821 | 0.0060648 | 0.0068036 | 0.06184 | 0.067669 | 0.0039074 | 0.0333 | 0.011625 | 1.0619 | 0.00041811 | 0.00046226 | 0.10081 | 0.10891 | 2.7153 | 0.29469 | 0.022265 | 0.046881 | 0.029149 | 0.038669 | 0.0012285 | 0.0049897 | 0.018697 | 0.025576 | 0.022925 | 0.03666 | 0.019134 | 0.055348 | 17.2006 | 0.0011338 | 0.10446 | 0.00079565 | 0.41423 | 0.049738 | 0.16266 | 6.9625 | 0.01026 | 23.1157 | 13.686 | 523.6555 | 29.3221 | 1.9132 | 31.0364 | 15.1917 | 0.83692 | 0.11829 | 0.094618 | 0.050695 | 0.087035 | 0.15484 | 1.709 | 1.4885 | 0.04328 | 0.79346 | 0.18161 | 19.9551 | 0.0032987 | 0.0037485 | 10.0387 | 5.689 | 141.6484 | 12.8077 | 1.5492 | 0.67959 | 0.38553 | 0.57274 | 0.022517 | 0.091688 | 0.38112 | 1.0946 | 1.1512 | 0.027239 | 0.010533 | 0.014078 | 6.5766 | 0.00085033 | 0.20509 | 0.00060597 | 0.91733 | 0.05891 | 0.12797 | 5.2563 | 0.007747 | 16.3882 | 7.8049 | 576.2703 | 17.9163 | 1.8651 | 19.0095 | 8.0221 | 0.55481 | 0.15258 | 0.20015 | 0.030795 | 0.11483 | 0.070409 | 2.0449 | 0.63719 | 0.17131 | 0.53049 | 0.21026 | 13.2986 | 0.002738 | 0.002858 | 3.6685 | 3.1814 | 64.5559 | 8.3589 | 3.0037 | 0.24519 | 0.29029 | 0.61649 | 0.013778 | 0.052635 | 0.21045 | 1.3024 | 1.1084 | 840.9912 | 285.6827 | 209.4411 | 225.9086 | 70.9166 | 110.7058 | 45.7933 | 3645.5126 | 255.5601 | 85.0119 | 20.7324 | 105.8172 | 8.6342 | 220.4735 | 107.7215 | 13.6886 | 59.0751 | 0.3256 | 2968.4214 | 2.5969 | 6.3377 | 2.3705 | 2.2393 | 9.4704 | 0.56041 | 0.91831 | 4.1229 | 0.30548 | 10.4097 | 0.17344 | 0.00080633 | 0.029701 | 0.016096 | 0.14614 | 1.6056 | 1.6629 | 5.7856 | 0.71955 | 1.6874
11 | 0.13087 | 0.032223 | 0.014768 | 1.2162 | 0.99142 | 0.99806 | 0.82161 | 0.021544 | 0.86811 | 0.55899 | 0.90567 | 0.84553 | 0.8393 | 0.18275 | 2293.9775 | 215.0237 | 0.95171 | 0.8545 | 0.19665 | 0.30231 | 0.12938 | 2.6377 | 6.2251 | 509.2827 | 0.0066057 | 135.2303 | 118.3723 | 13.4439 | 145.4069 | 16.8926 | 2.2601 | 69.9094 | 17.2286 | 11.8223 | 2730.1724 | 85.6984 | 89.8943 | 1481.9303 | 109.3872 | 96.4535 | 309.2706 | 276.1984 | 201.7648 | 35.6802 | 57.1554 | 0.73882 | 0.072552 | 0.18619 | 0.017471 | 0.0022562 | 7.9206e-05 | 38.426 | 10.6349 | 3.4553 | 0.88416 | 0.58334 | 0.11196 | 2.6825 | 71.6917 | 11.4536 | 0.25248 | 0.8838 | 20.9031 | 78.6718 | 28.3577 | 23.0815 | 145.2815 | 10.2632 | 0.035852 | 0.28009 | 0.90773 | 45.1502 | 16.9809 | 697.889 | 135.129 | 2.2803 | 0.085296 | 0.53458 | 0.10495 | 262.2585 | 145.8238 | 92.7702 | 64.7139 | 17.3455 | 1384.5811 | 282.7925 | 66.4939 | 75.2431 | 227.3594 | 142.3805 | 79.4336 | 74.17 | 8.3882 | 0.59806 | 0.75186 | 0.50607 | 58.0101 | 5.9953 | 1.6432 | 2.5908 | 0.1679 | 7.4087e-05 | 37.756 | 1.0685 | 0.24755 | 0.20566 | 0.17033 | 3.5778 | 0.95621 | 1.0022 | 0.53397 | 71.8427 | 17.5566 | 38.072 | 9.4886 | 155.6917 | 171.7947 | 1773.3673 | 231.0987 | 290.9257 | 153.6021 | 914.7421 | 378.509 | 80.3101 | 365.676 | 0.0026312 | 0.3227 | 0.19705 | 0.061802 | 0.0092675 | 0.0059756 | 2.3243e-05 | 0.0023757 | 28.7906 | 10.4718 | 0.9715 | 0.13904 | 2.2655 | 6.2943 | 304.7723 | 68.3114 | 3.0386 | 5.1044 | 154.0303 | 10.2327 | 123.8389 | 52.1072 | 34.4343 | 102.784 | 729.3952 | 56.0192 | 702.7627 | 9.0135 | 131.6248 | 726.5438 | 168.4141 | 83.8674 | 55.0356 | 75.0205 | 209.9117 | 62.7204 | 8.36 | 168.3387 | 86.7049 | 11.9433 | 49.619 | 689.8063 | 6.0367 | 70.4106 | 58.3602 | 161.4099 | 244.0439 | 81.0996 | 52.0925 | 31.8853 | 48.5903 | 0.01095 | 0.0011908 | 0.3121 | 33.0192 | 2.2682 | 13.221 | 2.6698 | 299.3166 | 10.2401 | 4.8707 | 0.4097 | 6708.3594 | 861.6753 | 1551.8779 | 1094.5318 | 30.7153 | 1.0225 | 22.4505 | 2.7541 | 4668.7664 | 1769.668 | 630.7748 | 104.4297 | 139.4567 | 10.3248 | 156.6668 | 0.0012747 | 32.166 | 0.14823 | 12.2586 | 73.1177 | 3.5358 | 58.0612 | 201.4955 | 0.10504 | 0.31575 | 2.8298 | 2.8814 | 0.24457 | 0.21876 | 1.3124 | 0.19325 | 31.4022 | 0.002951 | 15.0929 | 292.4699 | 0.023256 | 126.2561 | 5.7457 | 0.045244 | 0.63253 | 0.26456 | 4.8109 | 0.090647 | 1.8492 | 0.98831 | 1.6083 | 0.01883 | 0.11796 | 0.052764 | 4.15 | 0.037458 | 0.55024 | 0.20365 | 7.8248 | 0.00046775 | 0.0033933 | 0.0032786 | 5.0198 | 0.021713 | 0.38864 | 0.2388 | 0.24827 | 0.0011325 | 0.021902 | 0.012202 | 1.3249 | 0.0056908 | 0.092537 | 0.058087 | 0.78181 | 0.0036489 | 0.043631 | 0.19298 | 0.52905 | 0.29111 | 0.99765 | 291.1676 | 0.016229 | 1.9693 | 0.012177 | 5.0959 | 4.031 | 2.5852 | 202.1416 | 0.39202 | 10.9011 | 8.909 | 12.699 | 104263.4275 | 8.7825 | 351.6509 | 8.4121 | 3.9903 | 2.2373 | 2.0147 | 2.5429 | 1.6246 | 2.0008 | 14.8261 | 4.0016 | 0.75796 | 7.3794 | 2.9506 | 254.1344 | 8.6768 | 0.48006 | 18.9371 | 28.2698 | 668.6777 | 58.8099 | 4.782 | 2.8124 | 8.2717 | 8.2189 | 0.28067 | 1.3494 | 5.6875 | 7.1037 | 5.9277 | 0.0022624 | 0.0012112 | 0.0039323 | 1.5999 | 8.8329e-05 | 0.0064667 | 5.7205e-05 | 0.019608 | 0.0025706 | 0.008158 | 13.9882 | 0.00074056 | 0.69322 | 0.33019 | 8.4251 | 1.3405 | 0.034359 | 1.4106 | 0.33223 | 0.018174 | 0.0072429 | 0.0073097 | 0.003332 | 0.0058502 | 0.0069301 | 0.061477 | 0.067162 | 0.0036828 | 0.032263 | 0.010366 | 1.0782 | 0.00043777 | 0.00044516 | 0.092065 | 0.12218 | 3.0873 | 0.27966 | 0.019929 | 0.04238 | 0.025657 | 0.03501 | 0.0010706 | 0.0049611 | 0.02142 | 0.026069 | 0.026773 | 0.041267 | 0.018969 | 0.059336 | 19.4809 | 0.0012727 | 0.098444 | 0.00077279 | 0.44868 | 0.045501 | 0.15246 | 7.4221 | 0.010672 | 21.0758 | 14.2497 | 520.6083 | 27.9065 | 1.9023 | 28.0847 | 13.4191 | 0.93835 | 0.10354 | 0.091585 | 0.05789 | 0.10012 | 0.17551 | 1.7539 | 1.442 | 0.040602 | 0.8205 | 0.15371 | 18.7114 | 0.0037262 | 0.0034069 | 10.9471 | 4.7195 | 165.4882 | 14.0693 | 1.6115 | 0.61025 | 0.42979 | 0.56673 | 0.019231 | 0.092869 | 0.33917 | 1.1695 | 1.0482 | 0.028675 | 0.011184 | 0.013773 | 6.3771 | 0.00080823 | 0.22265 | 0.00053379 | 1.0026 | 0.065615 | 0.12279 | 5.8719 | 0.0083302 | 16.6557 | 7.9398 | 583.8031 | 18.3161 | 1.8981 | 18.138 | 8.8313 | 0.585 | 0.16532 | 0.23933 | 0.031848 | 0.11322 | 0.076423 | 2.0814 | 0.61496 | 0.18654 | 0.53369 | 0.21751 | 13.1276 | 0.0027481 | 0.0030264 | 4.2222 | 2.8255 | 66.2674 | 8.2734 | 3.3399 | 0.27191 | 0.2851 | 0.68312 | 0.012265 | 0.052958 | 0.20401 | 1.1249 | 1.1955 | 692.5925 | 271.3755 | 250.8491 | 230.8814 | 56.0223 | 97.0958 | 42.0108 | 2894.4747 | 314.9227 | 89.2885 | 18.287 | 125.4272 | 10.3288 | 229.3545 | 105.6634 | 13.0839 | 60.929 | 0.37195 | 2310.888 | 2.2184 | 5.6622 | 1.5963 | 2.628 | 11.7183 | 0.50207 | 0.72546 | 2.9417 | 0.26688 | 6.7786 | 0.23061 | 0.001524 | 0.036157 | 0.013709 | 0.24698 | 2.0332 | 2.5645 | 4.6115 | 1.1044 | 0.79813
12 | 0.143 | 0.021384 | 0.028161 | 1.417 | 0.99929 | 0.99385 | 0.66991 | 0.062181 | 0.83171 | 0.50852 | 0.80546 | 0.76518 | 0.80504 | 0.16739 | 1480.7415 | 166.5726 | 0.94547 | 0.86941 | 0.15257 | 0.17932 | 0.36146 | 0.37237 | 4.3483 | 144.1659 | 0.0023148 | 158.5755 | 108.1265 | 16.3725 | 153.6407 | 16.6839 | 2.2821 | 50.6272 | 13.42 | 13.0203 | 2382.5249 | 77.4906 | 100.2562 | 1639.5721 | 111.2988 | 79.8547 | 276.1594 | 272.326 | 231.8998 | 28.5038 | 58.8759 | 0.86614 | 0.10056 | 0.14198 | 0.018563 | 0.0018327 | 9.39e-05 | 32.2881 | 13.0734 | 3.0272 | 1.0115 | 0.57166 | 0.10285 | 2.8396 | 69.5834 | 9.1627 | 0.30323 | 0.90372 | 25.6987 | 121.6786 | 35.6568 | 22.826 | 139.9262 | 9.9485 | 0.031463 | 0.27907 | 0.82341 | 35.3427 | 21.6906 | 615.5816 | 124.138 | 2.4425 | 0.093559 | 0.56835 | 0.092651 | 325.9231 | 165.9906 | 79.5915 | 59.3481 | 13.8765 | 1272.5682 | 274.9052 | 100.3581 | 78.5038 | 220.3791 | 171.8961 | 90.4913 | 90.7655 | 7.3366 | 0.70952 | 0.76964 | 0.26345 | 68.6855 | 6.8423 | 1.6187 | 2.2566 | 0.17097 | 9.2579e-05 | 36.4881 | 1.3301 | 0.20532 | 0.23606 | 0.15493 | 3.0599 | 0.9661 | 1.2868 | 0.48664 | 80.0189 | 13.4562 | 34.463 | 9.5664 | 128.2799 | 144.6002 | 2062.4238 | 250.5895 | 355.1821 | 171.3551 | 843.8378 | 398.8023 | 86.9598 | 380.8939 | 0.28915 | 0.022657 | 0.060118 | 0.086177 | 0.010647 | 0.0053818 | 2.1017e-05 | 0.0022407 | 33.0562 | 12.5176 | 1.0454 | 0.19675 | 2.4134 | 4.5344 | 402.169 | 89.4372 | 4.1753 | 4.5242 | 151.802 | 8.6066 | 115.7607 | 52.7776 | 31.7274 | 85.2466 | 617.3083 | 73.8855 | 659.7039 | 9.9427 | 129.5581 | 709.0607 | 147.5339 | 92.5387 | 47.773 | 58.8377 | 245.0107 | 48.4026 | 7.8387 | 203.2307 | 84.1672 | 12.0419 | 41.2027 | 630.3568 | 6.3822 | 79.8916 | 71.7866 | 164.1428 | 313.3287 | 77.0819 | 55.1048 | 33.9528 | 51.7122 | 0.011519 | 0.0012388 | 0.27296 | 31.6071 | 2.4762 | 13.1672 | 2.3516 | 225.4606 | 11.0167 | 5.2394 | 0.58059 | 7211.5128 | 772.7913 | 1238.6231 | 1483.8542 | 28.7617 | 1.0703 | 22.1077 | 3.1478 | 5738.6328 | 1197.7068 | 623.5368 | 89.623 | 119.3573 | 7.7696 | 163.9256 | 0.0014779 | 33.3009 | 0.16548 | 14.1546 | 77.2039 | 4.784 | 58.1161 | 213.4561 | 0.11265 | 0.25823 | 1.4329 | 3.5627 | 0.15122 | 0.22933 | 1.195 | 0.14237 | 34.2988 | 0.0027273 | 14.2417 | 278.8674 | 0.023951 | 125.1742 | 5.5519 | 0.046555 | 0.63063 | 0.25792 | 4.9836 | 0.09457 | 1.7893 | 1.0859 | 1.5108 | 0.01908 | 0.12084 | 0.05569 | 4.2251 | 0.037861 | 0.54084 | 0.2134 | 8.2829 | 0.00043597 | 0.0032501 | 0.0027232 | 5.1387 | 0.018163 | 0.38282 | 0.21173 | 0.257 | 0.0010878 | 0.019686 | 0.012467 | 1.2032 | 0.0053426 | 0.099564 | 0.050709 | 0.69284 | 0.0037733 | 0.048618 | 0.18911 | 0.51084 | 0.26994 | 0.97227 | 295.4904 | 0.015028 | 1.9322 | 0.011177 | 4.6419 | 3.6669 | 2.6605 | 206.4675 | 0.38132 | 9.3783 | 9.283 | 12.6651 | 115680.4021 | 8.4287 | 297.9645 | 8.9861 | 4.7419 | 1.9408 | 1.8825 | 2.6093 | 1.5099 | 1.8845 | 12.9298 | 3.7223 | 0.64489 | 8.8134 | 2.8262 | 274.9698 | 9.1507 | 0.45321 | 17.1462 | 24.998 | 587.9773 | 70.4547 | 4.7469 | 2.9612 | 8.151 | 8.3424 | 0.27998 | 1.1368 | 5.3499 | 7.4139 | 6.1347 | 0.002116 | 0.0013119 | 0.0039924 | 1.4374 | 8.86e-05 | 0.0065662 | 5.785e-05 | 0.018013 | 0.0027432 | 0.0079791 | 13.8667 | 0.00072926 | 0.67483 | 0.29956 | 8.6849 | 1.3234 | 0.040318 | 1.3816 | 0.28026 | 0.02001 | 0.0077503 | 0.0066342 | 0.0037669 | 0.0057492 | 0.0065465 | 0.062395 | 0.080306 | 0.0038197 | 0.034634 | 0.009581 | 1.0572 | 0.00047023 | 0.00043033 | 0.10776 | 0.11732 | 2.8198 | 0.33091 | 0.022655 | 0.050783 | 0.025278 | 0.034318 | 0.0011725 | 0.0055708 | 0.019545 | 0.02716 | 0.02587 | 0.037664 | 0.016455 | 0.058861 | 16.4712 | 0.0012371 | 0.10641 | 0.00084275 | 0.37713 | 0.053386 | 0.15619 | 7.7682 | 0.012254 | 21.6082 | 14.6145 | 481.1319 | 28.0179 | 1.9345 | 28.432 | 15.2928 | 0.8235 | 0.11988 | 0.099424 | 0.052067 | 0.098765 | 0.16003 | 1.9653 | 1.4191 | 0.047913 | 0.80861 | 0.16762 | 17.7553 | 0.0032576 | 0.0037753 | 9.4233 | 5.0161 | 153.7183 | 13.8079 | 1.697 | 0.66059 | 0.45632 | 0.55824 | 0.018812 | 0.087774 | 0.34586 | 1.0373 | 1.0467 | 0.029131 | 0.011757 | 0.015227 | 7.6284 | 0.0007845 | 0.23815 | 0.00054216 | 0.85815 | 0.070408 | 0.12118 | 5.4415 | 0.0084435 | 16.5121 | 7.4808 | 559.5434 | 20.5601 | 1.6533 | 19.7306 | 7.5077 | 0.51952 | 0.1577 | 0.2345 | 0.028078 | 0.10728 | 0.078894 | 1.771 | 0.61671 | 0.18138 | 0.50245 | 0.19854 | 13.4177 | 0.0028824 | 0.0032239 | 3.7689 | 3.1385 | 68.188 | 7.5261 | 3.0924 | 0.24259 | 0.27543 | 0.67782 | 0.01321 | 0.049559 | 0.21131 | 1.2709 | 1.0985 | 811.125 | 357.7219 | 233.2277 | 212.3917 | 67.3454 | 94.7303 | 45.1085 | 3320.7265 | 260.6448 | 101.3094 | 19.9966 | 122.1634 | 9.0723 | 225.2595 | 108.4771 | 12.5011 | 64.2824 | 0.44548 | 3519.6595 | 2.8055 | 7.2765 | 1.4646 | 2.8148 | 11.3007 | 0.4237 | 1.0004 | 3.7407 | 0.24564 | 6.5573 | 0.19728 | 0.001703 | 0.040945 | 0.011309 | 0.2742 | 2.2595 | 2.2964 | 4.9416 | 1.9361 | 1.3465
13 | 0.17766 | 0.016273 | 0.020791 | 1.2672 | 0.99842 | 0.99222 | 0.72536 | 0.078872 | 0.80017 | 0.61986 | 0.66346 | 0.74803 | 0.78676 | 0.21077 | 1498.9676 | 426.1696 | 0.93651 | 0.84668 | 0.18373 | 0.2936 | 0.36951 | 2.0324 | 4.9746 | 448.1004 | 0.0074974 | 133.8302 | 126.3222 | 12.268 | 163.4944 | 14.4925 | 2.1851 | 63.3759 | 15.5573 | 11.0366 | 2493.9428 | 92.5456 | 93.7369 | 1666.5539 | 120.7772 | 92.821 | 294.9431 | 282.948 | 200.0909 | 29.651 | 45.4567 | 0.89133 | 0.18472 | 0.31772 | 0.01803 | 0.0017764 | 6.8087e-05 | 31.3833 | 11.1947 | 3.1601 | 1.0252 | 0.59925 | 0.095199 | 2.4113 | 57.0564 | 9.8863 | 0.27519 | 0.88907 | 23.2277 | 126.6055 | 27.2991 | 17.9483 | 156.5757 | 8.5317 | 0.036761 | 0.24779 | 0.86782 | 39.3128 | 15.2111 | 528.158 | 101.4965 | 3.1748 | 0.11489 | 0.61562 | 0.086573 | 283.7123 | 143.6378 | 85.1264 | 61.643 | 13.6481 | 1133.686 | 269.0382 | 83.7909 | 71.7328 | 294.8823 | 138.7757 | 80.8945 | 86.4556 | 8.4753 | 0.61037 | 0.71424 | 0.18333 | 67.8214 | 4.9504 | 1.9188 | 2.6527 | 0.1775 | 6.5562e-05 | 29.5234 | 1.1543 | 0.22395 | 0.23239 | 0.12381 | 3.1306 | 0.96239 | 1.1156 | 0.38189 | 85.5329 | 18.0621 | 37.1391 | 9.0884 | 121.3784 | 188.8303 | 1734.4841 | 223.8277 | 358.636 | 166.8598 | 822.2795 | 347.468 | 96.0115 | 395.1686 | 0.043073 | 0.058554 | 0.18471 | 0.07532 | 0.0077666 | 0.0054945 | 2.8581e-05 | 0.0022605 | 27.5752 | 11.1957 | 0.83963 | 0.20241 | 2.2178 | 5.4929 | 312.1091 | 70.719 | 3.8306 | 5.8509 | 148.1622 | 9.8147 | 140.2592 | 43.0278 | 33.0126 | 82.9601 | 746.0664 | 65.8103 | 734.2012 | 8.5109 | 105.3096 | 669.1724 | 150.4307 | 97.5354 | 58.3706 | 61.2864 | 253.8734 | 47.0131 | 9.4553 | 171.5736 | 94.3969 | 11.7656 | 46.422 | 571.7275 | 6.414 | 68.1851 | 66.3073 | 186.8831 | 294.0228 | 91.8932 | 47.8765 | 29.4083 | 39.8608 | 0.010283 | 0.0011256 | 0.28218 | 30.533 | 2.6643 | 11.9995 | 3.3153 | 321.9744 | 10.6083 | 6.0468 | 0.48179 | 6475.9449 | 810.5815 | 1387.5871 | 1074.6514 | 26.8037 | 1.2689 | 20.883 | 2.8534 | 5996.8856 | 1610.1844 | 541.6414 | 94.7575 | 127.2119 | 9.1697 | 146.7085 | 0.0012464 | 28.9678 | 0.17264 | 14.7445 | 85.8853 | 4.9566 | 89.0116 | 232.0665 | 0.11898 | 0.25766 | 2.9113 | 3.3314 | 0.31308 | 0.26813 | 0.85969 | 0.18808 | 30.8474 | 0.0028991 | 12.7734 | 305.0274 | 0.023181 | 131.4522 | 5.5708 | 0.047068 | 0.64099 | 0.26188 | 4.9785 | 0.092058 | 1.8333 | 1.056 | 1.554 | 0.02 | 0.11553 | 0.055255 | 4.3629 | 0.036083 | 0.51573 | 0.20447 | 7.7282 | 0.00043976 | 0.0035104 | 0.0031585 | 5.4997 | 0.021821 | 0.37201 | 0.22682 | 0.27147 | 0.0011814 | 0.021538 | 0.013297 | 1.1169 | 0.0051801 | 0.095351 | 0.052312 | 0.73044 | 0.0035942 | 0.041121 | 0.16979 | 0.54347 | 0.29854 | 1.1845 | 254.6577 | 0.015621 | 1.9516 | 0.012908 | 4.1198 | 5.823 | 2.7787 | 187.0573 | 0.25711 | 9.6167 | 9.4225 | 14.5954 | 123152.821 | 8.9962 | 354.5288 | 9.69 | 4.2178 | 2.1557 | 2.0311 | 2.9381 | 1.7507 | 1.9232 | 14.7596 | 4.2837 | 0.76519 | 7.6868 | 2.9988 | 260.2319 | 8.4155 | 0.41614 | 18.7039 | 28.7186 | 618.4758 | 61.3578 | 4.9002 | 3.0757 | 7.9444 | 7.5658 | 0.29041 | 1.2354 | 5.0163 | 7.7522 | 6.2443 | 0.001906 | 0.0011321 | 0.0043675 | 1.5724 | 9.0073e-05 | 0.0074207 | 5.9109e-05 | 0.01988 | 0.0026342 | 0.0073558 | 12.4868 | 0.00079758 | 0.63817 | 0.32077 | 7.6502 | 1.1648 | 0.035836 | 1.326 | 0.31199 | 0.020811 | 0.0070531 | 0.0069848 | 0.0034685 | 0.0054419 | 0.0074937 | 0.059039 | 0.070245 | 0.0037901 | 0.035235 | 0.0099301 | 1.2442 | 0.00044336 | 0.00039975 | 0.09546 | 0.11064 | 2.7093 | 0.28672 | 0.021483 | 0.047243 | 0.024682 | 0.033655 | 0.0010831 | 0.0048495 | 0.021263 | 0.024081 | 0.026736 | 0.040779 | 0.01636 | 0.060814 | 17.1087 | 0.0012195 | 0.096053 | 0.00090786 | 0.38185 | 0.052139 | 0.14433 | 6.9927 | 0.011196 | 20.153 | 12.9582 | 515.0949 | 26.6797 | 1.7658 | 29.2731 | 14.6446 | 0.85397 | 0.10839 | 0.10755 | 0.053714 | 0.097262 | 0.16582 | 1.9897 | 1.3412 | 0.042818 | 0.76814 | 0.17455 | 21.1095 | 0.0034614 | 0.0036783 | 10.4527 | 4.8267 | 147.8566 | 13.5352 | 1.6729 | 0.61352 | 0.46326 | 0.59417 | 0.019911 | 0.089257 | 0.38608 | 1.1583 | 1.0247 | 0.026867 | 0.011568 | 0.014554 | 6.7089 | 0.00076824 | 0.23137 | 0.00059589 | 0.88052 | 0.067432 | 0.11585 | 5.0507 | 0.0088648 | 14.9414 | 7.9896 | 536.8703 | 17.7697 | 1.945 | 20.611 | 8.378 | 0.56405 | 0.1618 | 0.19859 | 0.027592 | 0.1 | 0.073768 | 1.7627 | 0.57965 | 0.16652 | 0.4492 | 0.2158 | 12.9793 | 0.0029478 | 0.0032346 | 3.8968 | 2.98 | 60.4756 | 8.4912 | 3.2715 | 0.27783 | 0.29668 | 0.66527 | 0.013573 | 0.047757 | 0.24443 | 1.2513 | 1.2269 | 709.7482 | 304.6075 | 200.4616 | 226.3047 | 63.2264 | 105.0849 | 37.1837 | 3883.7454 | 280.7635 | 86.5064 | 17.6083 | 104.7329 | 9.029 | 214.5174 | 84.9765 | 10.8758 | 53.3794 | 0.466 | 3022.6904 | 2.3385 | 6.1095 | 2.141 | 2.6642 | 12.2092 | 0.51673 | 0.8734 | 4.4513 | 0.265 | 12.8851 | 0.11165 | 0.0010656 | 0.051658 | 0.0080761 | 0.29917 | 2.5302 | 2.0177 | 3.6637 | 1.8606 | 1.5022
14 | 0.14609 | 0.036871 | 0.011509 | 1.4398 | 0.99305 | 0.99991 | 0.9048 | 0.090444 | 0.85617 | 0.63706 | 0.69181 | 0.82327 | 0.82659 | 0.2231 | 1925.5328 | 254.2632 | 0.9353 | 0.81777 | 0.14845 | 0.21105 | 0.44529 | 3.1526 | 4.256 | 362.3095 | 0.0029734 | 150.7383 | 95.6974 | 15.9927 | 156.2841 | 13.2897 | 1.9717 | 59.0358 | 17.7824 | 11.9345 | 2815.327 | 80.1683 | 98.2888 | 1582.3121 | 103.8586 | 89.0917 | 304.1144 | 226.6429 | 214.7729 | 33.0542 | 45.7581 | 0.79311 | 0.24505 | 0.12587 | 0.015311 | 0.0016912 | 7.6612e-05 | 32.6683 | 12.2366 | 2.8444 | 0.95421 | 0.49071 | 0.091397 | 2.1623 | 51.6049 | 5.7499 | 0.32867 | 0.89646 | 17.1824 | 85.5908 | 32.3346 | 20.4523 | 137.4559 | 8.8083 | 0.034402 | 0.25661 | 0.63695 | 41.754 | 20.5606 | 682.4797 | 121.9094 | 3.2386 | 0.089533 | 0.63592 | 0.091027 | 300.4747 | 150.9214 | 90.5471 | 62.655 | 14.6139 | 1099.1792 | 252.8343 | 72.472 | 87.2222 | 275.9535 | 158.6293 | 89.5899 | 92.8378 | 8.0041 | 0.50911 | 0.62118 | 0.40304 | 61.7828 | 6.5151 | 1.8238 | 2.2142 | 0.18743 | 6.9292e-05 | 33.7999 | 0.84239 | 0.23052 | 0.18849 | 0.17751 | 2.9041 | 0.95896 | 0.93247 | 0.5184 | 105.2972 | 14.9357 | 38.7423 | 8.451 | 133.1584 | 116.2422 | 2145.552 | 247.1121 | 314.5608 | 180.7694 | 711.9161 | 396.9798 | 90.8438 | 388.3238 | 0.088598 | 0.28365 | 0.12409 | 0.077916 | 0.0099088 | 0.0069851 | 1.9228e-05 | 0.0025859 | 33.1249 | 13.0517 | 0.80697 | 0.1536 | 2.5491 | 5.2773 | 423.7296 | 68.5827 | 2.5605 | 4.3916 | 135.8136 | 10.1433 | 132.784 | 47.4548 | 34.9961 | 82.4819 | 770.6934 | 67.4446 | 686.4374 | 8.8115 | 139.83 | 767.5093 | 129.3891 | 106.7106 | 60.4919 | 66.399 | 196 | 55.6532 | 8.1169 | 151.7764 | 81.5139 | 12.5889 | 41.76 | 552.837 | 7.4429 | 84.5087 | 56.3416 | 177.7644 | 251.3749 | 72.3866 | 49.7929 | 30.161 | 45.684 | 0.012374 | 0.0010801 | 0.25753 | 37.5437 | 2.5239 | 10.5554 | 2.621 | 261.4488 | 9.4579 | 4.9433 | 0.61472 | 5931.5946 | 886.1065 | 1532.3414 | 1026.4039 | 32.6463 | 0.89865 | 24.1806 | 2.9383 | 4935.1129 | 1408.6543 | 553.3494 | 93.7284 | 155.9385 | 8.5677 | 194.5122 | 0.0015694 | 36.948 | 0.18499 | 13.6041 | 58.5734 | 6.2126 | 87.0628 | 210.4385 | 0.12388 | 0.2868 | 2.1186 | 3.6141 | 0.14324 | 0.21638 | 1.2518 | 0.17059 | 32.2558 | 0.0029689 | 13.8496 | 281.5369 | 0.024143 | 126.6176 | 4.9916 | 0.04691 | 0.6692 | 0.27666 | 5.0743 | 0.095155 | 1.6095 | 1.1302 | 1.3957 | 0.019481 | 0.10992 | 0.05162 | 4.5875 | 0.039585 | 0.50697 | 0.20778 | 8.6291 | 0.00047403 | 0.0035541 | 0.0032137 | 5.3891 | 0.018994 | 0.36474 | 0.23121 | 0.24624 | 0.0011082 | 0.022785 | 0.014171 | 1.266 | 0.004994 | 0.10039 | 0.055152 | 0.70801 | 0.0033197 | 0.043223 | 0.17521 | 0.53098 | 0.25304 | 1.1408 | 318.7662 | 0.013143 | 1.9972 | 0.01246 | 3.8244 | 4.4367 | 3.1478 | 202.8785 | 0.4952 | 10.8328 | 9.5445 | 12.8563 | 120885.5879 | 8.1398 | 301.127 | 8.7631 | 4.1668 | 2.1148 | 1.9233 | 2.8578 | 1.771 | 2.012 | 14.1902 | 4.4087 | 0.65073 | 8.3991 | 2.5703 | 261.744 | 7.7893 | 0.41936 | 16.799 | 26.0739 | 647.9074 | 62.9227 | 4.6246 | 2.9732 | 8.5371 | 7.6428 | 0.24096 | 1.306 | 5.1548 | 7.3416 | 5.7258 | 0.0019189 | 0.0013283 | 0.0041589 | 1.6383 | 8.5532e-05 | 0.0075253 | 6.4525e-05 | 0.020204 | 0.0024512 | 0.0083176 | 13.2643 | 0.00071445 | 0.57722 | 0.29616 | 7.5798 | 1.295 | 0.039113 | 1.186 | 0.29663 | 0.019123 | 0.0068913 | 0.0067111 | 0.0032081 | 0.0055693 | 0.0067036 | 0.055974 | 0.069282 | 0.003942 | 0.029996 | 0.010564 | 1.0242 | 0.00044159 | 0.00044875 | 0.09836 | 0.12135 | 2.7478 | 0.3128 | 0.019306 | 0.045069 | 0.026253 | 0.037982 | 0.0011835 | 0.0050874 | 0.021798 | 0.027278 | 0.022514 | 0.04154 | 0.015797 | 0.053891 | 16.9799 | 0.0011681 | 0.10118 | 0.00083136 | 0.37389 | 0.048823 | 0.15495 | 8.0178 | 0.011685 | 23.4773 | 13.2434 | 486.0747 | 28.8844 | 1.8013 | 27.8307 | 12.8631 | 0.86247 | 0.10748 | 0.097195 | 0.059381 | 0.095193 | 0.16189 | 1.8549 | 1.3282 | 0.046719 | 0.83231 | 0.15821 | 20.94 | 0.0032345 | 0.0032178 | 9.6382 | 5.1404 | 158.1268 | 13.1822 | 1.8418 | 0.62643 | 0.44436 | 0.59947 | 0.019797 | 0.097595 | 0.33569 | 1.0267 | 0.99773 | 0.026362 | 0.010214 | 0.014412 | 7.1986 | 0.00081715 | 0.20576 | 0.00053927 | 0.97471 | 0.061975 | 0.12867 | 5.1718 | 0.0081333 | 14.5637 | 7.6942 | 513.7897 | 17.5588 | 1.8153 | 18.0548 | 9.1198 | 0.48458 | 0.1604 | 0.22473 | 0.031589 | 0.11153 | 0.077744 | 2.0283 | 0.57604 | 0.17013 | 0.4798 | 0.21411 | 12.4267 | 0.0027839 | 0.0028006 | 3.7457 | 2.8599 | 65.4069 | 8.9654 | 3.2866 | 0.23909 | 0.29608 | 0.61017 | 0.014094 | 0.055829 | 0.23532 | 1.182 | 1.202 | 643.3321 | 330.5618 | 214.1455 | 180.7265 | 70.1661 | 99.5909 | 46.9937 | 3197.7839 | 325.9072 | 78.8561 | 18.4879 | 130.8386 | 8.613 | 235.2903 | 103.6323 | 12.6774 | 57.0997 | 0.44991 | 3578.3333 | 2.5168 | 6.8425 | 1.5305 | 2.3769 | 10.0004 | 0.51996 | 0.85336 | 4.2262 | 0.28811 | 7.6907 | 0.21762 | 0.0022816 | 0.048192 | 0.009401 | 0.40398 | 1.1097 | 2.4037 | 2.4518 | 1.6539 | 1.6985
15 | 0.16422 | 0.014728 | 0.0073273 | 1.493 | 0.99591 | 0.99942 | 0.79187 | 0.08652 | 0.83835 | 0.56471 | 0.77067 | 0.73338 | 0.88185 | 0.19063 | 1807.3477 | 352.1256 | 0.95637 | 0.80795 | 0.12172 | 0.19788 | 0.31279 | 1.6892 | 2.5298 | 242.361 | 0.0033688 | 138.2018 | 110.6897 | 12.8164 | 127.517 | 14.3198 | 1.6432 | 57.5961 | 16.0548 | 14.1378 | 2889.928 | 100.677 | 86.6559 | 1900.8837 | 114.1148 | 95.3772 | 264.7282 | 243.2869 | 210.6648 | 29.4551 | 53.5966 | 0.76306 | 0.064048 | 0.33662 | 0.019174 | 0.0021454 | 9.1092e-05 | 30.4507 | 10.8975 | 3.1038 | 0.86053 | 0.62544 | 0.088107 | 2.7623 | 59.7495 | 6.7365 | 0.28077 | 0.84718 | 17.8748 | 114.4479 | 36.3628 | 19.0413 | 135.0438 | 8.9362 | 0.030488 | 0.23253 | 0.97834 | 30.7682 | 19.4741 | 543.0734 | 85.2028 | 2.7782 | 0.080059 | 0.45674 | 0.096198 | 340.2873 | 158.0694 | 93.1037 | 66.7155 | 15.3337 | 1027.9616 | 256.4812 | 82.2171 | 83.9252 | 237.7407 | 145.9037 | 84.9123 | 89.1912 | 6.9054 | 0.82037 | 0.5864 | 0.21141 | 60.2435 | 7.0773 | 1.7684 | 2.6177 | 0.1579 | 6.8057e-05 | 31.6552 | 1.1614 | 0.20213 | 0.19646 | 0.16305 | 2.9424 | 0.95386 | 1.0927 | 0.42837 | 94.0131 | 12.1926 | 26.2914 | 8.1762 | 137.9851 | 100.4821 | 1970.4861 | 263.791 | 310.9286 | 182.2049 | 893.9172 | 351.5814 | 92.769 | 443.0852 | 0.079413 | 0.19646 | 0.090285 | 0.069679 | 0.0083919 | 0.0057254 | 2.3615e-05 | 0.0019694 | 37.7641 | 13.2389 | 1.0274 | 0.16025 | 2.3594 | 4.656 | 388.3794 | 84.208 | 3.0608 | 4.9992 | 136.5668 | 7.8155 | 135.8163 | 39.2375 | 36.2457 | 96.7125 | 759.5701 | 70.6441 | 691.9425 | 8.0869 | 121.8301 | 710.7529 | 135.2018 | 99.7167 | 54.6156 | 60.371 | 207.0402 | 53.7205 | 10.1414 | 160.0387 | 86.9935 | 11.561 | 47.3566 | 640.7785 | 5.7865 | 80.1786 | 66.8182 | 213.5652 | 263.7521 | 93.2153 | 55.3312 | 33.236 | 41.5058 | 0.010339 | 0.0010004 | 0.22399 | 29.3965 | 2.37 | 11.6383 | 2.1855 | 203.1333 | 7.8516 | 5.6549 | 0.54743 | 6263.5682 | 750.1943 | 1169.7263 | 1438.4271 | 32.5385 | 1.1309 | 23.212 | 2.384 | 5092.4791 | 1656.1532 | 489.0189 | 85.9258 | 131.9055 | 8.4079 | 188.3537 | 0.0015066 | 37.9008 | 0.14696 | 12.1502 | 82.6469 | 3.1956 | 93.5901 | 181.2501 | 0.11749 | 0.20103 | 1.1101 | 2.9458 | 0.25188 | 0.2604 | 1.2228 | 0.19741 | 33.3572 | 0.0025365 | 13.0059 | 303.109 | 0.026396 | 109.2208 | 5.3772 | 0.049156 | 0.61996 | 0.25614 | 5.1553 | 0.093348 | 1.7829 | 1.1212 | 1.5358 | 0.019741 | 0.12144 | 0.051121 | 4.4213 | 0.037646 | 0.53136 | 0.21395 | 9.0267 | 0.00039765 | 0.0033037 | 0.0030028 | 5.5963 | 0.022061 | 0.34554 | 0.23657 | 0.27424 | 0.0011911 | 0.022476 | 0.013445 | 1.2901 | 0.0056276 | 0.08668 | 0.055646 | 0.70333 | 0.0038197 | 0.044875 | 0.19156 | 0.51908 | 0.27323 | 1.0447 | 369.6389 | 0.017972 | 1.9908 | 0.011555 | 4.7631 | 5.4324 | 2.2338 | 207.8664 | 0.22595 | 10.2274 | 9.3487 | 13.7317 | 111998.1355 | 9.364 | 321.1566 | 8.2292 | 3.9558 | 2.2094 | 1.796 | 2.6305 | 1.4943 | 1.9831 | 15.1615 | 4.3301 | 0.70654 | 8.3206 | 3.0703 | 270.6362 | 9.1139 | 0.41262 | 19.5812 | 27.4962 | 623.3967 | 64.0384 | 4.5117 | 2.6637 | 7.196 | 7.0016 | 0.26818 | 1.3224 | 4.768 | 6.9024 | 6.4288 | 0.0021419 | 0.0011495 | 0.0042788 | 1.4714 | 9.6711e-05 | 0.0067213 | 5.592e-05 | 0.019189 | 0.0028153 | 0.007853 | 12.917 | 0.00075172 | 0.65356 | 0.32498 | 8.3295 | 1.4007 | 0.036842 | 1.281 | 0.31319 | 0.018604 | 0.0081248 | 0.006557 | 0.0037075 | 0.0055508 | 0.0062867 | 0.0554 | 0.07658 | 0.0035345 | 0.035024 | 0.011109 | 1.2164 | 0.00041056 | 0.00048169 | 0.10109 | 0.12729 | 2.8396 | 0.3057 | 0.020691 | 0.048842 | 0.028231 | 0.032139 | 0.0012069 | 0.0051266 | 0.020618 | 0.024522 | 0.025076 | 0.042258 | 0.0168 | 0.060112 | 16.4917 | 0.0012415 | 0.096802 | 0.00091312 | 0.41303 | 0.047872 | 0.14276 | 7.4471 | 0.010364 | 20.5647 | 14.3723 | 445.1231 | 28.6512 | 1.6614 | 27.1674 | 13.0041 | 0.8846 | 0.11262 | 0.10397 | 0.055943 | 0.085772 | 0.17417 | 1.825 | 1.3002 | 0.044189 | 0.90839 | 0.16954 | 20.6683 | 0.0033841 | 0.003439 | 10.6492 | 4.7732 | 145.0617 | 12.9973 | 1.8613 | 0.60499 | 0.43715 | 0.65053 | 0.021575 | 0.083969 | 0.35737 | 1.1221 | 1.1276 | 0.025115 | 0.01187 | 0.016285 | 6.9852 | 0.00079756 | 0.22341 | 0.00059245 | 0.92412 | 0.06465 | 0.137 | 4.9729 | 0.008005 | 15.2989 | 8.4868 | 502.9338 | 20.6104 | 1.79 | 19.8654 | 8.2466 | 0.56683 | 0.14943 | 0.20868 | 0.03249 | 0.11353 | 0.084448 | 1.8471 | 0.55503 | 0.17543 | 0.49634 | 0.20088 | 12.146 | 0.0026963 | 0.0030728 | 3.4818 | 2.6581 | 56.4104 | 7.9124 | 3.3915 | 0.28414 | 0.31009 | 0.69093 | 0.012148 | 0.05364 | 0.24594 | 1.207 | 1.2746 | 700.9408 | 278.5297 | 264.2592 | 188.6851 | 53.8858 | 85.4739 | 38.5594 | 3036.7252 | 278.5476 | 80.2478 | 20.9376 | 126.3735 | 7.9958 | 247.6679 | 93.7114 | 11.2618 | 50.8279 | 0.40405 | 3714.0906 | 2.8495 | 6.5808 | 1.7916 | 2.4524 | 10.4869 | 0.42913 | 0.96507 | 4.4115 | 0.33242 | 7.9636 | 0.15252 | 0.0020493 | 0.028602 | 0.017671 | 0.25742 | 1.0161 | 1.353 | 2.593 | 1.8482 | 2.0983
16 | 0.17859 | 0.033649 | 0.012073 | 1.1029 | 0.99656 | 0.99531 | 0.73883 | 0.047603 | 0.78804 | 0.57908 | 0.60229 | 0.75823 | 0.81744 | 0.21674 | 1251.363 | 188.1681 | 0.94123 | 0.85042 | 0.17266 | 0.27511 | 0.11362 | 1.9861 | 2.8974 | 571.9595 | 0.0046098 | 163.7932 | 105.9215 | 13.6252 | 142.1126 | 16.1562 | 1.799 | 54.7379 | 15.1873 | 11.5679 | 2504.0628 | 87.6097 | 103.9573 | 1800.5647 | 118.9427 | 97.177 | 269.0372 | 247.3112 | 221.292 | 28.1764 | 56.1522 | 0.92599 | 0.14336 | 0.15781 | 0.014505 | 0.0020156 | 8.1394e-05 | 29.3842 | 12.7044 | 3.3319 | 0.80597 | 0.66083 | 0.10571 | 1.9847 | 45.3895 | 3.0415 | 0.24702 | 0.87568 | 17.4805 | 89.3966 | 26.2952 | 17.483 | 143.5561 | 9.0728 | 0.033044 | 0.28992 | 0.79807 | 27.451 | 12.1709 | 889.37 | 112.2335 | 3.083 | 0.11671 | 0.47449 | 0.11504 | 296.754 | 132.9828 | 94.8988 | 64.9822 | 16.2718 | 1100.1519 | 246.4732 | 102.5475 | 93.0078 | 281.9699 | 177.0723 | 93.2378 | 75.5652 | 7.817 | 0.53532 | 0.69367 | 0.4439 | 51.3036 | 6.0231 | 2.1947 | 2.8496 | 0.14163 | 9.3835e-05 | 27.2679 | 0.99103 | 0.2201 | 0.21626 | 0.18834 | 3.4106 | 0.95586 | 1.152 | 0.50474 | 111.294 | 12.7478 | 36.5753 | 8.4657 | 134.3666 | 197.0955 | 2248.7383 | 254.1797 | 415.2078 | 184.5391 | 755.583 | 334.7279 | 100.6552 | 430.3074 | 0.033416 | 0.17948 | 0.14988 | 0.071287 | 0.0073742 | 0.0050551 | 2.6861e-05 | 0.0025328 | 31.4721 | 14.0721 | 0.90957 | 0.19837 | 1.9434 | 6.5549 | 295.5442 | 97.4156 | 3.7272 | 4.067 | 158.6911 | 8.345 | 129.8985 | 50.615 | 30.3661 | 99.3669 | 782.5098 | 61.94 | 630.7581 | 9.8423 | 123.199 | 808.3588 | 146.3163 | 98.0142 | 50.4995 | 72.9861 | 230.3321 | 50.2788 | 7.7676 | 187.1684 | 95.1021 | 10.435 | 53.2648 | 513.8183 | 6.5394 | 65.7053 | 63.2207 | 185.0591 | 282.1139 | 78.428 | 53.1182 | 36.1826 | 47.5702 | 0.012084 | 0.0012631 | 0.2638 | 39.084 | 2.7336 | 12.3216 | 2.1483 | 278.2443 | 8.3779 | 3.8597 | 0.42571 | 6866.9367 | 972.0035 | 1275.6018 | 1272.7726 | 35.0736 | 0.6941 | 25.5869 | 3.0049 | 4495.2935 | 1305.6337 | 518.9025 | 102.8968 | 150.7366 | 8.201 | 166.8477 | 0.0016122 | 31.2574 | 0.15235 | 11.0625 | 68.6449 | 5.834 | 84.4451 | 196.7014 | 0.10653 | 0.24695 | 1.0342 | 2.5755 | 0.10211 | 0.2529 | 1.0357 | 0.14833 | 35.2239 | 0.0025437 | 14.0409 | 272.9511 | 0.023644 | 123.519 | 5.1948 | 0.042749 | 0.68724 | 0.26235 | 5.0327 | 0.095909 | 1.8071 | 1.0495 | 1.5229 | 0.01933 | 0.11246 | 0.053324 | 4.775 | 0.039146 | 0.51888 | 0.2065 | 7.6605 | 0.0004033 | 0.0037489 | 0.0031739 | 5.4666 | 0.021456 | 0.33505 | 0.21709 | 0.28094 | 0.0011567 | 0.020748 | 0.014324 | 1.1211 | 0.0057572 | 0.089178 | 0.053956 | 0.64281 | 0.0033675 | 0.045773 | 0.16435 | 0.54477 | 0.28077 | 1.003 | 302.5809 | 0.016971 | 2.0081 | 0.01105 | 3.2791 | 5.2094 | 3.0415 | 187.9395 | 0.28798 | 9.0118 | 9.6585 | 13.4896 | 118392.8699 | 8.6241 | 314.6441 | 9.3255 | 4.4791 | 1.9679 | 1.7395 | 2.5865 | 1.5505 | 1.9721 | 13.0653 | 3.9274 | 0.69914 | 8.704 | 3.0376 | 279.7407 | 8.0247 | 0.43953 | 17.8942 | 26.572 | 660.871 | 67.7881 | 4.0952 | 2.9042 | 7.0678 | 7.0987 | 0.26209 | 1.1959 | 4.8614 | 7.5504 | 6.4939 | 0.0021992 | 0.0012221 | 0.0045935 | 1.538 | 8.4182e-05 | 0.0069117 | 5.9858e-05 | 0.019016 | 0.0027975 | 0.0075413 | 13.5802 | 0.0007079 | 0.65707 | 0.30228 | 7.4009 | 1.1826 | 0.040446 | 1.2183 | 0.29249 | 0.018964 | 0.0082483 | 0.0077337 | 0.0032599 | 0.005893 | 0.006399 | 0.064118 | 0.079661 | 0.0035998 | 0.031104 | 0.011054 | 1.1119 | 0.0004632 | 0.00046867 | 0.09142 | 0.12499 | 3.0741 | 0.33015 | 0.020186 | 0.048428 | 0.027227 | 0.038236 | 0.0012 | 0.0052575 | 0.018416 | 0.024774 | 0.025405 | 0.043423 | 0.015922 | 0.055175 | 17.6387 | 0.0012984 | 0.091695 | 0.00080999 | 0.45456 | 0.048294 | 0.14593 | 7.8739 | 0.010521 | 19.8744 | 13.5317 | 450.7822 | 26.1876 | 1.6199 | 28.6952 | 14.7325 | 0.87609 | 0.11752 | 0.10221 | 0.053427 | 0.091243 | 0.17141 | 1.7817 | 1.3916 | 0.041108 | 0.85751 | 0.17528 | 19.8208 | 0.0035024 | 0.0035374 | 9.0613 | 5.2226 | 161.7762 | 13.9851 | 1.6332 | 0.61987 | 0.38752 | 0.64165 | 0.022754 | 0.094281 | 0.37169 | 1.1343 | 1.1042 | 0.024621 | 0.010678 | 0.014873 | 6.8321 | 0.00086215 | 0.20277 | 0.00060118 | 0.89976 | 0.06144 | 0.13477 | 5.6049 | 0.0090006 | 15.5935 | 8.1891 | 567.7999 | 19.503 | 1.7947 | 17.8925 | 9.0435 | 0.55263 | 0.15534 | 0.20621 | 0.027262 | 0.10509 | 0.070736 | 1.8281 | 0.54674 | 0.1909 | 0.52001 | 0.20472 | 13.0126 | 0.0032514 | 0.0028322 | 4.1945 | 2.9061 | 64.2022 | 9.0701 | 3.4534 | 0.25208 | 0.32765 | 0.64516 | 0.014331 | 0.048721 | 0.23118 | 1.1689 | 1.1377 | 808.1124 | 318.9794 | 254.1429 | 217.5828 | 64.6906 | 99.9977 | 44.1772 | 3253.391 | 308.5142 | 90.0221 | 19.8576 | 138.9904 | 9.6633 | 215.5718 | 99.7252 | 10.4971 | 51.4626 | 0.34367 | 2672.0549 | 2.3737 | 5.7564 | 2.0777 | 2.8912 | 13.5112 | 0.66216 | 0.80766 | 4.2742 | 0.2189 | 14.0356 | 0.10813 | 0.0013901 | 0.045186 | 0.016284 | 0.32346 | 1.2143 | 2.4598 | 5.6767 | 0.97495 | 0.81579
17 | 0.18333 | 0.016599 | 0.0067216 | 1.3677 | 0.99624 | 0.9949 | 0.76219 | 0.050218 | 0.80337 | 0.58507 | 0.63172 | 0.79488 | 0.85637 | 0.23012 | 2097.6455 | 298.6603 | 0.94048 | 0.81564 | 0.20498 | 0.31162 | 0.43196 | 0.60046 | 3.183 | 310.1622 | 0.0053695 | 122.1495 | 121.3228 | 14.4853 | 170.7529 | 15.8786 | 1.9869 | 66.1842 | 14.3574 | 12.7772 | 3033.4251 | 98.6886 | 105.3527 | 1857.2629 | 108.5901 | 85.0857 | 250.7944 | 285.2865 | 196.9056 | 30.6241 | 47.4736 | 0.86931 | 0.24847 | 0.08732 | 0.014859 | 0.0016434 | 7.7548e-05 | 38.1888 | 13.619 | 2.7067 | 0.7907 | 0.56033 | 0.0926 | 1.9624 | 68.9543 | 4.9009 | 0.3349 | 0.79333 | 20.0404 | 108.8596 | 37.8718 | 17.1355 | 152.267 | 8.7103 | 0.033627 | 0.29335 | 0.86037 | 34.0316 | 12.8429 | 591.3916 | 109.8562 | 3.3125 | 0.11905 | 0.40783 | 0.11837 | 232.0292 | 167.4593 | 98.3685 | 67.4824 | 14.0841 | 1310.553 | 243.9109 | 109.8767 | 73.9739 | 233.1844 | 166.9491 | 82.7612 | 88.3235 | 7.6398 | 0.63133 | 0.63923 | 0.3522 | 49.2661 | 5.6274 | 1.6932 | 2.1715 | 0.14425 | 9.0423e-05 | 32.97 | 1.0796 | 0.2378 | 0.17516 | 0.18228 | 2.7512 | 0.95746 | 1.1755 | 0.39609 | 99.6971 | 15.3087 | 31.7044 | 7.6709 | 141.1192 | 127.8927 | 1850.3291 | 235.6123 | 340.0449 | 191.3954 | 831.1112 | 373.9826 | 83.3054 | 486.3637 | 0.27598 | 0.28185 | 0.1706 | 0.063409 | 0.0083853 | 0.0051906 | 2.411e-05 | 0.0018163 | 31.9548 | 11.3273 | 1.1212 | 0.14106 | 2.7999 | 5.8174 | 325.3539 | 72.4357 | 3.2589 | 3.9846 | 122.0444 | 9.2071 | 108.7083 | 44.5844 | 31.3912 | 92.432 | 668.1861 | 70.1852 | 547.6755 | 10.1895 | 137.9135 | 649.5295 | 139.1816 | 104.053 | 48.2347 | 78.7063 | 225.3838 | 60.0201 | 9.0589 | 178.1399 | 92.7051 | 9.4744 | 54.553 | 658.5858 | 7.0286 | 77.9811 | 62.2981 | 202.4739 | 276.9189 | 75.9124 | 52.5089 | 31.0591 | 43.8637 | 0.011666 | 0.0012807 | 0.2298 | 28.3688 | 2.3251 | 8.9579 | 2.5739 | 236.7844 | 7.6584 | 6.2264 | 0.58915 | 6197.7971 | 953.1451 | 1300.6901 | 1501.2616 | 34.6111 | 1.2815 | 26.6293 | 2.8349 | 5430.5336 | 1542.566 | 611.509 | 84.7484 | 124.8287 | 9.8278 | 151.664 | 0.0014574 | 28.3874 | 0.18968 | 13.38 | 50.9434 | 4.7173 | 71.8131 | 207.8973 | 0.10918 | 0.21437 | 1.2346 | 2.7817 | 0.30802 | 0.24064 | 0.89295 | 0.1805 | 34.4956 | 0.0026101 | 13.2783 | 324.7427 | 0.024726 | 116.7893 | 5.635 | 0.046286 | 0.63567 | 0.25774 | 4.8271 | 0.097139 | 1.8015 | 1.1594 | 1.4999 | 0.020015 | 0.11273 | 0.052885 | 4.5667 | 0.040541 | 0.55715 | 0.21205 | 8.1359 | 0.00045795 | 0.0037211 | 0.0027739 | 5.2122 | 0.019913 | 0.35279 | 0.24396 | 0.2846 | 0.00123 | 0.022721 | 0.014432 | 1.2269 | 0.0048675 | 0.084932 | 0.052677 | 0.71493 | 0.0039531 | 0.04093 | 0.19453 | 0.53494 | 0.28758 | 1.1104 | 225.9589 | 0.017233 | 1.9377 | 0.012636 | 3.981 | 5.8582 | 2.8849 | 189.7752 | 0.30828 | 9.7825 | 9.0165 | 14.6938 | 122029.4098 | 8.3518 | 350.0656 | 9.171 | 4.2702 | 2.0078 | 2.0517 | 3.0258 | 1.6017 | 1.721 | 13.3157 | 3.7558 | 0.66537 | 8.1579 | 2.6605 | 266.3033 | 8.2694 | 0.47636 | 19.2905 | 27.2222 | 640.8893 | 60.3903 | 4.3224 | 2.7323 | 7.477 | 7.4242 | 0.27043 | 1.2593 | 4.8695 | 7.3067 | 6.073 | 0.0021751 | 0.0013547 | 0.0042193 | 1.4745 | 8.2466e-05 | 0.0066708 | 6.1329e-05 | 0.017091 | 0.0026836 | 0.008876 | 13.2297 | 0.00070496 | 0.60589 | 0.30748 | 8.5168 | 1.4104 | 0.038759 | 1.2373 | 0.28192 | 0.017671 | 0.0083725 | 0.0072417 | 0.0038148 | 0.0057059 | 0.0070621 | 0.060354 | 0.075096 | 0.0037545 | 0.030709 | 0.011465 | 1.2051 | 0.00040555 | 0.00039848 | 0.10815 | 0.11509 | 2.9652 | 0.32065 | 0.023168 | 0.045551 | 0.02671 | 0.033049 | 0.0012642 | 0.0051958 | 0.019687 | 0.022643 | 0.023787 | 0.039424 | 0.017361 | 0.062487 | 18.1626 | 0.0013374 | 0.103 | 0.00082307 | 0.43261 | 0.045169 | 0.13928 | 7.2764 | 0.01113 | 22.7045 | 15.4303 | 529.979 | 28.4343 | 1.8167 | 27.6465 | 14.1376 | 0.92602 | 0.10982 | 0.10088 | 0.057434 | 0.10323 | 0.1822 | 2.0239 | 1.2749 | 0.047768 | 0.86751 | 0.16252 | 19.0593 | 0.0036871 | 0.0034612 | 10.2101 | 5.5686 | 148.3382 | 14.8131 | 1.7252 | 0.67254 | 0.41127 | 0.62895 | 0.020707 | 0.088333 | 0.3352 | 1.0565 | 1.0906 | 0.027439 | 0.010973 | 0.014972 | 6.5007 | 0.00088489 | 0.19919 | 0.00063268 | 0.85429 | 0.070936 | 0.12465 | 5.501 | 0.0081774 | 17.2184 | 8.2885 | 571.0978 | 17.3271 | 1.926 | 20.4788 | 7.8101 | 0.57763 | 0.14453 | 0.22177 | 0.028474 | 0.10413 | 0.07963 | 1.7221 | 0.54009 | 0.19584 | 0.51023 | 0.19767 | 12.7456 | 0.0031941 | 0.0027008 | 4.0713 | 2.7811 | 66.9943 | 8.6711 | 3.0667 | 0.234 | 0.29064 | 0.66441 | 0.01291 | 0.051995 | 0.21472 | 1.0914 | 1.1651 | 764.95 | 339.4856 | 260.3718 | 176.2079 | 58.994 | 90.9243 | 40.3981 | 3854.3891 | 293.0309 | 82.7042 | 21.5658 | 109.0861 | 10.2234 | 194.1916 | 94.7745 | 12.2384 | 65.3421 | 0.41103 | 2790.5311 | 2.4268 | 7.4682 | 2.0254 | 2.9473 | 9.6008 | 0.57903 | 0.67716 | 2.8826 | 0.2401 | 13.5385 | 0.18398 | 0.0016541 | 0.020679 | 0.01184 | 0.36148 | 1.8159 | 1.7764 | 5.0848 | 1.4951 | 1.094
18 | 0.17095 | 0.041355 | 0.019172 | 1.1228 | 0.99296 | 0.99438 | 0.96818 | 0.031395 | 0.82801 | 0.65454 | 0.64815 | 0.77066 | 0.76695 | 0.20412 | 2028.6791 | 236.6278 | 0.95049 | 0.82207 | 0.16807 | 0.15685 | 0.17444 | 1.195 | 3.2501 | 409.521 | 0.00026056 | 154.9807 | 104.0321 | 15.3473 | 132.5452 | 17.9273 | 1.8672 | 61.2779 | 15.2085 | 12.0734 | 2605.3002 | 91.6837 | 96.6025 | 1828.1083 | 102.4766 | 88.3256 | 285.832 | 218.8375 | 225.4051 | 35.1381 | 44.1652 | 0.70321 | 0.025552 | 0.27686 | 0.019383 | 0.0022714 | 8.458e-05 | 28.4125 | 12.3463 | 2.9654 | 0.71909 | 0.67523 | 0.11842 | 2.5638 | 56.0761 | 12.0209 | 0.26012 | 0.86614 | 23.4293 | 119.6491 | 42.3913 | 21.3606 | 133.1576 | 9.8746 | 0.030727 | 0.25117 | 0.65368 | 38.755 | 12.4554 | 822.7458 | 90.0704 | 2.1712 | 0.08293 | 0.61887 | 0.12121 | 305.6548 | 153.6549 | 87.2278 | 73.298 | 17.6289 | 1281.529 | 214.9217 | 77.1285 | 89.3725 | 266.0704 | 157.552 | 86.9101 | 92.3008 | 8.8129 | 0.85373 | 0.83251 | 0.4049 | 59.6076 | 5.878 | 1.757 | 2.4757 | 0.17956 | 8.7408e-05 | 38.6788 | 1.2379 | 0.23152 | 0.18629 | 0.19491 | 3.4894 | 0.96793 | 1.053 | 0.44487 | 74.3576 | 16.9136 | 24.114 | 8.9813 | 125.9219 | 193.1686 | 1831.1336 | 226.7324 | 369.3182 | 169.1784 | 723.7889 | 364.7529 | 89.8539 | 410.4835 | 0.24527 | 0.13602 | 0.034201 | 0.077238 | 0.0090883 | 0.0055641 | 2.1647e-05 | 0.0020937 | 31.0835 | 14.39 | 0.93338 | 0.16804 | 2.7489 | 4.8356 | 394.3911 | 79.2931 | 3.4645 | 5.7467 | 127.6013 | 8.9842 | 128.1169 | 44.0403 | 33.8515 | 79.4437 | 625.8183 | 64.0792 | 579.761 | 8.3766 | 107.141 | 800.8451 | 159.9845 | 83.1525 | 62.453 | 69.1622 | 221.378 | 60.7775 | 8.2151 | 166.2097 | 90.358 | 11.0613 | 47.0905 | 666.2922 | 7.3099 | 82.9369 | 61.2419 | 179.8029 | 303.9829 | 74.4283 | 54.3046 | 28.8459 | 49.7791 | 0.0086601 | 0.0014198 | 0.29599 | 36.8305 | 2.4012 | 13.8091 | 2.055 | 284.9435 | 12.0756 | 4.6752 | 0.50294 | 7416.23 | 831.615 | 1463.5342 | 1241.6823 | 27.164 | 0.9601 | 26.9193 | 3.0396 | 4901.4005 | 1723.5207 | 486.4132 | 90.7869 | 142.8451 | 9.6133 | 170.5154 | 0.001433 | 37.6568 | 0.16408 | 14.342 | 88.9205 | 3.2832 | 50.851 | 170.9914 | 0.11163 | 0.27806 | 1.8231 | 3.4413 | 0.36622 | 0.21001 | 1.3656 | 0.17226 | 31.1681 | 0.0026987 | 12.5555 | 312.6263 | 0.026777 | 118.8966 | 5.3337 | 0.044229 | 0.61883 | 0.26675 | 4.5442 | 0.09138 | 1.739 | 1.0604 | 1.4346 | 0.01901 | 0.12415 | 0.049755 | 4.4982 | 0.03474 | 0.52859 | 0.21739 | 8.6778 | 0.00040189 | 0.0037908 | 0.002841 | 5.3318 | 0.020275 | 0.36947 | 0.23404 | 0.29166 | 0.0012618 | 0.019139 | 0.013657 | 1.1738 | 0.0054978 | 0.085982 | 0.053337 | 0.74554 | 0.0035263 | 0.047133 | 0.17424 | 0.52544 | 0.3055 | 1.0664 | 350.718 | 0.017508 | 1.9856 | 0.011899 | 4.3327 | 4.606 | 2.6204 | 195.8389 | 0.43512 | 10.3609 | 8.6732 | 14.2001 | 107287.6501 | 8.9058 | 346.9023 | 9.5765 | 4.6745 | 1.9026 | 1.9037 | 3.0603 | 1.5362 | 1.7704 | 14.5796 | 3.8713 | 0.77917 | 8.2482 | 2.8063 | 264.861 | 8.3432 | 0.4895 | 18.8528 | 24.7677 | 596.2725 | 64.4928 | 4.6363 | 2.9217 | 7.8818 | 7.2422 | 0.26436 | 1.2698 | 5.5374 | 7.4777 | 5.7882 | 0.0020807 | 0.0012056 | 0.0046078 | 1.5578 | 8.3702e-05 | 0.0063614 | 6.3465e-05 | 0.018293 | 0.0026194 | 0.0082207 | 12.089 | 0.00075765 | 0.62572 | 0.30993 | 8.1906 | 1.3824 | 0.041231 | 1.168 | 0.31741 | 0.017887 | 0.0077661 | 0.0075903 | 0.0036119 | 0.0064477 | 0.0072529 | 0.062872 | 0.070697 | 0.0038275 | 0.031857 | 0.010082 | 1.0857 | 0.00039483 | 0.00043947 | 0.096693 | 0.1236 | 3.0103 | 0.29925 | 0.022041 | 0.046431 | 0.029294 | 0.03573 | 0.0011124 | 0.0055488 | 0.022109 | 0.023005 | 0.023505 | 0.038373 | 0.017839 | 0.06204 | 18.9592 | 0.0013117 | 0.11015 | 0.00083372 | 0.44353 | 0.049282 | 0.15302 | 6.9036 | 0.010206 | 20.8206 | 14.7802 | 476.1128 | 29.7942 | 1.7034 | 29.7902 | 13.6642 | 0.89382 | 0.10514 | 0.099616 | 0.052 | 0.10237 | 0.17767 | 1.8152 | 1.5206 | 0.048744 | 0.89835 | 0.15099 | 20.1223 | 0.0033499 | 0.0032675 | 9.9428 | 4.9096 | 163.8252 | 14.3845 | 1.7917 | 0.59372 | 0.42152 | 0.66627 | 0.022023 | 0.10186 | 0.35073 | 1.0134 | 1.0309 | 0.026052 | 0.011679 | 0.014231 | 7.5545 | 0.00083259 | 0.22836 | 0.00052893 | 0.98248 | 0.062588 | 0.11484 | 5.68 | 0.0093855 | 17.4407 | 8.676 | 524.4786 | 18.7458 | 1.6913 | 20.1201 | 7.691 | 0.53837 | 0.14891 | 0.20157 | 0.030002 | 0.10857 | 0.074832 | 1.9487 | 0.55644 | 0.18986 | 0.54563 | 0.20769 | 12.0935 | 0.0031352 | 0.0029408 | 3.6717 | 3.0206 | 58.8407 | 8.0479 | 3.1518 | 0.25933 | 0.32129 | 0.69236 | 0.012652 | 0.057503 | 0.22124 | 1.3071 | 1.1598 | 678.7199 | 331.1945 | 229.7514 | 174.0339 | 65.8899 | 87.1714 | 35.8955 | 3211.8748 | 269.6374 | 87.8996 | 19.4552 | 113.9009 | 10.6062 | 250.1557 | 96.564 | 13.0292 | 61.3424 | 0.47626 | 3154.2909 | 2.4881 | 7.0874 | 2.237 | 2.209 | 10.6448 | 0.54285 | 1.0046 | 3.4304 | 0.34504 | 12.5652 | 0.12819 | 0.00090985 | 0.022641 | 0.014615 | 0.35166 | 2.0627 | 2.2212 | 4.1837 | 1.5469 | 1.6036
19 | 0.13509 | 0.023494 | 0.0042656 | 1.1477 | 0.99959 | 0.99724 | 0.93746 | 0.072962 | 0.85506 | 0.61271 | 0.70849 | 0.77842 | 0.84073 | 0.19739 | 843.3548 | 243.708 | 0.94302 | 0.78643 | 0.19295 | 0.16874 | 0.29263 | 3.0003 | 6.4358 | 738.1911 | 0.0010635 | 129.8849 | 129.5351 | 15.5629 | 160.0817 | 15.2638 | 2.0807 | 55.7868 | 16.8594 | 13.4284 | 3097.4935 | 75.0616 | 95.9485 | 1730.5519 | 116.5761 | 82.3473 | 247.5872 | 236.0799 | 215.9176 | 36.6378 | 50.5154 | 0.71961 | 0.36977 | 0.10702 | 0.016379 | 0.0021901 | 8.6269e-05 | 34.6873 | 11.5389 | 2.5387 | 0.84155 | 0.50219 | 0.086255 | 2.3861 | 63.9134 | 11.0876 | 0.33808 | 0.85628 | 21.9597 | 116.1569 | 30.3702 | 24.3519 | 121.5863 | 10.1441 | 0.038178 | 0.274 | 0.79181 | 37.4464 | 16.095 | 643.977 | 93.7356 | 2.5681 | 0.10969 | 0.49837 | 0.12329 | 315.9359 | 127.3863 | 84.2448 | 55.387 | 16.7144 | 1357.7345 | 260.1306 | 74.3176 | 80.9944 | 272.1841 | 145.1842 | 99.7434 | 80.7323 | 8.3369 | 0.75409 | 0.88074 | 0.52073 | 54.8235 | 6.6508 | 2.2255 | 2.1125 | 0.17535 | 7.9059e-05 | 34.8311 | 0.88615 | 0.2664 | 0.25657 | 0.13625 | 2.5847 | 0.96901 | 0.98541 | 0.36922 | 67.9914 | 13.9698 | 27.6874 | 9.3998 | 152.788 | 177.529 | 1891.8428 | 267.2112 | 372.0949 | 197.1631 | 702.3224 | 311.3887 | 84.6611 | 452.7992 | 0.34952 | 0.26021 | 0.11567 | 0.066071 | 0.0075288 | 0.0058742 | 2.2906e-05 | 0.0019264 | 39.0341 | 13.7072 | 1.0886 | 0.14888 | 2.6777 | 5.5392 | 328.7697 | 75.7717 | 3.188 | 3.818 | 146.0993 | 7.9759 | 111.4427 | 43.4586 | 28.6251 | 98.5533 | 631.118 | 65.411 | 721.1306 | 10.6633 | 124.0426 | 774.0217 | 136.4705 | 109.0513 | 61.5829 | 63.7324 | 213.0015 | 49.2453 | 8.0518 | 173.8813 | 79.619 | 9.6349 | 44.092 | 540.0294 | 7.2343 | 83.3841 | 68.8653 | 206.0719 | 267.4102 | 82.314 | 45.6958 | 34.5903 | 52.8979 | 0.0093457 | 0.0013131 | 0.23498 | 34.4244 | 1.9801 | 10.8366 | 3.3658 | 244.6941 | 8.9881 | 5.4277 | 0.37679 | 6145.0272 | 773.8147 | 1414.6278 | 1315.6006 | 30.3356 | 0.74395 | 20.3508 | 3.1121 | 4803.3619 | 1313.2108 | 570.9164 | 108.3821 | 145.9245 | 8.0786 | 174.8867 | 0.0011532 | 35.1246 | 0.15833 | 14.4761 | 71.8529 | 5.4866 | 77.1864 | 161.3256 | 0.10355 | 0.25269 | 2.0873 | 2.3378 | 0.17814 | 0.21301 | 1.0685 | 0.16733 | 36.6919 | 0.002785 | 13.1634 | 296.8412 | 0.025839 | 114.7029 | 5.5151 | 0.047288 | 0.64263 | 0.27162 | 4.7229 | 0.0886 | 1.8657 | 1.1004 | 1.484 | 0.01924 | 0.10905 | 0.057057 | 4.4671 | 0.038296 | 0.53581 | 0.21919 | 9.1811 | 0.00044885 | 0.0036717 | 0.0028094 | 5.1184 | 0.019323 | 0.37773 | 0.20365 | 0.24213 | 0.0011297 | 0.019629 | 0.014589 | 1.255 | 0.0056101 | 0.099075 | 0.050049 | 0.75213 | 0.0032651 | 0.04457 | 0.17288 | 0.53319 | 0.29256 | 1.075 | 237.9713 | 0.014604 | 1.9867 | 0.011917 | 4.8126 | 5.5412 | 3.0856 | 199.8565 | 0.32842 | 10.3891 | 8.6396 | 13.3799 | 119371.0691 | 7.9414 | 331.3303 | 8.4986 | 4.089 | 1.9866 | 2.1122 | 2.9109 | 1.5673 | 1.829 | 12.7754 | 4.1134 | 0.74174 | 7.5084 | 2.5292 | 246.0345 | 8.1734 | 0.44557 | 18.2979 | 27.9792 | 641.9099 | 66.4183 | 4.465 | 3.0384 | 8.1928 | 8.0616 | 0.27675 | 1.1737 | 4.9668 | 6.3639 | 6.0006 | 0.0020554 | 0.0011708 | 0.0039152 | 1.3775 | 8.7324e-05 | 0.0069679 | 6.3632e-05 | 0.019415 | 0.0023702 | 0.0084891 | 12.2967 | 0.00067519 | 0.64643 | 0.2755 | 8.392 | 1.2178 | 0.034591 | 1.4007 | 0.32837 | 0.019972 | 0.0080135 | 0.0071414 | 0.0032253 | 0.006539 | 0.0066102 | 0.057934 | 0.073802 | 0.0035518 | 0.029732 | 0.0096865 | 1.2213 | 0.00042291 | 0.00042856 | 0.10363 | 0.11992 | 2.5927 | 0.28469 | 0.023267 | 0.045951 | 0.026516 | 0.036214 | 0.0012459 | 0.0056799 | 0.020777 | 0.023303 | 0.024635 | 0.04055 | 0.018428 | 0.057321 | 19.763 | 0.0011951 | 0.091412 | 0.0007804 | 0.43832 | 0.046555 | 0.16395 | 7.5923 | 0.011 | 23.7266 | 14.9823 | 461.4886 | 30.7393 | 1.6299 | 26.7056 | 14.3787 | 0.96466 | 0.1108 | 0.10609 | 0.049886 | 0.10092 | 0.16396 | 1.9363 | 1.3562 | 0.043574 | 0.82274 | 0.15271 | 19.426 | 0.0035755 | 0.0033063 | 9.4631 | 5.4627 | 169.6826 | 15.3763 | 1.642 | 0.58032 | 0.43806 | 0.65912 | 0.020548 | 0.10024 | 0.3624 | 1.124 | 1.0048 | 0.027841 | 0.011462 | 0.014672 | 6.4983 | 0.00087916 | 0.20918 | 0.00061342 | 0.89319 | 0.060923 | 0.12055 | 5.9303 | 0.0090676 | 16.0706 | 8.8189 | 545.8794 | 18.5338 | 1.6377 | 18.4384 | 7.6162 | 0.547 | 0.16385 | 0.20549 | 0.027119 | 0.10188 | 0.073078 | 1.8232 | 0.65006 | 0.1832 | 0.45348 | 0.22595 | 11.2776 | 0.0030841 | 0.0027577 | 4.0009 | 3.1023 | 58.1006 | 8.5778 | 3.2241 | 0.26222 | 0.28002 | 0.72812 | 0.014381 | 0.056877 | 0.23716 | 1.121 | 1.2416 | 661.7261 | 346.5755 | 205.2348 | 196.7103 | 62.0708 | 114.5397 | 38.7382 | 2984.3471 | 253.1595 | 97.0615 | 21.319 | 133.3014 | 8.8612 | 225.6137 | 97.304 | 10.2296 | 51.8788 | 0.38936 | 3344.4109 | 2.7288 | 7.0154 | 1.7618 | 3.1202 | 12.1344 | 0.58894 | 0.71233 | 3.9463 | 0.30862 | 8.6742 | 0.12098 | 0.0012779 | 0.054181 | 0.0086844 | 0.34028 | 1.3331 | 0.999 | 2.3138 | 0.83846 | 1.2296

## ngA-Senegal-results
Element | N recovery | P recovery | K recovery | TEA results | LCA results
Feature | Total N [% N] | Total P [% P] | Total K [% K] | Annual net cost [USD/cap/yr] | GlobalWarming [kg CO2-eq/cap/yr] | H_Ecosystems [points/cap/yr] | H_Health [points/cap/yr] | H_Resources [points/cap/yr]
0 | 52.5242 | 37.332 | 22.6321 | 106.9322 | 101.2211 | 0.2639 | 14.3175 | 13.1229
1 | 52.5242 | 37.332 | 22.6321 | 138.6857 | 86.2695 | 0.16957 | 17.7902 | 8.6624
2 | 52.5242 | 37.332 | 22.6321 | 96.7983 | 78.0856 | 0.23113 | 6.9619 | 12.9003
3 | 52.5242 | 37.332 | 22.6321 | 122.0279 | 98.3943 | 0.20998 | 18.0505 | 11.3115
4 | 52.5242 | 37.332 | 22.6321 | 84.7522 | 72.7043 | 0.12737 | 12.3133 | 6.2781
5 | 52.5242 | 37.332 | 22.6321 | 173.4058 | 87.1752 | 0.18346 | 15.6872 | 10.2093
6 | 52.5242 | 37.332 | 22.6321 | 115.3336 | 80.5239 | 0.26045 | 9.0151 | 12.881
7 | 52.5242 | 37.332 | 22.6321 | 140.8985 | 82.2309 | 0.19799 | 10.2158 | 9.6942
8 | 52.5242 | 37.332 | 22.6321 | 134.2306 | 62.9583 | 0.17484 | 8.6362 | 7.7792
9 | 52.5242 | 37.332 | 22.6321 | 117.7058 | 81.8975 | 0.17814 | 14.6631 | 8.4016
10 | 52.5242 | 37.332 | 22.6321 | 164.8625 | 87.0763 | 0.31886 | 8.4845 | 16.2629
11 | 52.5242 | 37.332 | 22.6321 | 177.9103 | 83.5449 | 0.27859 | 6.4475 | 15.1311
12 | 52.5242 | 37.332 | 22.6321 | 127.3041 | 75.0091 | 0.17677 | 12.5353 | 9.1268
13 | 52.5242 | 37.332 | 22.6321 | 237.1386 | 98.7374 | 0.28395 | 12.902 | 14.0814
14 | 52.5242 | 37.332 | 22.6321 | 117.4651 | 102.8967 | 0.26693 | 14.3899 | 14.9351
15 | 52.5242 | 37.332 | 22.6321 | 92.6651 | 87.4806 | 0.25944 | 11.2632 | 13.1743
16 | 52.5242 | 37.332 | 22.6321 | 91.5411 | 67.8221 | 0.15694 | 10.1822 | 8.2518
17 | 52.5242 | 37.332 | 22.6321 | 221.1837 | 113.2343 | 0.40975 | 12.4573 | 20.7004
18 | 52.5242 | 37.332 | 22.6321 | 180.9895 | 78.8431 | 0.23699 | 6.3131 | 12.7329
19 | 52.5242 | 37.332 | 22.6321 | 87.0833 | 82.93 | 0.15639 | 12.4172 | 8.4374

## ngA-South Africa-param
Element | Excretion-A1 | [21 empty] | MURT-A2 | [11 empty] | NEWgenerator an MBR-A3 | [36 empty] | Sludge pasteurization-A4 | [8 empty] | NEWgenerator ion exchange-A5 | [39 empty] | NEWgenerator chlorination-A6 | [24 empty] | NEWgenerator controls-A8 | [41 empty] | NEWgenerator housing-A9 | [9 empty] | NEWgenerator pretreatment-A10 | [11 empty] | NEWgenerator foundation-A11 |  | MURT-A2 |  |  | TEA |  |  |  | LCA | [225 empty] | NEWgenerator photovoltaic-A7 | [27 empty] | Excretion-A1 | LCA |  |  |  | TEA
Feature | Excretion N prot [fraction] | Excretion P prot v [fraction] | Excretion P prot a [fraction] | Excretion K cal [g K/1000 kcal] | Excretion N exc [fraction of intake] | Excretion P exc [fraction of intake] | Excretion K exc [fraction of intake] | Excretion e exc [fraction of intake] | Excretion N ur [fraction of total] | Excretion P ur [fraction of total] | Excretion K ur [fraction of total] | Excretion e fec [fraction of total] | Excretion N ur NH3 [fraction of total N in urine] | Excretion N fec NH3 [fraction of total N in feces] | Excretion ur exc [g/cap/d] | Excretion fec exc [g/cap/d] | Excretion ur moi [fraction] | Excretion fec moi [fraction] | Excretion mg ur [g Mg/cap/d] | Excretion mg fec [g Mg/cap/d] | Excretion ca ur [g Ca/cap/d] | Excretion ca fec [g Ca/cap/d] | MURT collection period [days] | MURT sludge accum rate [L/cap/yr] | MURT N volatilization [fraction of N input] | MURT squatting pan cost [USD] | MURT urinal cost [USD] | MURT led cost [USD] | MURT anticor floor cost [USD] | MURT fan cost [USD] | MURT circuit change cost [USD] | MURT pipe cost [USD] | MURT squatting pan weight [kg] | MURT urinal weight [kg] | NEWgenerator an MBR anmbr reactor tank [USD] | NEWgenerator an MBR anmbr reactor media [USD] | NEWgenerator an MBR anmbr reactor fittings [USD] | NEWgenerator an MBR anmbr membrane module [USD] | NEWgenerator an MBR anmbr permeate pump [USD] | NEWgenerator an MBR anmbr backwash pump [USD] | NEWgenerator an MBR anmbr water pump [USD] | NEWgenerator an MBR anmbr membrane fittings [USD] | NEWgenerator an MBR anmbr biogas gas bag [USD] | NEWgenerator an MBR anmbr biogas fittings [USD] | NEWgenerator an MBR anmbr biogas ventilation [USD] | NEWgenerator an MBR anmbr COD removal [ratio] | NEWgenerator an MBR anmbr TN removal [ratio] | NEWgenerator an MBR anmbr TP removal [ratio] | NEWgenerator an MBR anmbr water pump energy percycle [kWh] | NEWgenerator an MBR anmbr permeate pump energy percycle [kWh] | NEWgenerator an MBR anmbr backwash pump energy percycle [kWh] | NEWgenerator an MBR anmbr batch cycle perday [# batches day-1] | NEWgenerator an MBR anmbr labor maintenance membrane chem cleaning [hrs/yr] | NEWgenerator an MBR anmbr labor maintenance sludge removal [hrs/yr] | NEWgenerator an MBR anmbr labor replacement membrane pump [hrs/yr] | NEWgenerator an MBR anmbr labor replacement permeate pump [hrs/yr] | NEWgenerator an MBR anmbr labor replacement membrane module [hrs/yr] | NEWgenerator an MBR anmbr labor replacement misc repairs [hr/y] | NEWgenerator an MBR anmbr reactor weight [kg] | NEWgenerator an MBR anmbr tau [d] | NEWgenerator an MBR anmbr soluble methane fraction [nan] | NEWgenerator an MBR anmbr VSS TSS ratio [nan] | NEWgenerator an MBR anmbr membrane weight [kg] | NEWgenerator an MBR anmbr PE weight [kg] | NEWgenerator an MBR anmbr PVC weight [kg] | NEWgenerator an MBR anmbr plastic weight [kg] | NEWgenerator an MBR anmbr piping [USD] | NEWgenerator an MBR anmbr piping PVC weight [kg] | NEWgenerator an MBR anmbr sludge yield [kg-VSS/kg-BOD removed] | NEWgenerator an MBR anmbr methane yield [m3-CH4/kg COD removed] | NEWgenerator an MBR dissolved methane HFMC removed [nan] | Sludge pasteurization sludge dryer weight [kg] | Sludge pasteurization sludge barrel weight [kg] | Sludge pasteurization sludge dryer [USD] | Sludge pasteurization sludge barrel [USD] | Sludge pasteurization sludge labor maintenance [h] | Fraction biogas lost [fraction] | Biogas efficiency [fraction] | Heat loss [fraction] | Sludge temperature [fraction] | NEWgenerator ion exchange ion eq2 tank [USD] | NEWgenerator ion exchange ion eq2 pump [USD] | NEWgenerator ion exchange ion eq2 powered valve [USD] | NEWgenerator ion exchange ion eq2 fittings [USD] | NEWgenerator ion exchange ion zeolite tanks [USD] | NEWgenerator ion exchange ion filtration media [USD] | NEWgenerator ion exchange ion gac [USD] | NEWgenerator ion exchange ion zeolite [USD] | NEWgenerator ion exchange ion zeolite fittings [USD] | NEWgenerator ion exchange ion eq3 tank [USD] | NEWgenerator ion exchange ion eq3 pump [USD] | NEWgenerator ion exchange ion eq3 filter [USD] | NEWgenerator ion exchange ion eq3 fittings [USD] | NEWgenerator ion exchange ion COD removal [nan] | NEWgenerator ion exchange ion TN removal [nan] | NEWgenerator ion exchange ion TP removal [nan] | NEWgenerator ion exchange ion labor maintenance zeolite regeneration [hr/y] | NEWgenerator ion exchange ion labor maintenance GAC replacement [hr/y] | NEWgenerator ion exchange ion labor replacement zeolite [hr/y] | NEWgenerator ion exchange ion labor replacement misc repairs [hr/y] | NEWgenerator ion exchange ion labor replacement other pump [hrs/yr] | NEWgenerator ion exchange ion backwash pump energy percycle [kWh] | NEWgenerator ion exchange ion batch cycle perday [# batches day-1] | NEWgenerator ion exchange ion gac unit cost [USD/kg] | NEWgenerator ion exchange ion zeolite unit cost [USD/kg] | NEWgenerator ion exchange ion na cl unit cost [USD/kg] | NEWgenerator ion exchange ion na OH unit cost [USD/kg] | NEWgenerator ion exchange ion regen freq per yr [events/yr] | NEWgenerator ion exchange ion regen efficiency [nan] | NEWgenerator ion exchange ion polycarbonate weight [kg] | NEWgenerator ion exchange ion steel weight [kg] | NEWgenerator ion exchange ion PE weight [kg] | NEWgenerator ion exchange ion PVC weight [kg] | NEWgenerator ion exchange ion plastic weight [kg] | NEWgenerator ion exchange ion piping PVC weight [kg] | NEWgenerator ion exchange ion piping [USD] | NEWgenerator ion exchange ion replacement scenario drums [USD] | NEWgenerator ion exchange ion largerncs scenario zeolite tanks [USD] | NEWgenerator ion exchange ion largerncs scenario zeolite [USD] | NEWgenerator ion exchange ion zeolite fittings largerncs [USD] | NEWgenerator chlorination chlorination recycle pump [USD] | NEWgenerator chlorination chlorination electochlorinator [USD] | NEWgenerator chlorination chlorination powered valve [USD] | NEWgenerator chlorination chlorination fittings [USD] | NEWgenerator chlorination chlorination tanks [USD] | NEWgenerator chlorination chlorination COD removal [%] | NEWgenerator chlorination chlorination TN removal [%] | NEWgenerator chlorination chlorination TP removal [%] | NEWgenerator chlorination chlorination chlorinator energy percycle [kWh] | NEWgenerator chlorination chlorination pump energy percycle [kWh] | NEWgenerator chlorination chlorination ventilation energy percycle [kWh] | NEWgenerator chlorination chlorination valve energy percycle [kWh] | NEWgenerator chlorination chlorination product water pump energy percycle [kWh] | NEWgenerator chlorination chlorination batch cycle per day [# batches day-1] | NEWgenerator chlorination chlorination labor maintenance chlorinator recharging [hr/y] | NEWgenerator chlorination chlorination labor replacement chlorinator replacement [hr/y] | NEWgenerator chlorination chlorination labor replacement other pump [hr/y] | NEWgenerator chlorination chlorination labor replacement misc repairs [hr/y] | NEWgenerator chlorination chlorination na cl dosage [mg/L] | NEWgenerator chlorination chlorination throughput flow [L/d] | NEWgenerator chlorination chlorination PE weight [kg] | NEWgenerator chlorination chlorination PVC weight [kg] | NEWgenerator chlorination chlorination electronics active weight [kg] | NEWgenerator chlorination chlorination piping [USD] | NEWgenerator chlorination chlorination piping PVC weight [kg] | NEWgenerator controls control box enclosure panel [USD] | NEWgenerator controls control box arduino microcontroller [USD] | NEWgenerator controls control box microcontroller din rails [USD] | NEWgenerator controls control box wifi [USD] | NEWgenerator controls control box solid state relays [USD] | NEWgenerator controls control box other relays [USD] | NEWgenerator controls control box conductors [USD] | NEWgenerator controls control box din rails [USD] | NEWgenerator controls control sensors enclosure panel [USD] | NEWgenerator controls control sensors signal conditioners [USD] | NEWgenerator controls control sensors din rails [USD] | NEWgenerator controls control sensors voltage converter [USD] | NEWgenerator controls control orp enclosure panel [USD] | NEWgenerator controls control orp voltage converter [USD] | NEWgenerator controls control orp controller [USD] | NEWgenerator controls control orp probe [USD] | NEWgenerator controls control orp cables [USD] | NEWgenerator controls control pump enclosure panel [USD] | NEWgenerator controls control pump voltage converter [USD] | NEWgenerator controls control pump voltage rectifier [USD] | NEWgenerator controls control pump box relay [USD] | NEWgenerator controls control sensors level sensor [USD] | NEWgenerator controls control sensors level switch [USD] | NEWgenerator controls control sensors flow switches [USD] | NEWgenerator controls control sensors proximity sensor [USD] | NEWgenerator controls control stranded cables [USD] | NEWgenerator controls control sensor cables [USD] | NEWgenerator controls control cable glands [USD] | NEWgenerator controls control gauge ferrules [USD] | NEWgenerator controls control zip ties [USD] | NEWgenerator controls control terminal block jumper [USD] | NEWgenerator controls control system energy percycle [kW] | NEWgenerator controls control system ORP energy percycle [kW] | NEWgenerator controls control background runtime energy perday [kWh] | NEWgenerator controls control batch cycle perday [# batches day-1] | NEWgenerator controls control labor replacement misc repairs [hr/y] | NEWgenerator controls control polycarbonate weight [kg] | NEWgenerator controls control aluminum weight [kg] | NEWgenerator controls control cable length [m] | NEWgenerator controls control electronics passive weight [kg] | NEWgenerator controls control electronics active weight [kg] | NEWgenerator controls control control units weight [kg] | NEWgenerator housing housing framework [USD] | NEWgenerator housing housing framework shipping [USD] | NEWgenerator housing housing fittings [USD] | NEWgenerator housing housing steel weight [kg] | NEWgenerator housing housing zinc coated steel weight [kg] | NEWgenerator housing housing zinc coat [m2] | NEWgenerator housing housing aluminum weight [kg] | NEWgenerator housing housing PE weight [kg] | NEWgenerator housing housing largerncs framework [USD] | NEWgenerator housing cheaper housing framework [USD] | NEWgenerator pretreatment pretreatment eq tank [USD] | NEWgenerator pretreatment pretreatment tank PE weight [kg] | NEWgenerator pretreatment pretreatment piping [USD] | NEWgenerator pretreatment pretreatment piping PVC weight [kg] | NEWgenerator pretreatment pretreatment feed pump [USD] | NEWgenerator pretreatment pretreatment feed pump energy percycle [kWh] | NEWgenerator pretreatment pretreatment batch cycle perday [# batches day-1] | NEWgenerator pretreatment pretreatment labor replacement other pump [hrs/yr] | NEWgenerator pretreatment pretreatment labor screen pit cleaning [hrs/yr] | NEWgenerator pretreatment pretreatment barscreen cost [USD] | NEWgenerator pretreatment pretreatment barscreen weight [kg] | NEWgenerator pretreatment pretreatment barscreen [USD] | NEWgenerator foundation foundation concrete unit cost [USD m-3] | NEWgenerator foundation foundation concrete thickness [m] | Max ch4 emission [g CH4/g COD] | Full degradation time [yr] | Log degradation [-] | Price factor [-] | Zeolite price [USD/kg] | GAC price [USD/kg] | Na OH price [USD/kg] | CH4 CF [kg CO2-eq/kg CH4] | CH4 ecosystems CF [points/kg CH4] | CH4 health CF [points/kg CH4] | N2O CF [kg CO2-eq/kg N2O] | N2O ecosystems CF [points/kg N2O] | N2O health CF [points/kg N2O] | N fertilizer CF [kg CO2-eq/kg N] | N fertilizer ecosystems CF [points/kg N] | N fertilizer health CF [points/kg N] | N fertilizer resources CF [points/kg N] | P fertilizer CF [kg CO2-eq/kg P] | P fertilizer ecosystems CF [points/kg P] | P fertilizer health CF [points/kg P] | P fertilizer resources CF [points/kg P] | K fertilizer CF [kg CO2-eq/kg K] | K fertilizer ecosystems CF [points/kg K] | K fertilizer health CF [points/kg K] | K fertilizer resources CF [points/kg K] | Conc nh3 CF [kg CO2-eq/kg] | Conc nh3 ecosystems CF [points/kg] | Conc nh3 health CF [points/kg] | Conc nh3 resources CF [points/kg] | GAC CF [kg CO2-eq/kg] | GAC ecosystems CF [points/kg] | GAC health CF [points/kg] | GAC resources CF [points/kg] | Zeolite CF [kg CO2-eq/kg] | Zeolite ecosystems CF [points/kg] | Zeolite health CF [points/kg] | Zeolite resources CF [points/kg] | Na cl CF [kg CO2-eq/kg] | Na cl ecosystems CF [points/kg] | Na cl health CF [points/kg] | Na cl resources CF [points/kg] | Na OH CF [kg CO2-eq/kg] | Na OH ecosystems CF [points/kg] | Na OH health CF [points/kg] | Na OH resources CF [points/kg] | LPG CF [kg CO2-eq/kg] | LPG ecosystems CF [points/kg] | LPG health CF [points/kg] | LPG resources CF [points/kg] | Excavation-Global warming [kg CO2-eq/m3] | Brick-Global warming [kg CO2-eq/kg] | Cement-Global warming [kg CO2-eq/kg] | Concrete-Global warming [kg CO2-eq/m3] | Gravel-Global warming [kg CO2-eq/kg] | Plastic-Global warming [kg CO2-eq/kg] | Sand-Global warming [kg CO2-eq/kg] | Stainless steel-global warming [kg CO2-eq/kg] | Stainless steel sheet-global warming [kg CO2-eq/kg] | Steel-Global warming [kg CO2-eq/kg] | Wood-Global warming [kg CO2-eq/m3] | Trucking-Global warming [kg CO2-eq/tonne*km] | Electric motor-global warming [kg CO2-eq/ea] | Electronics-Global warming [kg CO2-eq/kg] | Catalytic converter-global warming [kg CO2-eq/ea] | Oil heat exchanger-global warming [kg CO2-eq/ea] | Pump-Global warming [kg CO2-eq/ea] | Hydronic heat exchanger-global warming [kg CO2-eq/ea] | Electric connectors-global warming [kg CO2-eq/kg] | Electric cables-global warming [kg CO2-eq/m] | PVC-Global warming [kg CO2-eq/kg] | PE-Global warming [kg CO2-eq/kg] | Polymer-Global warming [kg CO2-eq/kg] | Cationic resin-global warming [kg CO2-eq/kg] | Ceramic-Global warming [kg CO2-eq/kg] | Fan-Global warming [kg CO2-eq/kg] | Aluminum-Global warming [kg CO2-eq/kg] | LPG-Global warming [kg CO2-eq/kg] | Zinc coat-global warming [kg CO2-eq/m2] | Polyacrylamide-Global warming [kg CO2-eq/kg] | Photovoltaic panel-global warming [kg CO2-eq/m2] | GACProduction-Global warming [kg CO2-eq/kg] | GACRegeneration-Global warming [kg CO2-eq/kg] | Switches-Global warming [kg CO2-eq/kg] | Control units-global warming [kg CO2-eq/kg] | Electronics active-global warming [kg CO2-eq/kg] | Electronics passive-global warming [kg CO2-eq/kg] | Transformers-Global warming [kg CO2-eq/kg] | Fertilizer offset-global warming [kg CO2-eq/kg] | Polycarbonate-Global warming [kg CO2-eq/kg] | Membrane-Global warming [kg CO2-eq/kg] | Na cl-global warming [kg CO2-eq/kg] | Na oh-global warming [kg CO2-eq/kg] | Zeolite-Global warming [kg CO2-eq/kg] | Battery-Global warming [kg CO2-eq/kg] | Lithium battery-global warming [kg CO2-eq/kg] | Excavation-H ecosystems [kg CO2-eq/m3] | Brick-H ecosystems [kg CO2-eq/kg] | Cement-H ecosystems [kg CO2-eq/kg] | Concrete-H ecosystems [kg CO2-eq/m3] | Gravel-H ecosystems [kg CO2-eq/kg] | Plastic-H ecosystems [kg CO2-eq/kg] | Sand-H ecosystems [kg CO2-eq/kg] | Stainless steel-h ecosystems [kg CO2-eq/kg] | Stainless steel sheet-h ecosystems [kg CO2-eq/kg] | Steel-H ecosystems [kg CO2-eq/kg] | Wood-H ecosystems [kg CO2-eq/m3] | Trucking-H ecosystems [kg CO2-eq/tonne*km] | Electric motor-h ecosystems [kg CO2-eq/ea] | Electronics-H ecosystems [kg CO2-eq/kg] | Catalytic converter-h ecosystems [kg CO2-eq/ea] | Oil heat exchanger-h ecosystems [kg CO2-eq/ea] | Pump-H ecosystems [kg CO2-eq/ea] | Hydronic heat exchanger-h ecosystems [kg CO2-eq/ea] | Electric connectors-h ecosystems [kg CO2-eq/kg] | Electric cables-h ecosystems [kg CO2-eq/m] | PVC-H ecosystems [kg CO2-eq/kg] | PE-H ecosystems [kg CO2-eq/kg] | Polymer-H ecosystems [kg CO2-eq/kg] | Cationic resin-h ecosystems [kg CO2-eq/kg] | Ceramic-H ecosystems [kg CO2-eq/kg] | Fan-H ecosystems [kg CO2-eq/kg] | Aluminum-H ecosystems [kg CO2-eq/kg] | LPG-H ecosystems [kg CO2-eq/kg] | Zinc coat-h ecosystems [kg CO2-eq/m2] | Polyacrylamide-H ecosystems [kg CO2-eq/kg] | Photovoltaic panel-h ecosystems [kg CO2-eq/m2] | GACProduction-H ecosystems [kg CO2-eq/kg] | GACRegeneration-H ecosystems [kg CO2-eq/kg] | Switches-H ecosystems [kg CO2-eq/kg] | Control units-h ecosystems [kg CO2-eq/kg] | Electronics active-h ecosystems [kg CO2-eq/kg] | Electronics passive-h ecosystems [kg CO2-eq/kg] | Transformers-H ecosystems [kg CO2-eq/kg] | Fertilizer offset-h ecosystems [kg CO2-eq/kg] | Polycarbonate-H ecosystems [kg CO2-eq/kg] | Membrane-H ecosystems [kg CO2-eq/kg] | Na cl-h ecosystems [kg CO2-eq/kg] | Na oh-h ecosystems [kg CO2-eq/kg] | Zeolite-H ecosystems [kg CO2-eq/kg] | Battery-H ecosystems [kg CO2-eq/kg] | Lithium battery-h ecosystems [kg CO2-eq/kg] | Excavation-H health [kg CO2-eq/m3] | Brick-H health [kg CO2-eq/kg] | Cement-H health [kg CO2-eq/kg] | Concrete-H health [kg CO2-eq/m3] | Gravel-H health [kg CO2-eq/kg] | Plastic-H health [kg CO2-eq/kg] | Sand-H health [kg CO2-eq/kg] | Stainless steel-h health [kg CO2-eq/kg] | Stainless steel sheet-h health [kg CO2-eq/kg] | Steel-H health [kg CO2-eq/kg] | Wood-H health [kg CO2-eq/m3] | Trucking-H health [kg CO2-eq/tonne*km] | Electric motor-h health [kg CO2-eq/ea] | Electronics-H health [kg CO2-eq/kg] | Catalytic converter-h health [kg CO2-eq/ea] | Oil heat exchanger-h health [kg CO2-eq/ea] | Pump-H health [kg CO2-eq/ea] | Hydronic heat exchanger-h health [kg CO2-eq/ea] | Electric connectors-h health [kg CO2-eq/kg] | Electric cables-h health [kg CO2-eq/m] | PVC-H health [kg CO2-eq/kg] | PE-H health [kg CO2-eq/kg] | Polymer-H health [kg CO2-eq/kg] | Cationic resin-h health [kg CO2-eq/kg] | Ceramic-H health [kg CO2-eq/kg] | Fan-H health [kg CO2-eq/kg] | Aluminum-H health [kg CO2-eq/kg] | LPG-H health [kg CO2-eq/kg] | Zinc coat-h health [kg CO2-eq/m2] | Polyacrylamide-H health [kg CO2-eq/kg] | Photovoltaic panel-h health [kg CO2-eq/m2] | GACProduction-H health [kg CO2-eq/kg] | GACRegeneration-H health [kg CO2-eq/kg] | Switches-H health [kg CO2-eq/kg] | Control units-h health [kg CO2-eq/kg] | Electronics active-h health [kg CO2-eq/kg] | Electronics passive-h health [kg CO2-eq/kg] | Transformers-H health [kg CO2-eq/kg] | Fertilizer offset-h health [kg CO2-eq/kg] | Polycarbonate-H health [kg CO2-eq/kg] | Membrane-H health [kg CO2-eq/kg] | Na cl-h health [kg CO2-eq/kg] | Na oh-h health [kg CO2-eq/kg] | Zeolite-H health [kg CO2-eq/kg] | Battery-H health [kg CO2-eq/kg] | Lithium battery-h health [kg CO2-eq/kg] | Excavation-H resources [kg CO2-eq/m3] | Brick-H resources [kg CO2-eq/kg] | Cement-H resources [kg CO2-eq/kg] | Concrete-H resources [kg CO2-eq/m3] | Gravel-H resources [kg CO2-eq/kg] | Plastic-H resources [kg CO2-eq/kg] | Sand-H resources [kg CO2-eq/kg] | Stainless steel-h resources [kg CO2-eq/kg] | Stainless steel sheet-h resources [kg CO2-eq/kg] | Steel-H resources [kg CO2-eq/kg] | Wood-H resources [kg CO2-eq/m3] | Trucking-H resources [kg CO2-eq/tonne*km] | Electric motor-h resources [kg CO2-eq/ea] | Electronics-H resources [kg CO2-eq/kg] | Catalytic converter-h resources [kg CO2-eq/ea] | Oil heat exchanger-h resources [kg CO2-eq/ea] | Pump-H resources [kg CO2-eq/ea] | Hydronic heat exchanger-h resources [kg CO2-eq/ea] | Electric connectors-h resources [kg CO2-eq/kg] | Electric cables-h resources [kg CO2-eq/m] | PVC-H resources [kg CO2-eq/kg] | PE-H resources [kg CO2-eq/kg] | Polymer-H resources [kg CO2-eq/kg] | Cationic resin-h resources [kg CO2-eq/kg] | Ceramic-H resources [kg CO2-eq/kg] | Fan-H resources [kg CO2-eq/kg] | Aluminum-H resources [kg CO2-eq/kg] | LPG-H resources [kg CO2-eq/kg] | Zinc coat-h resources [kg CO2-eq/m2] | Polyacrylamide-H resources [kg CO2-eq/kg] | Photovoltaic panel-h resources [kg CO2-eq/m2] | GACProduction-H resources [kg CO2-eq/kg] | GACRegeneration-H resources [kg CO2-eq/kg] | Switches-H resources [kg CO2-eq/kg] | Control units-h resources [kg CO2-eq/kg] | Electronics active-h resources [kg CO2-eq/kg] | Electronics passive-h resources [kg CO2-eq/kg] | Transformers-H resources [kg CO2-eq/kg] | Fertilizer offset-h resources [kg CO2-eq/kg] | Polycarbonate-H resources [kg CO2-eq/kg] | Membrane-H resources [kg CO2-eq/kg] | Na cl-h resources [kg CO2-eq/kg] | Na oh-h resources [kg CO2-eq/kg] | Zeolite-H resources [kg CO2-eq/kg] | Battery-H resources [kg CO2-eq/kg] | Lithium battery-h resources [kg CO2-eq/kg] | NEWgenerator photovoltaic pv panel [USD] | NEWgenerator photovoltaic pv panel shipping [USD] | NEWgenerator photovoltaic pv racking system [USD] | NEWgenerator photovoltaic pv charge controllers [USD] | NEWgenerator photovoltaic pv connectors [USD] | NEWgenerator photovoltaic pv combiner box [USD] | NEWgenerator photovoltaic pv circuit breaker [USD] | NEWgenerator photovoltaic pv battery [USD] | NEWgenerator photovoltaic pv battery connectors [USD] | NEWgenerator photovoltaic pv battery switch [USD] | NEWgenerator photovoltaic pv battery terminal [USD] | NEWgenerator photovoltaic pv dc enclosure panel [USD] | NEWgenerator photovoltaic pv dc din rail [USD] | NEWgenerator photovoltaic pv dc din circuit breaker [USD] | NEWgenerator photovoltaic pv dc distribution block [USD] | NEWgenerator photovoltaic pv dc voltage converter [USD] | NEWgenerator photovoltaic pv misc [USD] | NEWgenerator photovoltaic pv labor replacement batteries [hr/y] | NEWgenerator photovoltaic pv lithium battery [USD] | NEWgenerator photovoltaic pv labor replacement misc repairs [hr/y] | NEWgenerator photovoltaic pv photovoltaic panel area [m2] | NEWgenerator photovoltaic pv aluminum weight [kg] | NEWgenerator photovoltaic pv control units weight [kg] | NEWgenerator photovoltaic pv cable length [m] | NEWgenerator photovoltaic pv connectors weight [kg] | NEWgenerator photovoltaic pv switch weight [kg] | NEWgenerator photovoltaic pv polycarbonate weight [kg] | NEWgenerator photovoltaic pv electronics passive weight [kg] | Operator daily wage [USD/h] | Energy gwp [kg CO2-eq/kWh] | Energy h ecosystems [points/kWh] | Energy h health [points/kWh] | Energy h resources [points/kWh] | Nacl price [USD/kg] | Lpg price [USD/kg] | N fertilizer price [USD/kg N] | P fertilizer price [USD/kg P] | K fertilizer price [USD/kg K] | Nh3 fertilizer price [USD/kg N]
0 | 0.14171 | 0.016204 | 0.0099587 | 1.232 | 0.9981 | 0.99873 | 0.69804 | 0.072892 | 0.81267 | 0.5389 | 0.62372 | 0.85735 | 0.89683 | 0.1776 | 1787.68 | 307.9423 | 0.95608 | 0.82651 | 0.19403 | 0.33105 | 0.098127 | 1.4214 | 5.9907 | 367.0311 | 0.0089063 | 149.8247 | 131.5757 | 11.9002 | 175.5053 | 15.8982 | 2.0702 | 56.4399 | 16.2571 | 10.9631 | 2336.1363 | 87.7824 | 96.7205 | 1522.0964 | 108.7584 | 88.606 | 282.9312 | 217.0973 | 203.3589 | 31.3972 | 59.341 | 0.72547 | 0.15136 | 0.081731 | 0.019822 | 0.0016501 | 7.5306e-05 | 39.1294 | 11.9428 | 3.5155 | 0.97828 | 0.68523 | 0.095452 | 2.8313 | 49.6887 | 9.6887 | 0.31756 | 0.84968 | 26.8365 | 95.8575 | 36.4679 | 21.185 | 149.8556 | 9.3013 | 0.03334 | 0.2547 | 0.85238 | 36.0758 | 21.2444 | 757.6318 | 100.4369 | 2.9842 | 0.11297 | 0.48355 | 0.092317 | 238.5391 | 152.3608 | 81.8338 | 64.5565 | 17.174 | 1150.5128 | 222.1103 | 82.14 | 75.7742 | 219.2696 | 139.722 | 97.4096 | 76.1229 | 8.0436 | 0.74599 | 0.60808 | 0.53717 | 49.7717 | 5.7326 | 2.3686 | 1.9593 | 0.16113 | 6.9156e-05 | 38.2551 | 1.06 | 0.24082 | 0.20148 | 0.15521 | 2.5075 | 0.96266 | 0.8903 | 0.49431 | 85.5206 | 16.4096 | 29.328 | 9.1886 | 131.976 | 146.6255 | 1970.5117 | 268.981 | 422.5189 | 182.486 | 809.5138 | 359.7398 | 80.8876 | 412.0908 | 0.12734 | 0.18896 | 0.21102 | 0.073267 | 0.0079361 | 0.0051381 | 2.5826e-05 | 0.0024105 | 39.1399 | 14.2467 | 1.0703 | 0.17092 | 2.004 | 6.7609 | 429.1832 | 65.0892 | 3.0929 | 4.3378 | 118.7371 | 8.2836 | 126.5199 | 48.9978 | 28.264 | 100.1382 | 746.2146 | 69.8596 | 635.818 | 9.3277 | 107.7174 | 666.88 | 153.9983 | 93.4977 | 63.9509 | 78.8954 | 240.0295 | 48.1163 | 7.8316 | 169.5133 | 98.0681 | 9.4534 | 46.7923 | 568.3061 | 5.8661 | 75.4181 | 60.0235 | 209.0591 | 260.3131 | 96.2393 | 47.0867 | 29.178 | 51.1424 | 0.0084804 | 0.0014061 | 0.2946 | 36.546 | 2.0642 | 11.9141 | 2.1387 | 258.3288 | 8.0752 | 5.2848 | 0.5986 | 6317.973 | 935.0351 | 1495.4354 | 1380.4257 | 31.7075 | 0.90858 | 26.9793 | 2.4115 | 5414.5151 | 1624.7296 | 542.3183 | 83.7712 | 134.2057 | 10.0998 | 181.7337 | 0.0015185 | 38.9378 | 0.18891 | 11.2598 | 64.0288 | 6.3992 | 94.1484 | 219.7393 | 0.12072 | 0.28273 | 2.2302 | 2.9619 | 0.27205 | 0.20739 | 1.1557 | 0.13357 | 32.661 | 0.0026221 | 12.7713 | 284.6616 | 0.025222 | 129.8759 | 5.0936 | 0.04793 | 0.64684 | 0.25438 | 5.283 | 0.092386 | 1.8257 | 1.0956 | 1.4829 | 0.01796 | 0.11947 | 0.052698 | 4.4425 | 0.038391 | 0.50002 | 0.21335 | 7.8193 | 0.00043853 | 0.0036554 | 0.0028238 | 4.6962 | 0.02068 | 0.38127 | 0.20274 | 0.25721 | 0.0012281 | 0.019551 | 0.013104 | 1.257 | 0.0053306 | 0.08558 | 0.054882 | 0.72036 | 0.0038073 | 0.043238 | 0.16379 | 0.54708 | 0.26627 | 1.054 | 374.1483 | 0.013352 | 1.9731 | 0.011437 | 3.9293 | 5.1558 | 2.3512 | 186.7628 | 0.23267 | 10.7522 | 9.6842 | 15.0029 | 119346.4042 | 8.7153 | 293.0378 | 9.4395 | 4.1632 | 2.0443 | 1.9531 | 2.5212 | 1.5668 | 1.9636 | 12.9678 | 4.3486 | 0.75051 | 8.9209 | 2.809 | 274.6744 | 8.68 | 0.44877 | 18.8188 | 27.1007 | 675.425 | 62.0121 | 4.1912 | 2.5997 | 7.1264 | 7.6735 | 0.24797 | 1.3047 | 4.7481 | 7.5547 | 5.8744 | 0.0019921 | 0.0013176 | 0.0045536 | 1.5424 | 8.132e-05 | 0.0063928 | 5.9949e-05 | 0.017275 | 0.0024274 | 0.0087312 | 12.8875 | 0.00072627 | 0.63886 | 0.29219 | 8.0418 | 1.4098 | 0.03927 | 1.3338 | 0.32718 | 0.019323 | 0.0076958 | 0.0072576 | 0.0032697 | 0.0059996 | 0.0074205 | 0.059157 | 0.074081 | 0.0033978 | 0.032844 | 0.010944 | 1.1192 | 0.00047251 | 0.00040875 | 0.094624 | 0.12359 | 2.9844 | 0.30451 | 0.022939 | 0.041609 | 0.02941 | 0.036591 | 0.0012469 | 0.0056938 | 0.018532 | 0.02397 | 0.025827 | 0.042349 | 0.018235 | 0.056975 | 16.598 | 0.0013434 | 0.091281 | 0.00086893 | 0.37371 | 0.050493 | 0.14175 | 7.3019 | 0.011019 | 22.6316 | 14.4952 | 443.9039 | 26.9342 | 1.7174 | 26.5879 | 13.2724 | 0.90209 | 0.10052 | 0.10261 | 0.053667 | 0.095916 | 0.16601 | 1.8758 | 1.2799 | 0.044814 | 0.89425 | 0.162 | 18.8231 | 0.0031747 | 0.0037148 | 9.8473 | 5.1114 | 141.1044 | 14.5535 | 1.8491 | 0.69088 | 0.38642 | 0.63164 | 0.022509 | 0.088548 | 0.37484 | 1.0007 | 0.98744 | 0.027282 | 0.010803 | 0.015039 | 7.5325 | 0.00086934 | 0.21975 | 0.00056313 | 0.87922 | 0.070394 | 0.13635 | 5.2239 | 0.0093478 | 15.728 | 7.4852 | 528.389 | 20.9573 | 1.7051 | 19.4262 | 9.1295 | 0.50302 | 0.14376 | 0.20208 | 0.031076 | 0.10754 | 0.07116 | 1.9059 | 0.61414 | 0.16641 | 0.49855 | 0.19912 | 13.0956 | 0.0030627 | 0.0030872 | 4.0948 | 3.1231 | 61.9001 | 7.8614 | 3.3219 | 0.26454 | 0.30758 | 0.72298 | 0.014031 | 0.049181 | 0.22373 | 1.0859 | 1.2643 | 640.2157 | 338.4226 | 265.1578 | 211.608 | 69.5159 | 111.1478 | 47.5391 | 3577.1022 | 258.3939 | 90.1571 | 18.7236 | 138.0365 | 8.6912 | 203.0347 | 85.9998 | 13.4856 | 65.9133 | 0.4018 | 3670.155 | 2.5303 | 5.0723 | 1.5693 | 3.0323 | 11.5867 | 0.58452 | 0.98848 | 3.6175 | 0.21318 | 16.2161 | 0.16317 | 0.0017677 | 0.044703 | 0.014795 | 0.33382 | 1.5651 | 1.6678 | 5.062 | 1.5323 | 1.6404
1 | 0.18609 | 0.027956 | 0.016266 | 1.1832 | 0.9995 | 0.99221 | 0.7563 | 0.035832 | 0.81809 | 0.62354 | 0.81222 | 0.81747 | 0.83493 | 0.18487 | 976.5157 | 197.7289 | 0.96221 | 0.83427 | 0.15724 | 0.25407 | 0.22 | 3.42 | 3.1041 | 283.2777 | 0.0038471 | 146.5785 | 130.2264 | 15.3798 | 127.0134 | 14.5437 | 1.9991 | 66.2901 | 16.5897 | 14.0396 | 2793.8505 | 81.1561 | 93.9357 | 1715.6291 | 129.1007 | 97.9305 | 239.5703 | 244.5262 | 239.4006 | 29.1767 | 50.0861 | 0.8778 | 0.060978 | 0.072518 | 0.015135 | 0.0018315 | 8.32e-05 | 37.1568 | 12.0444 | 2.4964 | 0.94142 | 0.67684 | 0.1104 | 2.1952 | 45.8863 | 5.9651 | 0.34026 | 0.91668 | 21.3467 | 81.1519 | 34.5234 | 22.6631 | 121.3408 | 9.1583 | 0.036519 | 0.26906 | 0.84603 | 27.9886 | 12.2347 | 790.3731 | 89.7373 | 2.6707 | 0.075307 | 0.66873 | 0.0784 | 268.0302 | 149.5161 | 92.884 | 61.6847 | 14.6551 | 1185.5555 | 266.1792 | 80.8783 | 85.8275 | 236.1709 | 142.5632 | 79.1869 | 87.9675 | 7.2813 | 0.84503 | 0.71725 | 0.55628 | 56.3076 | 4.9714 | 2.2691 | 2.6816 | 0.19091 | 7.1023e-05 | 29.7794 | 0.84101 | 0.20011 | 0.19485 | 0.1415 | 3.4618 | 0.96052 | 0.85889 | 0.41875 | 77.8286 | 17.2727 | 34.8952 | 8.0363 | 122.2556 | 172.233 | 1779.2987 | 224.5569 | 357.8157 | 196.9504 | 790.5313 | 362.8343 | 78.8427 | 417.6261 | 0.21167 | 0.26315 | 0.18831 | 0.060183 | 0.0099553 | 0.0065713 | 2.0452e-05 | 0.0023518 | 33.2151 | 11.3969 | 0.9942 | 0.15749 | 2.2743 | 6.6558 | 406.3228 | 73.3334 | 3.8368 | 5.6075 | 158.926 | 8.865 | 139.7684 | 45.0951 | 36.7124 | 79.0064 | 683.3397 | 60.9858 | 717.6145 | 8.5469 | 131.8417 | 753.7361 | 129.7045 | 104.803 | 52.8765 | 77.3964 | 198.8836 | 50.3798 | 9.941 | 170.9847 | 92.6414 | 12.4921 | 54.5618 | 554.9989 | 7.2515 | 72.6327 | 71.9588 | 167.938 | 267.1847 | 73.279 | 52.8812 | 34.2495 | 46.8493 | 0.0095863 | 0.0012445 | 0.25956 | 34.2306 | 2.4904 | 12.9148 | 2.4062 | 204.5692 | 11.769 | 4.2561 | 0.392 | 6616.0633 | 964.0939 | 1335.7064 | 1441.5858 | 28.2606 | 1.3462 | 26.0048 | 2.4348 | 5179.0202 | 1324.4342 | 558.6227 | 85.4055 | 152.5204 | 9.8576 | 166.1213 | 0.0013445 | 30.3575 | 0.1803 | 14.8009 | 46.8454 | 4.8876 | 62.9758 | 185.0225 | 0.1126 | 0.28455 | 1.4812 | 2.5795 | 0.39784 | 0.25324 | 1.189 | 0.1487 | 36.2556 | 0.0030555 | 14.2668 | 305.8839 | 0.026557 | 120.3294 | 5.6061 | 0.048634 | 0.6114 | 0.24719 | 4.7974 | 0.091998 | 1.7573 | 1.1092 | 1.556 | 0.019791 | 0.1122 | 0.054659 | 4.2299 | 0.037655 | 0.51102 | 0.21917 | 9.1711 | 0.00043133 | 0.0034687 | 0.0029305 | 5.1059 | 0.021739 | 0.35404 | 0.22053 | 0.28708 | 0.0012824 | 0.020308 | 0.012727 | 1.1861 | 0.0053741 | 0.09851 | 0.048296 | 0.77807 | 0.0035213 | 0.046528 | 0.1654 | 0.51682 | 0.25011 | 1.0307 | 301.4544 | 0.015124 | 1.9397 | 0.011241 | 4.1707 | 4.6494 | 2.1849 | 195.5676 | 0.26497 | 9.3594 | 9.0788 | 14.5477 | 103346.7095 | 8.1544 | 325.3719 | 9.4792 | 4.3373 | 1.9894 | 2.0936 | 2.775 | 1.5339 | 1.9244 | 13.833 | 3.7111 | 0.6717 | 7.9303 | 2.6894 | 259.2919 | 8.7714 | 0.47799 | 19.805 | 25.3128 | 601.3619 | 59.3965 | 4.5057 | 2.9671 | 8.3249 | 7.1479 | 0.25841 | 1.2533 | 4.8509 | 6.6732 | 6.0988 | 0.0019266 | 0.0012293 | 0.0044342 | 1.4598 | 9.1654e-05 | 0.007592 | 5.7838e-05 | 0.020122 | 0.0026826 | 0.0085841 | 13.5839 | 0.0007817 | 0.65562 | 0.33071 | 8.8257 | 1.2457 | 0.035441 | 1.3575 | 0.3145 | 0.017957 | 0.0073087 | 0.0070285 | 0.0036832 | 0.0056613 | 0.0063427 | 0.059643 | 0.071257 | 0.0033743 | 0.034229 | 0.011316 | 1.0328 | 0.00043685 | 0.00045023 | 0.1063 | 0.12436 | 3.1043 | 0.27345 | 0.019753 | 0.044473 | 0.028936 | 0.038595 | 0.0012502 | 0.0052973 | 0.018229 | 0.022914 | 0.025441 | 0.043206 | 0.016057 | 0.058073 | 19.1322 | 0.001172 | 0.10561 | 0.00079785 | 0.42511 | 0.049843 | 0.14679 | 7.2384 | 0.011389 | 21.0405 | 13.4146 | 487.4551 | 27.9886 | 1.8708 | 28.9695 | 14.7864 | 0.823 | 0.11589 | 0.10689 | 0.056801 | 0.089067 | 0.17941 | 1.7295 | 1.4958 | 0.045748 | 0.92158 | 0.16733 | 19.6634 | 0.003453 | 0.0034352 | 10.4559 | 5.0392 | 145.8552 | 13.7778 | 1.8321 | 0.65879 | 0.44562 | 0.61788 | 0.018908 | 0.08941 | 0.38638 | 1.1743 | 1.0836 | 0.025464 | 0.011116 | 0.014091 | 6.9221 | 0.00086395 | 0.20615 | 0.00054999 | 0.84007 | 0.067349 | 0.13166 | 5.0487 | 0.0090191 | 16.3584 | 9.1243 | 579.141 | 18.0088 | 1.8655 | 21.0652 | 8.8341 | 0.58016 | 0.15214 | 0.22455 | 0.032532 | 0.10651 | 0.07368 | 1.7315 | 0.64089 | 0.18488 | 0.48054 | 0.19588 | 13.1366 | 0.0032609 | 0.0030323 | 3.8027 | 2.7434 | 56.44 | 8.646 | 3.2841 | 0.26437 | 0.28051 | 0.70169 | 0.014269 | 0.050607 | 0.22968 | 1.1742 | 1.2723 | 649.7393 | 325.3324 | 264.3362 | 205.9358 | 57.9539 | 112.0811 | 35.5871 | 2904.287 | 310.782 | 94.9147 | 20.5471 | 115.0508 | 10.4267 | 196.8856 | 93.8554 | 12.2905 | 53.5679 | 0.37423 | 3039.5283 | 2.7094 | 5.112 | 2.0204 | 3.2884 | 8.8975 | 0.5436 | 0.71151 | 3.1855 | 0.27373 | 13.5524 | 0.19193 | 0.0017382 | 0.037121 | 0.011689 | 0.15116 | 1.0312 | 2.4865 | 2.1868 | 1.7798 | 1.1588
2 | 0.17965 | 0.014394 | 0.0059481 | 1.374 | 0.99223 | 0.99107 | 0.79871 | 0.079669 | 0.79214 | 0.40985 | 0.67659 | 0.82741 | 0.78439 | 0.22078 | 1279.5126 | 362.9091 | 0.94098 | 0.78682 | 0.17547 | 0.29583 | 0.29877 | 1.0639 | 6.6259 | 399.604 | 0.0062905 | 177.6954 | 118.3265 | 15.6966 | 147.676 | 14.96 | 1.6468 | 57.2618 | 15.7449 | 9.7587 | 2771.0597 | 86.1291 | 101.3883 | 1509.9233 | 123.5935 | 86.286 | 273.9724 | 257.0189 | 200.8488 | 35.6797 | 49.2111 | 0.93427 | 0.091291 | 0.26009 | 0.019564 | 0.0019456 | 7.7074e-05 | 29.8649 | 10.0152 | 3.0915 | 0.85237 | 0.56724 | 0.11518 | 2.367 | 71.2937 | 3.0547 | 0.31962 | 0.76815 | 25.8104 | 106.9979 | 40.9152 | 14.9693 | 130.2537 | 7.659 | 0.037119 | 0.30499 | 0.76105 | 43.921 | 16.2093 | 580.2766 | 79.2198 | 3.8217 | 0.079751 | 0.44722 | 0.11789 | 321.1891 | 136.9039 | 80.241 | 54.8392 | 16.0278 | 1028.9227 | 259.1174 | 104.8526 | 76.6567 | 292.7122 | 166.5319 | 78.1107 | 84.2602 | 7.5692 | 0.52032 | 0.93275 | 0.34682 | 50.6727 | 6.7277 | 1.7792 | 2.4947 | 0.19908 | 9.4232e-05 | 31.7245 | 1.3515 | 0.25048 | 0.24006 | 0.15635 | 3.1879 | 0.9527 | 1.263 | 0.52602 | 92.2148 | 15.5044 | 25.9273 | 10.3127 | 127.7703 | 158.7292 | 1883.1686 | 275.2634 | 331.2344 | 173.3602 | 897.9726 | 393.5962 | 91.1984 | 489.6198 | 0.36234 | 0.069603 | 0.13552 | 0.064638 | 0.0091356 | 0.0059406 | 1.9713e-05 | 0.0018476 | 35.8584 | 13.2549 | 0.87268 | 0.18355 | 2.3762 | 4.8926 | 362.6736 | 87.3908 | 2.9053 | 3.891 | 131.2645 | 9.5724 | 124.8455 | 46.6612 | 35.7784 | 91.8736 | 781.5743 | 55.5717 | 730.3546 | 8.3631 | 112.1989 | 615.576 | 133.811 | 90.3705 | 61.9432 | 74.5553 | 192.0335 | 62.8674 | 9.0488 | 173.9446 | 91.7627 | 11.6463 | 45.2062 | 668.5397 | 5.7658 | 81.2004 | 60.4879 | 178.3497 | 242.2903 | 77.079 | 53.2616 | 31.4128 | 49.7484 | 0.0093864 | 0.0010483 | 0.22269 | 30.0702 | 2.6638 | 11.5783 | 2.2019 | 307.9148 | 11.4862 | 4.7883 | 0.5172 | 6501.6756 | 789.5723 | 1292.7103 | 1316.7851 | 34.3026 | 1.2499 | 23.4858 | 2.5834 | 4639.9396 | 1175.7943 | 473.4228 | 107.5877 | 139.4131 | 7.7772 | 190.4889 | 0.0014023 | 35.8679 | 0.15525 | 11.6997 | 60.4401 | 4.0481 | 66.6836 | 205.9736 | 0.12345 | 0.26801 | 1.3982 | 2.3527 | 0.13338 | 0.23993 | 1.2434 | 0.17125 | 35.4405 | 0.0028569 | 13.335 | 315.5995 | 0.024633 | 122.3067 | 5.5218 | 0.042294 | 0.60588 | 0.26797 | 4.533 | 0.098471 | 1.6029 | 1.1004 | 1.5248 | 0.019 | 0.11724 | 0.054301 | 4.1771 | 0.034592 | 0.52907 | 0.21408 | 8.826 | 0.00044969 | 0.0033348 | 0.0027282 | 5.2256 | 0.020839 | 0.3763 | 0.20996 | 0.29106 | 0.0011699 | 0.022158 | 0.014113 | 1.3054 | 0.0050644 | 0.088588 | 0.049877 | 0.77866 | 0.0039294 | 0.041333 | 0.19194 | 0.52041 | 0.2972 | 1.0635 | 354.7324 | 0.012487 | 1.9369 | 0.01203 | 3.2137 | 3.8933 | 2.4888 | 196.7641 | 0.29999 | 9.6043 | 9.1638 | 13.6594 | 116121.7686 | 7.8371 | 352.7378 | 8.4183 | 4.0762 | 2.25 | 1.9941 | 2.5738 | 1.7621 | 1.872 | 14.9424 | 4.2222 | 0.74732 | 8.0793 | 2.9013 | 291.527 | 8.5158 | 0.47381 | 17.4774 | 26.8539 | 637.7433 | 60.0639 | 4.6084 | 2.9125 | 7.5841 | 6.956 | 0.27011 | 1.1315 | 5.289 | 6.9479 | 5.9447 | 0.0020113 | 0.0012944 | 0.0038681 | 1.527 | 8.3438e-05 | 0.0065974 | 5.6446e-05 | 0.016941 | 0.0025406 | 0.0075082 | 12.5811 | 0.00070716 | 0.58711 | 0.32549 | 8.6421 | 1.3777 | 0.040146 | 1.3509 | 0.30554 | 0.018907 | 0.0079364 | 0.007346 | 0.0033198 | 0.0058586 | 0.0070553 | 0.063855 | 0.071853 | 0.0033439 | 0.035411 | 0.011116 | 1.226 | 0.00040287 | 0.00040196 | 0.0925 | 0.10958 | 2.7776 | 0.27718 | 0.023371 | 0.047108 | 0.030057 | 0.039093 | 0.0012785 | 0.0053277 | 0.019341 | 0.023561 | 0.023337 | 0.039388 | 0.016491 | 0.059804 | 17.1386 | 0.0011392 | 0.10296 | 0.00081267 | 0.41452 | 0.053413 | 0.16651 | 6.8492 | 0.011811 | 20.7301 | 12.9829 | 538.7002 | 30.2127 | 1.7098 | 30.1084 | 13.0775 | 0.85834 | 0.12153 | 0.095709 | 0.059647 | 0.10009 | 0.1676 | 1.7683 | 1.3757 | 0.040276 | 0.81997 | 0.1758 | 19.4148 | 0.0035004 | 0.0036168 | 10.758 | 4.892 | 151.0758 | 12.9208 | 1.7171 | 0.59245 | 0.46283 | 0.64365 | 0.020451 | 0.091182 | 0.36084 | 1.1045 | 1.1359 | 0.025305 | 0.010427 | 0.015719 | 7.025 | 0.00085724 | 0.23063 | 0.0005819 | 0.96259 | 0.0641 | 0.11416 | 5.1652 | 0.0078064 | 17.4059 | 8.5036 | 553.8146 | 19.098 | 1.974 | 20.1877 | 7.671 | 0.56969 | 0.15652 | 0.23756 | 0.030623 | 0.11253 | 0.08111 | 1.7144 | 0.60178 | 0.17495 | 0.51828 | 0.22921 | 11.3212 | 0.0028991 | 0.00272 | 3.9288 | 2.9254 | 63.7873 | 8.4939 | 3.2353 | 0.28194 | 0.31467 | 0.61098 | 0.012156 | 0.04875 | 0.23241 | 1.2304 | 1.2278 | 760.6797 | 357.4062 | 236.5553 | 196.8304 | 64.5478 | 85.0717 | 45.309 | 3441.7466 | 278.7214 | 80.1052 | 22.1959 | 132.1693 | 7.9644 | 224.7978 | 112.3353 | 12.42 | 51.4462 | 0.46369 | 2777.9469 | 2.4497 | 7.3823 | 2.139 | 2.2884 | 9.6784 | 0.60025 | 0.68222 | 4.488 | 0.2497 | 11.5286 | 0.19876 | 0.0022586 | 0.03302 | 0.013322 | 0.23316 | 1.7239 | 0.99091 | 3.9228 | 1.0428 | 0.76584
3 | 0.13821 | 0.030014 | 0.016102 | 1.2034 | 0.99089 | 0.99038 | 0.67153 | 0.070384 | 0.82943 | 0.69211 | 0.86164 | 0.80224 | 0.76941 | 0.22404 | 1039.2867 | 326.8501 | 0.94994 | 0.85545 | 0.14903 | 0.3135 | 0.20646 | 0.66078 | 2.7028 | 395.4551 | 0.0046028 | 154.0631 | 116.1155 | 13.5587 | 139.1688 | 16.8705 | 1.8282 | 60.3941 | 14.6858 | 11.1226 | 2978.6017 | 79.1145 | 86.3478 | 1603.8844 | 104.2004 | 94.7151 | 265.3156 | 265.7212 | 259.7262 | 35.2901 | 55.0805 | 0.81515 | 0.32099 | 0.16675 | 0.018119 | 0.0022192 | 8.645e-05 | 36.0472 | 10.1631 | 3.5608 | 0.8239 | 0.57747 | 0.10551 | 2.5231 | 59.6919 | 10.4411 | 0.30261 | 0.82398 | 16.7688 | 104.6467 | 37.1821 | 23.3605 | 136.8083 | 9.0285 | 0.035392 | 0.28382 | 0.63762 | 31.718 | 21.3085 | 895.2783 | 115.5355 | 2.3083 | 0.082901 | 0.69399 | 0.10541 | 345.1019 | 125.0379 | 78.5189 | 57.1227 | 14.9232 | 1253.3999 | 232.8626 | 74.5783 | 82.3798 | 281.7022 | 144.8814 | 84.9927 | 91.3732 | 8.3785 | 0.42964 | 0.78489 | 0.41628 | 70.7542 | 7.0594 | 2.0046 | 2.1284 | 0.16787 | 7.2261e-05 | 28.1802 | 1.2064 | 0.24557 | 0.20757 | 0.13267 | 3.0065 | 0.96598 | 0.9106 | 0.4879 | 98.1913 | 16.7903 | 24.9181 | 9.8104 | 136.3185 | 139.208 | 2090.4051 | 254.6513 | 317.6595 | 175.4903 | 914.7873 | 327.061 | 100.3979 | 473.2716 | 0.083283 | 0.36599 | 0.20171 | 0.063273 | 0.010528 | 0.0069431 | 2.0793e-05 | 0.0024966 | 27.2948 | 12.0575 | 1.1908 | 0.20311 | 1.9294 | 4.4957 | 309.2583 | 95.681 | 3.9129 | 4.8473 | 141.6591 | 10.0227 | 123.2889 | 47.6262 | 32.5849 | 102.125 | 718.3975 | 67.7496 | 684.8488 | 8.203 | 104.8823 | 810.9334 | 140.6091 | 107.8794 | 62.4267 | 65.6816 | 208.1756 | 47.2885 | 9.8065 | 166.3331 | 94.1774 | 11.1177 | 52.5691 | 512.8945 | 6.5179 | 69.7271 | 65.2505 | 161.471 | 253.5308 | 83.5683 | 48.039 | 30.1782 | 40.647 | 0.0099698 | 0.0011534 | 0.28587 | 29.3962 | 2.879 | 12.8831 | 3.3797 | 249.5049 | 9.3886 | 4.0675 | 0.4585 | 5742.5795 | 940.0632 | 1536.3717 | 1520.492 | 32.2416 | 0.81681 | 22.5388 | 3.1158 | 5377.6941 | 1450.7793 | 584.5044 | 95.205 | 153.7982 | 9.5455 | 152.4349 | 0.0013639 | 37.0087 | 0.15043 | 12.0661 | 80.1532 | 3.8428 | 68.6669 | 200.4359 | 0.10933 | 0.18635 | 1.0535 | 2.1831 | 0.12832 | 0.21907 | 1.3563 | 0.14057 | 31.6508 | 0.0027481 | 12.8481 | 300.873 | 0.023833 | 116.5757 | 5.4556 | 0.046758 | 0.63414 | 0.25275 | 4.8797 | 0.089399 | 1.844 | 1.1772 | 1.4659 | 0.019248 | 0.10801 | 0.054568 | 4.5024 | 0.038697 | 0.55858 | 0.22281 | 8.3198 | 0.00044291 | 0.0035302 | 0.0027558 | 5.0681 | 0.018863 | 0.34073 | 0.23102 | 0.26675 | 0.0012529 | 0.020512 | 0.013432 | 1.2825 | 0.0057701 | 0.092866 | 0.055479 | 0.68621 | 0.0039378 | 0.048968 | 0.17127 | 0.51901 | 0.26929 | 1.0239 | 320.2726 | 0.01288 | 1.958 | 0.012562 | 3.6536 | 3.9836 | 2.1428 | 202.0643 | 0.46935 | 9.0935 | 8.9494 | 13.0253 | 108541.6801 | 9.2419 | 342.6523 | 9.0205 | 4.2059 | 2.196 | 1.8297 | 2.9759 | 1.6249 | 1.7969 | 13.7304 | 3.822 | 0.78283 | 8.5843 | 2.8456 | 293.4597 | 8.0898 | 0.40355 | 16.7617 | 28.9165 | 589.1361 | 67.3842 | 4.4498 | 3.0467 | 7.982 | 7.7575 | 0.27429 | 1.1897 | 5.1648 | 7.1637 | 6.7228 | 0.0020772 | 0.0013622 | 0.0044374 | 1.6222 | 8.2338e-05 | 0.0076495 | 5.3864e-05 | 0.017903 | 0.0024859 | 0.0077713 | 12.611 | 0.00078719 | 0.61708 | 0.27659 | 8.4808 | 1.2685 | 0.037717 | 1.201 | 0.32246 | 0.018499 | 0.0078629 | 0.0069367 | 0.0037919 | 0.0064756 | 0.0068566 | 0.060135 | 0.072706 | 0.0035143 | 0.033339 | 0.010197 | 1.0409 | 0.00041128 | 0.00041678 | 0.10807 | 0.12758 | 2.7135 | 0.28135 | 0.023054 | 0.047663 | 0.028424 | 0.03694 | 0.001053 | 0.0054136 | 0.020359 | 0.024952 | 0.02559 | 0.043986 | 0.01573 | 0.053151 | 18.726 | 0.0013619 | 0.1042 | 0.00078112 | 0.3851 | 0.051776 | 0.15917 | 7.4196 | 0.010906 | 23.0967 | 15.5517 | 447.7833 | 30.8002 | 1.822 | 27.181 | 13.9765 | 0.97338 | 0.10906 | 0.090747 | 0.049456 | 0.098136 | 0.17216 | 1.9709 | 1.3642 | 0.048667 | 0.80134 | 0.15687 | 18.6336 | 0.0037863 | 0.0034875 | 10.1193 | 5.1751 | 163.8365 | 15.3611 | 1.5487 | 0.61981 | 0.3847 | 0.6052 | 0.020179 | 0.08725 | 0.38894 | 1.1821 | 1.0289 | 0.029233 | 0.010589 | 0.015354 | 6.3054 | 0.00078243 | 0.20884 | 0.00060263 | 0.90516 | 0.060959 | 0.1325 | 5.1215 | 0.0084962 | 16.6845 | 8.4478 | 540.7123 | 18.1323 | 1.9336 | 18.5704 | 8.7905 | 0.56373 | 0.15521 | 0.21731 | 0.032027 | 0.10183 | 0.079474 | 1.7654 | 0.5651 | 0.17861 | 0.48405 | 0.20206 | 12.6857 | 0.0029343 | 0.0032211 | 3.5447 | 2.7085 | 65.3926 | 8.097 | 2.939 | 0.25797 | 0.27157 | 0.62199 | 0.012368 | 0.056923 | 0.23955 | 1.135 | 1.1828 | 850.2129 | 270.8474 | 206.0181 | 193.2929 | 67.2825 | 93.5834 | 38.1612 | 3755.2599 | 316.2504 | 85.3842 | 17.7264 | 119.755 | 8.2429 | 233.3303 | 96.5492 | 12.7655 | 55.2902 | 0.3364 | 3178.4142 | 2.572 | 6.4296 | 1.7784 | 2.5864 | 10.5947 | 0.62586 | 1.0185 | 3.8456 | 0.25489 | 14.8327 | 0.17407 | 0.0012077 | 0.046687 | 0.01683 | 0.36836 | 2.4875 | 0.96354 | 3.6346 | 0.67433 | 1.4689
4 | 0.135 | 0.037083 | 0.020346 | 1.262 | 0.99348 | 0.99701 | 0.86684 | 0.095467 | 0.86403 | 0.69895 | 0.60672 | 0.78157 | 0.7935 | 0.16146 | 1353.9579 | 404.0322 | 0.94786 | 0.8484 | 0.18651 | 0.17947 | 0.4781 | 0.48304 | 3.9493 | 783.8798 | 0.0029961 | 155.7158 | 105.6276 | 16.0772 | 150.2277 | 16.3976 | 1.8776 | 64.6581 | 11.9099 | 12.3221 | 2295.0621 | 81.455 | 93.3873 | 1664.5594 | 106.9061 | 92.6994 | 249.3429 | 256.5244 | 228.4119 | 30.4503 | 57.9514 | 0.82083 | 0.21077 | 0.11828 | 0.013799 | 0.0023207 | 6.6147e-05 | 38.7947 | 10.4968 | 2.8524 | 1.0173 | 0.6536 | 0.10614 | 2.0573 | 52.9349 | 6.8282 | 0.35418 | 0.80494 | 24.4472 | 112.405 | 42.1226 | 17.6413 | 153.551 | 10.3197 | 0.031262 | 0.23565 | 0.95031 | 45.3047 | 16.9387 | 876.4341 | 92.6063 | 2.442 | 0.072571 | 0.64324 | 0.076462 | 278.553 | 133.6059 | 83.5589 | 69.7367 | 16.5298 | 1290.4986 | 278.6952 | 85.5236 | 83.5746 | 278.3911 | 169.533 | 86.5863 | 76.5081 | 7.825 | 0.8483 | 0.56907 | 0.24866 | 68.9528 | 6.2074 | 1.6392 | 2.7909 | 0.14222 | 8.7503e-05 | 35.3468 | 1.0324 | 0.23507 | 0.23107 | 0.13678 | 2.5811 | 0.96 | 1.2985 | 0.35345 | 78.7323 | 14.8671 | 31.6207 | 7.9015 | 149.4685 | 131.5858 | 2133.1276 | 261.0566 | 404.9714 | 168.8072 | 718.3115 | 318.873 | 76.42 | 475.9043 | 0.088382 | 0.32629 | 0.16617 | 0.077472 | 0.0086729 | 0.0054631 | 2.8777e-05 | 0.002232 | 38.0848 | 10.89 | 1.1015 | 0.153 | 2.8394 | 6.5826 | 317.4763 | 92.4086 | 3.7276 | 4.4035 | 125.7172 | 10.3206 | 117.618 | 52.3911 | 34.2897 | 89.8464 | 693.7735 | 63.1837 | 603.97 | 8.8059 | 110.8099 | 738.3049 | 167.4285 | 98.1841 | 58.5688 | 61.7639 | 248.9406 | 60.5876 | 8.9052 | 152.3259 | 86.7316 | 9.8132 | 44.7659 | 651.0609 | 6.4834 | 68.8458 | 67.468 | 190.6496 | 300.6431 | 80.2267 | 50.43 | 33.4105 | 45.325 | 0.011806 | 0.0013481 | 0.23325 | 30.4859 | 1.974 | 8.7361 | 2.3488 | 228.4251 | 12.1484 | 5.9971 | 0.5084 | 5755.7401 | 776.1501 | 1230.5795 | 1027.4412 | 31.167 | 1.1176 | 24.8353 | 3.1373 | 5581.6742 | 1504.7089 | 480.6231 | 109.2236 | 128.9212 | 8.3343 | 189.1165 | 0.0012386 | 34.8461 | 0.14394 | 12.5209 | 71.6149 | 3.4651 | 83.3154 | 173.8733 | 0.10435 | 0.27411 | 2.4194 | 3.1685 | 0.38353 | 0.20629 | 0.87529 | 0.18426 | 32.1322 | 0.0026439 | 14.3188 | 317.0699 | 0.022977 | 113.5985 | 5.8222 | 0.047187 | 0.62964 | 0.28199 | 4.7016 | 0.097835 | 1.8095 | 1.0641 | 1.4456 | 0.017507 | 0.11383 | 0.057791 | 4.2499 | 0.040207 | 0.53205 | 0.20367 | 8.9532 | 0.00039543 | 0.0031555 | 0.0026953 | 4.8121 | 0.021013 | 0.36801 | 0.23806 | 0.24476 | 0.0012171 | 0.019944 | 0.013733 | 1.3246 | 0.0054402 | 0.085458 | 0.056959 | 0.68083 | 0.0034211 | 0.047171 | 0.16582 | 0.53688 | 0.29883 | 1.0011 | 330.9382 | 0.012049 | 1.9922 | 0.011993 | 4.7084 | 5.7801 | 2.4042 | 190.9574 | 0.42772 | 9.7501 | 9.3566 | 14.8975 | 114818.059 | 8.0601 | 330.7208 | 8.3219 | 4.4644 | 1.8674 | 1.7911 | 2.6623 | 1.605 | 1.7485 | 13.3348 | 4.2973 | 0.77753 | 7.9856 | 3.0185 | 249.0155 | 7.5922 | 0.4671 | 18.9418 | 28.0942 | 679.7767 | 62.6109 | 4.6337 | 2.6567 | 7.299 | 7.3055 | 0.24153 | 1.2936 | 5.6058 | 7.6462 | 6.5526 | 0.0019759 | 0.0011474 | 0.0043927 | 1.5034 | 9.5559e-05 | 0.0070704 | 5.4808e-05 | 0.017666 | 0.002583 | 0.0076619 | 13.1831 | 0.00067976 | 0.57441 | 0.28439 | 8.3811 | 1.3019 | 0.036664 | 1.2409 | 0.29897 | 0.021136 | 0.0069731 | 0.0075497 | 0.0035313 | 0.0056068 | 0.0069013 | 0.054142 | 0.081683 | 0.0037018 | 0.035951 | 0.0098053 | 1.1816 | 0.00047812 | 0.00040446 | 0.091701 | 0.12177 | 2.904 | 0.29008 | 0.01984 | 0.046459 | 0.026575 | 0.032873 | 0.0011483 | 0.0050546 | 0.019387 | 0.02545 | 0.024635 | 0.038054 | 0.018522 | 0.054742 | 19.6445 | 0.0011871 | 0.098947 | 0.00091421 | 0.43213 | 0.052346 | 0.14363 | 6.796 | 0.01218 | 23.4603 | 14.8668 | 492.8141 | 30.9402 | 1.7652 | 26.3527 | 12.749 | 0.86484 | 0.10574 | 0.10002 | 0.053862 | 0.086366 | 0.15622 | 1.8819 | 1.4058 | 0.04411 | 0.8857 | 0.18041 | 21.2954 | 0.0033747 | 0.0032013 | 10.8222 | 5.2072 | 152.6056 | 12.8065 | 1.8124 | 0.6876 | 0.4411 | 0.66213 | 0.019804 | 0.087966 | 0.3362 | 1.1328 | 1.076 | 0.028472 | 0.0115 | 0.016729 | 7.6345 | 0.00077315 | 0.20119 | 0.00061967 | 0.87542 | 0.066511 | 0.1132 | 4.8844 | 0.0078215 | 17.0775 | 7.7651 | 495.626 | 19.6345 | 1.7667 | 17.8851 | 7.5522 | 0.49422 | 0.14851 | 0.21335 | 0.029964 | 0.10487 | 0.076757 | 1.898 | 0.57811 | 0.19353 | 0.536 | 0.22115 | 12.766 | 0.0028698 | 0.0029781 | 3.5884 | 2.9804 | 57.5908 | 8.7799 | 3.1243 | 0.27799 | 0.29801 | 0.68907 | 0.013375 | 0.047642 | 0.24136 | 1.2897 | 1.1102 | 741.5167 | 268.0176 | 222.0945 | 189.2508 | 56.6072 | 86.9929 | 45.9065 | 3045.6977 | 267.1117 | 85.7521 | 21.2512 | 109.6231 | 9.6789 | 216.0247 | 107.4227 | 13.697 | 57.6862 | 0.38282 | 2581.8678 | 2.7857 | 7.2011 | 2.0821 | 2.8429 | 13.187 | 0.441 | 0.86291 | 4.3333 | 0.32925 | 10.0064 | 0.22182 | 0.0016522 | 0.050902 | 0.009344 | 0.37331 | 1.4926 | 1.445 | 5.4562 | 1.4425 | 1.3674
5 | 0.17743 | 0.028432 | 0.025008 | 1.2926 | 0.99405 | 0.99904 | 0.83801 | 0.02422 | 0.82561 | 0.4659 | 0.69491 | 0.75725 | 0.89218 | 0.20857 | 1937.9846 | 240.9704 | 0.96681 | 0.87191 | 0.12019 | 0.16446 | 0.31069 | 2.1375 | 3.7951 | 675.6963 | 0.0074123 | 165.1366 | 100.064 | 14.0295 | 149.4185 | 13.0866 | 2.1713 | 61.7565 | 14.1268 | 11.8991 | 2997.3652 | 98.9442 | 102.2043 | 1859.2027 | 117.1601 | 82.7797 | 229.8742 | 235.8743 | 237.5474 | 34.6614 | 53.6634 | 0.9236 | 0.368 | 0.047828 | 0.015518 | 0.0022689 | 8.5707e-05 | 37.8787 | 13.6234 | 3.0248 | 0.69764 | 0.53599 | 0.085373 | 2.1572 | 68.0664 | 7.9905 | 0.34288 | 0.90876 | 24.4185 | 116.2299 | 38.6857 | 18.4537 | 138.9691 | 9.7971 | 0.037525 | 0.32563 | 0.92893 | 40.9364 | 15.0185 | 542.8836 | 86.6716 | 2.8417 | 0.092517 | 0.40922 | 0.10121 | 347.2999 | 157.5129 | 87.3223 | 62.1976 | 17.3468 | 1342.0112 | 276.5851 | 99.314 | 74.8658 | 268.7308 | 154.8181 | 83.25 | 79.2764 | 8.9647 | 0.77528 | 0.63002 | 0.27663 | 67.9786 | 5.3691 | 2.3182 | 2.783 | 0.18514 | 7.7241e-05 | 38.8801 | 0.87674 | 0.20645 | 0.27637 | 0.18076 | 3.3473 | 0.95858 | 1.1117 | 0.39209 | 82.5798 | 19.2169 | 38.2822 | 9.5702 | 147.3371 | 211.2293 | 1707.5527 | 210.4631 | 299.7073 | 179.3389 | 684.3902 | 374.4104 | 95.4505 | 438.7391 | 0.2647 | 0.41209 | 0.17346 | 0.084569 | 0.0074709 | 0.0051883 | 2.7647e-05 | 0.0019628 | 32.737 | 9.6809 | 1.022 | 0.20048 | 2.6348 | 6.2921 | 339.4206 | 63.5547 | 3.01 | 5.428 | 147.8806 | 7.8657 | 132.4011 | 44.2739 | 31.7752 | 101.8894 | 763.2192 | 73.4116 | 696.9794 | 9.4135 | 113.6168 | 824.3703 | 139.8505 | 87.0527 | 61.1171 | 66.5059 | 233.397 | 52.2168 | 9.1809 | 201.0266 | 74.7067 | 12.4383 | 41.026 | 587.5701 | 7.3516 | 66.0297 | 58.8519 | 183.0896 | 304.4419 | 79.3976 | 43.5975 | 32.0563 | 46.4599 | 0.0090881 | 0.0013407 | 0.32811 | 31.3429 | 2.711 | 11.0214 | 2.2666 | 315.9546 | 9.7715 | 5.8559 | 0.58068 | 7301.7123 | 865.2989 | 1557.2647 | 1357.4444 | 27.3919 | 0.99739 | 24.5525 | 2.8303 | 4562.2826 | 1217.618 | 632.0366 | 103.3721 | 118.2933 | 9.2608 | 167.8255 | 0.0014342 | 39.4807 | 0.16533 | 12.7368 | 76.6572 | 5.3788 | 75.9011 | 169.368 | 0.12466 | 0.2487 | 1.7058 | 2.0486 | 0.31745 | 0.23767 | 0.92631 | 0.19101 | 35.9783 | 0.0027144 | 12.6217 | 293.1531 | 0.026711 | 126.6965 | 5.4634 | 0.044727 | 0.61908 | 0.23933 | 5.0064 | 0.092867 | 1.7861 | 1.0703 | 1.591 | 0.018852 | 0.11976 | 0.05164 | 4.4603 | 0.037581 | 0.51447 | 0.20435 | 8.4075 | 0.00042119 | 0.0036168 | 0.002788 | 5.4567 | 0.019413 | 0.37396 | 0.21217 | 0.25376 | 0.0012661 | 0.021833 | 0.012992 | 1.299 | 0.0051955 | 0.093927 | 0.050969 | 0.70557 | 0.0038828 | 0.040374 | 0.18119 | 0.53474 | 0.29117 | 1.1515 | 244.8024 | 0.016739 | 1.9669 | 0.012701 | 3.7659 | 4.7222 | 3.0228 | 207.1089 | 0.37613 | 9.385 | 8.0898 | 13.6511 | 106994.9958 | 8.4707 | 313.5987 | 8.2044 | 4.8025 | 2.1043 | 2.0259 | 2.8306 | 1.6534 | 1.8082 | 13.3977 | 3.6921 | 0.68636 | 8.7331 | 2.9501 | 271.2301 | 9.0774 | 0.40854 | 19.973 | 24.8816 | 698.8616 | 65.6029 | 4.1213 | 2.6033 | 7.5151 | 7.486 | 0.26684 | 1.1994 | 5.393 | 6.758 | 6.2373 | 0.0021895 | 0.0013738 | 0.0038955 | 1.3608 | 8.1019e-05 | 0.0074144 | 6.1305e-05 | 0.018329 | 0.0027735 | 0.0079798 | 11.8686 | 0.00076196 | 0.62897 | 0.29449 | 7.7565 | 1.3932 | 0.03722 | 1.17 | 0.29462 | 0.017797 | 0.0077841 | 0.0064017 | 0.0033634 | 0.0059404 | 0.0065292 | 0.064421 | 0.078164 | 0.0037738 | 0.029925 | 0.0097676 | 1.1627 | 0.00043247 | 0.00047872 | 0.10344 | 0.11275 | 2.942 | 0.29698 | 0.022773 | 0.042957 | 0.027095 | 0.035198 | 0.001087 | 0.0054976 | 0.019034 | 0.027128 | 0.02695 | 0.039975 | 0.015959 | 0.055734 | 18.9324 | 0.0011517 | 0.097569 | 0.00085413 | 0.45052 | 0.045086 | 0.15003 | 7.8817 | 0.010663 | 22.2038 | 13.1372 | 485.9641 | 28.3259 | 1.8397 | 29.4136 | 13.7944 | 0.84039 | 0.11392 | 0.1095 | 0.057577 | 0.087247 | 0.18443 | 1.951 | 1.5288 | 0.047215 | 0.92397 | 0.15284 | 19.9095 | 0.0033848 | 0.0034489 | 11.0052 | 5.6708 | 154.4299 | 13.188 | 1.8703 | 0.60843 | 0.40465 | 0.62827 | 0.020014 | 0.097983 | 0.36773 | 1.1132 | 1.0458 | 0.027802 | 0.011574 | 0.016191 | 7.1575 | 0.00090769 | 0.24033 | 0.00054029 | 0.93449 | 0.059247 | 0.12991 | 5.7781 | 0.0081168 | 15.9312 | 7.8697 | 573.3326 | 17.3831 | 1.8683 | 19.8448 | 8.1438 | 0.54894 | 0.15077 | 0.2273 | 0.027239 | 0.10865 | 0.076977 | 2.077 | 0.54035 | 0.16955 | 0.45041 | 0.22998 | 12.1117 | 0.0032276 | 0.0027788 | 3.5116 | 2.782 | 60.311 | 8.6168 | 3.4151 | 0.26749 | 0.30461 | 0.71795 | 0.014192 | 0.05403 | 0.21023 | 1.2711 | 1.1609 | 774.3015 | 312.271 | 208.6053 | 215.69 | 64.2057 | 99.5853 | 40.3457 | 3249.5277 | 283.3981 | 95.6732 | 21.5304 | 112.3717 | 9.797 | 209.4766 | 92.1466 | 10.8635 | 61.5943 | 0.43771 | 3529.6032 | 2.6486 | 6.135 | 1.9818 | 3.1641 | 12.9584 | 0.52657 | 0.82469 | 4.136 | 0.21977 | 12.0647 | 0.11469 | 0.0015754 | 0.020859 | 0.0097722 | 0.19746 | 2.3184 | 1.9437 | 3.1556 | 1.3617 | 1.5965
6 | 0.16061 | 0.038078 | 0.011452 | 1.2475 | 0.99134 | 0.99319 | 0.73437 | 0.048353 | 0.87342 | 0.44958 | 0.76506 | 0.87432 | 0.8559 | 0.23702 | 1248.055 | 153.9213 | 0.94833 | 0.85253 | 0.17384 | 0.17805 | 0.41583 | 0.85989 | 4.175 | 641.4238 | 0.0092574 | 164.4878 | 109.4058 | 13.2079 | 152.6788 | 12.6798 | 1.751 | 55.5567 | 15.522 | 11.3336 | 2488.0974 | 101.1071 | 95.6317 | 1825.973 | 133.1211 | 75.9821 | 257.3032 | 278.6203 | 224.3117 | 31.762 | 51.0063 | 0.77927 | 0.1118 | 0.19152 | 0.018269 | 0.0022317 | 6.5397e-05 | 30.7078 | 10.9372 | 3.1319 | 0.71806 | 0.49671 | 0.10902 | 2.4556 | 69.4922 | 7.4488 | 0.29075 | 0.87444 | 18.2499 | 107.418 | 29.4358 | 18.8787 | 142.461 | 9.5552 | 0.036144 | 0.29791 | 0.96241 | 38.5206 | 16.4299 | 668.3502 | 133.4994 | 3.1178 | 0.10071 | 0.5871 | 0.088979 | 307.2648 | 142.6815 | 75.792 | 67.865 | 17.8279 | 1119.8372 | 228.1108 | 90.8329 | 78.1109 | 243.3707 | 146.4653 | 91.4078 | 81.2301 | 8.1795 | 0.63481 | 0.69184 | 0.38102 | 53.8946 | 5.8856 | 2.1215 | 2.7227 | 0.17821 | 8.4473e-05 | 37.5756 | 1.2497 | 0.24226 | 0.20894 | 0.14869 | 3.5556 | 0.966 | 1.3738 | 0.37382 | 68.4444 | 13.0458 | 39.8203 | 9.0935 | 125.3997 | 189.5208 | 2262.2984 | 225.3342 | 384.4129 | 159.6484 | 845.5262 | 383.5886 | 101.1054 | 431.4396 | 0.3145 | 0.26134 | 0.040178 | 0.078639 | 0.0080652 | 0.0055698 | 2.5212e-05 | 0.0023111 | 38.4303 | 13.9297 | 1.1471 | 0.16163 | 2.7979 | 4.5998 | 376.8135 | 81.2245 | 3.1466 | 4.0354 | 145.4766 | 8.0271 | 106.2798 | 43.3446 | 31.4464 | 85.9003 | 670.657 | 56.3338 | 595.2257 | 9.9064 | 118.3536 | 702.3301 | 145.7829 | 107.4185 | 49.976 | 73.1513 | 218.1879 | 49.1695 | 9.4179 | 190.257 | 87.6245 | 11.2713 | 52.029 | 534.073 | 6.1535 | 71.4314 | 57.9763 | 200.1948 | 309.5004 | 84.521 | 45.2735 | 29.6805 | 42.0778 | 0.0088864 | 0.0010595 | 0.28964 | 28.3996 | 2.5189 | 13.5346 | 2.7571 | 209.8826 | 10.6428 | 5.0377 | 0.44662 | 6082.7388 | 820.087 | 1195.2394 | 1415.6381 | 30.2804 | 1.2145 | 22.3625 | 2.8681 | 4511.7043 | 1781.1828 | 545.1031 | 98.3337 | 148.6439 | 8.1384 | 186.3366 | 0.0014679 | 34.3232 | 0.17985 | 12.888 | 94.0493 | 5.7804 | 85.8832 | 223.3384 | 0.10245 | 0.26322 | 1.1201 | 2.4518 | 0.19396 | 0.23063 | 0.97501 | 0.15703 | 33.1069 | 0.0026699 | 13.9345 | 307.3902 | 0.025788 | 111.0873 | 5.2317 | 0.045978 | 0.65397 | 0.27578 | 4.6451 | 0.094156 | 1.7502 | 1.1299 | 1.4918 | 0.019962 | 0.11449 | 0.055888 | 4.681 | 0.036876 | 0.54449 | 0.1968 | 7.9172 | 0.0004067 | 0.0035047 | 0.0031293 | 5.6879 | 0.019033 | 0.34638 | 0.20682 | 0.26237 | 0.0010966 | 0.019663 | 0.012164 | 1.1291 | 0.0052167 | 0.1022 | 0.053873 | 0.71221 | 0.003344 | 0.046106 | 0.1939 | 0.52875 | 0.26379 | 1.1811 | 285.006 | 0.015741 | 2.0085 | 0.012969 | 3.5135 | 5.1965 | 2.7518 | 194.1467 | 0.20965 | 10.8608 | 8.2705 | 13.2777 | 107426.3417 | 8.9627 | 318.3495 | 8.5856 | 4.56 | 2.0153 | 1.9481 | 2.604 | 1.5935 | 2.025 | 13.6304 | 3.865 | 0.69432 | 7.5475 | 2.6373 | 255.3594 | 8.989 | 0.41764 | 17.9681 | 28.4012 | 595.211 | 61.3389 | 4.6811 | 2.9311 | 8.2305 | 8.0902 | 0.26384 | 1.2239 | 5.245 | 7.5331 | 6.6479 | 0.0020958 | 0.0011643 | 0.0045696 | 1.632 | 9.0841e-05 | 0.007253 | 6.466e-05 | 0.019027 | 0.0026184 | 0.0074079 | 12.1119 | 0.0007658 | 0.6028 | 0.29854 | 8.006 | 1.1859 | 0.038613 | 1.4177 | 0.33192 | 0.018822 | 0.007679 | 0.0064959 | 0.0036445 | 0.0061511 | 0.0068186 | 0.061187 | 0.069431 | 0.00332 | 0.034495 | 0.010754 | 1.1456 | 0.00047528 | 0.00044372 | 0.10497 | 0.11894 | 2.6498 | 0.31398 | 0.020067 | 0.043262 | 0.029579 | 0.038137 | 0.0011822 | 0.0050953 | 0.018899 | 0.024589 | 0.02644 | 0.041099 | 0.016768 | 0.060729 | 19.8455 | 0.0012046 | 0.10706 | 0.00089457 | 0.3832 | 0.045755 | 0.14826 | 6.6245 | 0.011311 | 21.9161 | 13.2427 | 511.7186 | 27.1677 | 1.6974 | 29.703 | 15.0495 | 0.95669 | 0.11292 | 0.092577 | 0.053003 | 0.094008 | 0.16077 | 1.7505 | 1.476 | 0.045194 | 0.83984 | 0.16166 | 18.3712 | 0.0036252 | 0.0036821 | 9.4166 | 5.0446 | 145.0507 | 14.4237 | 1.7785 | 0.63797 | 0.4012 | 0.65005 | 0.019532 | 0.10009 | 0.39618 | 0.98601 | 1.1201 | 0.028912 | 0.010887 | 0.013872 | 6.398 | 0.00082365 | 0.21344 | 0.00054602 | 1.004 | 0.063264 | 0.1255 | 5.376 | 0.0087966 | 14.662 | 8.0245 | 559.1408 | 18.5636 | 1.8934 | 17.4602 | 8.0947 | 0.58521 | 0.14502 | 0.21538 | 0.031504 | 0.11701 | 0.069839 | 2.0225 | 0.58943 | 0.17762 | 0.5149 | 0.21118 | 12.4663 | 0.0027042 | 0.0028073 | 3.6632 | 2.8236 | 57.5217 | 8.0119 | 3.0387 | 0.25547 | 0.27418 | 0.67796 | 0.013467 | 0.050159 | 0.22767 | 1.2677 | 1.1426 | 680.167 | 298.4855 | 202.3766 | 203.4214 | 68.9939 | 92.15 | 47.3198 | 3238.4532 | 304.246 | 91.8857 | 18.4875 | 122.3311 | 9.1853 | 245.159 | 110.0138 | 11.4314 | 60.1766 | 0.46531 | 2868.5215 | 2.746 | 7.2224 | 1.7211 | 3.4243 | 9.9029 | 0.45908 | 0.65831 | 3.6893 | 0.29758 | 13.2653 | 0.13973 | 0.0018695 | 0.053698 | 0.016882 | 0.26444 | 0.97168 | 2.2559 | 4.0979 | 1.2147 | 1.2482
7 | 0.13112 | 0.012515 | 0.022542 | 1.4058 | 0.99588 | 0.99484 | 0.78378 | 0.043804 | 0.75929 | 0.59624 | 0.83315 | 0.74822 | 0.87497 | 0.16858 | 1347.8525 | 385.6277 | 0.95484 | 0.84142 | 0.15427 | 0.1911 | 0.45991 | 3.0601 | 3.5268 | 176.7814 | 0.0032742 | 147.2949 | 139.3346 | 15.0571 | 123.1154 | 13.8026 | 2.1366 | 59.7367 | 13.8173 | 13.0535 | 2601.363 | 95.8622 | 87.947 | 1579.2117 | 114.6293 | 100.6441 | 309.3648 | 247.4829 | 221.1596 | 35.9844 | 54.4374 | 0.80339 | 0.28575 | 0.11231 | 0.015927 | 0.0021054 | 6.993e-05 | 27.1144 | 12.6228 | 2.7643 | 0.99175 | 0.70784 | 0.098539 | 2.2672 | 56.0914 | 11.4216 | 0.24049 | 0.81299 | 17.4888 | 114.9135 | 32.1234 | 24.0003 | 125.0162 | 8.7229 | 0.030243 | 0.27844 | 0.88532 | 25.6941 | 19.5652 | 694.6265 | 108.3784 | 3.7637 | 0.078174 | 0.42493 | 0.11489 | 272.8585 | 166.5411 | 89.4953 | 60.8405 | 17.4779 | 1097.9707 | 246.2256 | 95.9169 | 71.8291 | 227.3987 | 136.7215 | 85.8078 | 89.1641 | 8.5192 | 0.8026 | 0.73469 | 0.15293 | 57.6336 | 6.0093 | 1.6434 | 2.1965 | 0.1599 | 8.3045e-05 | 28.998 | 1.1556 | 0.22419 | 0.2644 | 0.17994 | 2.7656 | 0.9503 | 1.1458 | 0.56669 | 105.2272 | 11.9627 | 24.6762 | 8.1578 | 139.2645 | 151.3612 | 2296.9049 | 231.3813 | 373.4055 | 171.4427 | 849.9419 | 353.2595 | 92.1441 | 405.1008 | 0.42605 | 0.3936 | 0.014607 | 0.06703 | 0.0098043 | 0.0060313 | 2.4572e-05 | 0.002439 | 30.9721 | 13.5183 | 0.89872 | 0.19069 | 2.1129 | 4.6898 | 419.5365 | 67.9384 | 3.4542 | 4.9523 | 151.7097 | 9.9438 | 121.1407 | 48.2376 | 35.155 | 82.977 | 710.8098 | 73.2793 | 606.3981 | 8.0532 | 129.6582 | 661.0225 | 136.5411 | 89.1396 | 57.3856 | 75.5312 | 241.9269 | 52.9935 | 7.669 | 196.8068 | 79.8297 | 10.7239 | 53.0716 | 672.8747 | 6.6613 | 79.5923 | 56.743 | 184.501 | 244.7736 | 93.669 | 55.2386 | 33.8972 | 47.9084 | 0.0086699 | 0.0013859 | 0.32225 | 27.2522 | 2.7427 | 9.5632 | 2.5302 | 327.9024 | 8.906 | 3.8486 | 0.42218 | 5980.5367 | 747.6333 | 1216.6269 | 1256.4544 | 28.9345 | 0.75742 | 27.4014 | 2.4701 | 4753.6415 | 1402.5347 | 597.5905 | 90.5037 | 142.6821 | 8.9185 | 156.8303 | 0.0011126 | 35.4478 | 0.15835 | 13.4592 | 52.9395 | 4.4461 | 90.8354 | 189.503 | 0.11678 | 0.22629 | 2.8766 | 2.8596 | 0.18882 | 0.2448 | 1.2225 | 0.17684 | 30.6145 | 0.0026952 | 13.69 | 272.9531 | 0.022262 | 124.7925 | 5.6703 | 0.044199 | 0.60168 | 0.26445 | 4.8236 | 0.096099 | 1.6805 | 1.0368 | 1.6262 | 0.019099 | 0.12465 | 0.051238 | 4.3536 | 0.036468 | 0.50956 | 0.22546 | 7.5593 | 0.00047627 | 0.003631 | 0.0030242 | 5.1388 | 0.021843 | 0.39555 | 0.2465 | 0.2767 | 0.001129 | 0.022082 | 0.014438 | 1.2727 | 0.0056821 | 0.096009 | 0.049419 | 0.66664 | 0.0038274 | 0.047943 | 0.17345 | 0.53394 | 0.25537 | 1.0849 | 282.1643 | 0.016401 | 1.9996 | 0.011333 | 3.103 | 3.7507 | 2.624 | 205.6812 | 0.11202 | 10.5159 | 8.7021 | 14.1561 | 110221.7268 | 9.0934 | 339.3298 | 8.2884 | 4.0406 | 2.2725 | 1.871 | 3.063 | 1.7212 | 1.7278 | 13.9652 | 3.7493 | 0.72752 | 8.6374 | 2.7499 | 246.8768 | 8.3643 | 0.48163 | 19.5594 | 24.1435 | 688.0822 | 70.5679 | 4.5358 | 2.7379 | 8.3745 | 7.5958 | 0.2443 | 1.3189 | 5.492 | 6.853 | 6.3089 | 0.0022618 | 0.0012636 | 0.0040673 | 1.4811 | 8.7133e-05 | 0.0068296 | 6.1948e-05 | 0.019947 | 0.0026772 | 0.0080264 | 11.6025 | 0.00071312 | 0.6265 | 0.30458 | 8.6853 | 1.2916 | 0.036626 | 1.279 | 0.31162 | 0.020566 | 0.0074777 | 0.0075224 | 0.0037145 | 0.0060922 | 0.0066288 | 0.062124 | 0.079807 | 0.0035752 | 0.035569 | 0.010536 | 1.0572 | 0.00042437 | 0.00042387 | 0.10152 | 0.11099 | 2.6671 | 0.28427 | 0.021663 | 0.042103 | 0.026986 | 0.037746 | 0.0010737 | 0.0052326 | 0.020114 | 0.024381 | 0.023887 | 0.043637 | 0.019031 | 0.058819 | 18.5949 | 0.0011981 | 0.10153 | 0.00081699 | 0.40301 | 0.044621 | 0.16586 | 7.9732 | 0.01162 | 19.7985 | 13.7927 | 476.1284 | 29.5232 | 1.6505 | 31.1165 | 14.7044 | 0.91581 | 0.11621 | 0.10078 | 0.055982 | 0.088383 | 0.18314 | 1.738 | 1.4314 | 0.043493 | 0.77764 | 0.17319 | 20.8414 | 0.0035784 | 0.0033395 | 9.7538 | 4.778 | 156.7921 | 14.6525 | 1.7302 | 0.64737 | 0.44859 | 0.56023 | 0.021954 | 0.097465 | 0.39362 | 1.0686 | 1.0055 | 0.026844 | 0.010661 | 0.014228 | 7.6073 | 0.00076076 | 0.22862 | 0.00056795 | 0.98402 | 0.06185 | 0.11869 | 5.4987 | 0.0080476 | 15.3584 | 8.8681 | 520.3574 | 19.9662 | 1.756 | 18.7945 | 7.7255 | 0.534 | 0.14154 | 0.22193 | 0.028194 | 0.097512 | 0.078471 | 2.0115 | 0.55717 | 0.18898 | 0.52278 | 0.20087 | 11.9687 | 0.0027544 | 0.0031631 | 3.877 | 3.0254 | 62.0271 | 9.006 | 2.9203 | 0.24261 | 0.32724 | 0.66535 | 0.013815 | 0.05545 | 0.21785 | 1.3089 | 1.1299 | 664.1819 | 284.2585 | 240.4557 | 190.2208 | 70.3841 | 96.0197 | 39.8227 | 3775.4148 | 267.9442 | 76.2173 | 22.5148 | 113.5446 | 10.5386 | 245.4456 | 105.7155 | 11.1774 | 49.8076 | 0.45483 | 2757.1273 | 2.0982 | 7.9274 | 1.7691 | 2.9434 | 10.5245 | 0.42825 | 0.62403 | 3.0307 | 0.22977 | 15.8152 | 0.23735 | 0.002109 | 0.035332 | 0.017851 | 0.17293 | 2.016 | 1.3937 | 4.6061 | 0.85684 | 1.8349
8 | 0.1712 | 0.025136 | 0.030714 | 1.3477 | 0.99037 | 0.99699 | 0.77242 | 0.099699 | 0.8591 | 0.55134 | 0.77354 | 0.77243 | 0.87873 | 0.1974 | 1654.6333 | 492.9799 | 0.94596 | 0.80759 | 0.19935 | 0.22637 | 0.34429 | 1.8409 | 2.7862 | 588.463 | 0.0076049 | 129.7725 | 111.6755 | 14.9163 | 144.8939 | 15.051 | 1.7916 | 51.0148 | 14.9035 | 11.764 | 2512.1915 | 77.1353 | 103.6745 | 1742.3881 | 118.4864 | 101.4907 | 242.6599 | 228.0284 | 247.7881 | 37.5441 | 48.6155 | 0.75617 | 0.26461 | 0.32437 | 0.017743 | 0.0016078 | 6.8729e-05 | 32.0045 | 14.2675 | 3.3349 | 0.83948 | 0.63271 | 0.11344 | 2.6561 | 62.7493 | 4.4823 | 0.28581 | 0.86148 | 20.3559 | 77.6521 | 26.216 | 20.2262 | 155.1417 | 8.3045 | 0.035901 | 0.24639 | 0.69626 | 43.1442 | 19.0234 | 499.8064 | 95.5451 | 3.514 | 0.089572 | 0.53393 | 0.11652 | 250.4815 | 164.0348 | 88.8535 | 73.5784 | 16.7939 | 1056.304 | 213.9541 | 85.8945 | 68.9385 | 272.3941 | 158.9222 | 76.2669 | 90.0118 | 7.4387 | 0.75217 | 0.83633 | 0.31802 | 58.8842 | 5.4319 | 1.9077 | 1.992 | 0.14515 | 9.4865e-05 | 33.2688 | 1.356 | 0.22813 | 0.18808 | 0.17532 | 2.538 | 0.95418 | 1.187 | 0.40194 | 75.4418 | 19.6342 | 27.4724 | 8.8052 | 134.1031 | 162.6503 | 1753.8732 | 234.4276 | 414.0738 | 166.9995 | 692.3479 | 304.0894 | 81.9236 | 486.4486 | 0.38434 | 0.030333 | 0.009914 | 0.071721 | 0.0096063 | 0.0057181 | 2.6068e-05 | 0.0021781 | 29.9595 | 12.9923 | 0.82311 | 0.16821 | 2.0834 | 4.3846 | 372.1583 | 82.5369 | 3.6378 | 5.9543 | 140.0063 | 7.7062 | 111.5137 | 40.6663 | 37.1998 | 84.5717 | 754.8067 | 59.6167 | 732.7068 | 9.5185 | 125.4888 | 750.4339 | 164.5913 | 85.4731 | 59.4779 | 71.8892 | 228.6658 | 61.1021 | 7.7619 | 175.954 | 85.2981 | 11.9155 | 54.0617 | 537.623 | 6.7728 | 80.3818 | 68.3532 | 196.2228 | 281.0871 | 85.8429 | 54.3464 | 28.3213 | 48.1772 | 0.0084502 | 0.0010238 | 0.26824 | 32.0266 | 2.338 | 12.5772 | 3.0832 | 284.2756 | 9.5782 | 6.1735 | 0.4315 | 7115.9515 | 824.9405 | 1284.0185 | 1161.7736 | 28.6073 | 1.2817 | 21.8902 | 2.5335 | 5652.5828 | 1574.9342 | 515.0628 | 106.4233 | 130.2226 | 7.8016 | 163.418 | 0.0015455 | 30.5238 | 0.16459 | 14.6607 | 91.3123 | 5.7521 | 53.6623 | 194.3489 | 0.12626 | 0.26046 | 2.1228 | 2.7881 | 0.33706 | 0.25671 | 1.3412 | 0.17298 | 35.2153 | 0.002893 | 13.5201 | 289.4103 | 0.026183 | 125.9206 | 5.51 | 0.045627 | 0.64904 | 0.26532 | 4.5718 | 0.095832 | 1.7224 | 1.0582 | 1.4002 | 0.018925 | 0.10863 | 0.053764 | 4.3296 | 0.041568 | 0.53692 | 0.20625 | 8.1398 | 0.00046658 | 0.0032139 | 0.0031934 | 4.7402 | 0.020079 | 0.39829 | 0.22252 | 0.24786 | 0.0010678 | 0.021132 | 0.013654 | 1.3509 | 0.0058153 | 0.098129 | 0.050479 | 0.6466 | 0.0037644 | 0.042463 | 0.1893 | 0.52441 | 0.28303 | 1.1223 | 253.4706 | 0.014051 | 1.9561 | 0.011113 | 4.8593 | 5.434 | 2.8205 | 193.4304 | 0.38987 | 10.3615 | 9.5823 | 12.6479 | 122152.1629 | 9.1276 | 337.2246 | 9.6285 | 4.3311 | 1.8886 | 2.0676 | 3.011 | 1.4815 | 1.6934 | 15.1012 | 3.8609 | 0.70999 | 7.6728 | 2.9823 | 278.9202 | 8.8571 | 0.4525 | 18.3107 | 26.3923 | 629.6446 | 64.9855 | 4.3851 | 2.8441 | 8.4117 | 8.4359 | 0.25416 | 1.1144 | 5.1939 | 6.5413 | 6.8989 | 0.0020456 | 0.0013044 | 0.0043303 | 1.5579 | 9.4933e-05 | 0.0065495 | 6.0559e-05 | 0.018888 | 0.0023782 | 0.0088811 | 14.1427 | 0.00074884 | 0.6483 | 0.32092 | 7.3952 | 1.2341 | 0.035922 | 1.2583 | 0.28069 | 0.019579 | 0.0070457 | 0.0076331 | 0.0036163 | 0.0065323 | 0.0075059 | 0.056421 | 0.080784 | 0.0035002 | 0.030993 | 0.0099268 | 1.0827 | 0.00046495 | 0.00045805 | 0.1069 | 0.13134 | 2.9272 | 0.28765 | 0.020535 | 0.043923 | 0.024843 | 0.032411 | 0.0011739 | 0.0055568 | 0.021275 | 0.025594 | 0.024353 | 0.041908 | 0.018844 | 0.06284 | 19.2472 | 0.0012785 | 0.10186 | 0.00086496 | 0.42127 | 0.047053 | 0.15294 | 6.6948 | 0.011236 | 20.3439 | 13.9774 | 457.9877 | 29.945 | 1.8969 | 31.3232 | 14.8953 | 0.93466 | 0.10102 | 0.10462 | 0.05424 | 0.10171 | 0.16258 | 1.8348 | 1.2705 | 0.042847 | 0.85718 | 0.166 | 18.951 | 0.0031495 | 0.0035559 | 9.4693 | 5.473 | 142.228 | 14.9788 | 1.6209 | 0.58117 | 0.41804 | 0.67057 | 0.022702 | 0.093809 | 0.35015 | 1.0783 | 1.132 | 0.028343 | 0.011752 | 0.015505 | 7.2078 | 0.00084189 | 0.21627 | 0.00059394 | 0.93175 | 0.064868 | 0.11695 | 5.6627 | 0.0085687 | 17.6052 | 7.9484 | 586.1983 | 20.1248 | 1.8339 | 18.1118 | 7.6063 | 0.54075 | 0.14639 | 0.20411 | 0.030436 | 0.10437 | 0.083013 | 1.8142 | 0.62815 | 0.16927 | 0.50785 | 0.19093 | 12.3249 | 0.0028038 | 0.0029339 | 3.852 | 2.679 | 59.275 | 8.9134 | 2.9902 | 0.28478 | 0.29246 | 0.65584 | 0.014471 | 0.056172 | 0.24511 | 1.2065 | 1.0806 | 818.1625 | 334.5708 | 215.0197 | 219.2811 | 62.0486 | 88.3144 | 44.1769 | 3903.6062 | 323.485 | 87.0478 | 17.9046 | 130.3568 | 9.9117 | 220.9878 | 97.7409 | 10.6898 | 64.1395 | 0.42295 | 2316.5026 | 2.8771 | 5.2635 | 2.2709 | 2.8698 | 11.7963 | 0.47886 | 0.9726 | 3.3607 | 0.23885 | 14.0428 | 0.15645 | 0.0010405 | 0.025029 | 0.011215 | 0.29199 | 0.91757 | 2.3372 | 5.2278 | 1.1126 | 1.3113
9 | 0.18726 | 0.023921 | 0.01335 | 1.3354 | 0.99539 | 0.99386 | 0.70058 | 0.022483 | 0.85293 | 0.5824 | 0.74222 | 0.79021 | 0.80962 | 0.21255 | 1416.609 | 437.3119 | 0.95051 | 0.82443 | 0.13168 | 0.21656 | 0.34942 | 3.1841 | 4.5586 | 243.3621 | 0.0015106 | 160.1125 | 113.2062 | 12.4463 | 130.1457 | 14.106 | 1.9357 | 68.0633 | 15.2047 | 10.0952 | 2568.1909 | 92.3906 | 85.1198 | 1844.5624 | 111.6146 | 81.5003 | 278.4062 | 275.142 | 262.7476 | 37.2907 | 55.965 | 0.71654 | 0.34051 | 0.24433 | 0.016685 | 0.0017588 | 8.9518e-05 | 28.907 | 12.3384 | 3.2127 | 0.77285 | 0.49032 | 0.089948 | 2.2416 | 51.6015 | 2.6113 | 0.32505 | 0.76517 | 27.6758 | 127.1631 | 41.2033 | 24.6 | 129.0462 | 9.4382 | 0.030707 | 0.24326 | 0.67638 | 34.1369 | 14.2873 | 815.9647 | 129.1036 | 2.5249 | 0.10398 | 0.61341 | 0.1031 | 217.7435 | 138.6137 | 98.0202 | 59.1455 | 15.2224 | 1214.036 | 239.3747 | 69.0786 | 81.8394 | 264.9547 | 156.8458 | 100.9422 | 85.8532 | 7.2779 | 0.50135 | 0.99713 | 0.31933 | 63.7782 | 5.1083 | 2.0876 | 2.5514 | 0.1759 | 9.1336e-05 | 34.1118 | 1.2989 | 0.21674 | 0.21752 | 0.19353 | 3.3864 | 0.95627 | 1.3231 | 0.53498 | 95.0266 | 12.4232 | 37.1007 | 8.6618 | 140.7271 | 120.3733 | 1949.7086 | 209.8434 | 370.4756 | 202.8804 | 762.6724 | 313.9357 | 95.7129 | 378.9899 | 0.15083 | 0.1654 | 0.044612 | 0.065437 | 0.010167 | 0.0052986 | 2.6866e-05 | 0.0020775 | 35.0027 | 11.9362 | 0.85875 | 0.18636 | 2.661 | 5.6812 | 393.8203 | 70.5474 | 3.2899 | 3.8313 | 152.9778 | 9.1011 | 133.4546 | 41.3 | 30.7608 | 88.4987 | 739.4869 | 69.1853 | 625.7393 | 10.4399 | 137.7331 | 628.0232 | 163.4374 | 81.9923 | 51.183 | 67.8075 | 206.4666 | 57.8761 | 8.4612 | 185.4547 | 88.0733 | 11.6632 | 44.3956 | 556.3356 | 6.8728 | 87.4732 | 55.1828 | 171.6739 | 286.5747 | 94.1688 | 48.7524 | 28.91 | 52.5285 | 0.010981 | 0.0012235 | 0.27793 | 33.7288 | 2.8029 | 11.3428 | 2.6889 | 330.7213 | 8.5237 | 4.1676 | 0.54335 | 7414.6983 | 902.7803 | 1516.822 | 1142.0978 | 29.7104 | 0.83144 | 21.1362 | 3.0311 | 5276.0358 | 1676.2452 | 574.5916 | 99.0151 | 138.0943 | 10.2468 | 145.4272 | 0.0011942 | 32.1337 | 0.16005 | 13.8947 | 83.0522 | 6.1906 | 57.6288 | 192.037 | 0.12212 | 0.25551 | 1.8441 | 3.861 | 0.24662 | 0.23406 | 1.1228 | 0.12636 | 36.4189 | 0.0029736 | 14.9763 | 324.5021 | 0.024958 | 117.1449 | 5.1958 | 0.046673 | 0.63619 | 0.24934 | 4.7654 | 0.093273 | 1.7687 | 1.0449 | 1.5505 | 0.018316 | 0.12083 | 0.056806 | 4.3767 | 0.035675 | 0.55254 | 0.23114 | 9.0066 | 0.00043669 | 0.0035815 | 0.0028462 | 5.6271 | 0.018157 | 0.32879 | 0.23971 | 0.24871 | 0.0010539 | 0.018913 | 0.013205 | 1.1357 | 0.0056261 | 0.097005 | 0.052151 | 0.72143 | 0.0032573 | 0.043459 | 0.1947 | 0.5443 | 0.29473 | 0.97515 | 223.3783 | 0.014375 | 1.9845 | 0.01235 | 4.3556 | 4.1606 | 2.7272 | 206.896 | 0.16804 | 9.8821 | 7.9881 | 15.1355 | 103782.2518 | 8.8847 | 318.8459 | 8.5131 | 4.6231 | 2.1682 | 1.9867 | 2.9216 | 1.6666 | 1.9821 | 12.6114 | 4.2611 | 0.6675 | 7.7263 | 3.0496 | 260.6717 | 9.1605 | 0.45544 | 18.6497 | 26.2205 | 642.812 | 58.1832 | 4.2795 | 2.7064 | 7.1835 | 8.3514 | 0.28265 | 1.3471 | 4.7672 | 6.4462 | 5.7428 | 0.0022743 | 0.0011988 | 0.0041669 | 1.4465 | 9.6482e-05 | 0.0077314 | 6.0799e-05 | 0.017087 | 0.0026434 | 0.0078669 | 13.1041 | 0.00069252 | 0.57818 | 0.30193 | 8.7514 | 1.322 | 0.041068 | 1.3838 | 0.27394 | 0.020234 | 0.0075801 | 0.0070733 | 0.0034224 | 0.0055558 | 0.0072709 | 0.053628 | 0.070289 | 0.0038714 | 0.030629 | 0.011556 | 1.2316 | 0.0004059 | 0.00043086 | 0.1028 | 0.11065 | 2.5485 | 0.29166 | 0.022181 | 0.048906 | 0.025161 | 0.0323 | 0.0011432 | 0.0056073 | 0.020912 | 0.025905 | 0.024929 | 0.038465 | 0.017338 | 0.053863 | 16.8432 | 0.0012269 | 0.093365 | 0.00082815 | 0.39568 | 0.053225 | 0.13866 | 7.5503 | 0.010088 | 20.6623 | 14.8291 | 534.7954 | 31.3806 | 1.6036 | 28.0154 | 14.1194 | 0.92159 | 0.11022 | 0.10404 | 0.058394 | 0.10301 | 0.18582 | 2.0502 | 1.5224 | 0.041959 | 0.76399 | 0.14909 | 19.1113 | 0.0036826 | 0.0037788 | 9.6263 | 5.373 | 162.7678 | 13.6 | 1.6582 | 0.67794 | 0.41224 | 0.55542 | 0.020767 | 0.096295 | 0.3786 | 0.97494 | 1.1111 | 0.028032 | 0.0099672 | 0.016431 | 6.8825 | 0.00087525 | 0.23695 | 0.00058802 | 1.0172 | 0.064652 | 0.13412 | 5.5557 | 0.0089821 | 15.1395 | 8.2195 | 573.9846 | 19.4426 | 1.6587 | 17.6785 | 8.5901 | 0.49669 | 0.15872 | 0.23005 | 0.029116 | 0.099433 | 0.074967 | 2.0434 | 0.5494 | 0.18338 | 0.47538 | 0.21927 | 13.2586 | 0.0027387 | 0.0027722 | 4.006 | 3.1665 | 66.9219 | 8.4084 | 3.4582 | 0.23476 | 0.27642 | 0.64016 | 0.01268 | 0.056014 | 0.2191 | 1.2542 | 1.2169 | 782.5191 | 347.1041 | 251.7113 | 208.533 | 67.8745 | 102.5521 | 42.701 | 3033.8455 | 242.6197 | 101.909 | 19.6699 | 118.0432 | 8.4178 | 231.5049 | 90.518 | 10.2958 | 53.2965 | 0.38447 | 3324.802 | 2.2919 | 8.1724 | 2.1766 | 3.3592 | 8.195 | 0.50494 | 0.8837 | 3.2933 | 0.2619 | 6.0539 | 0.081655 | 0.002194 | 0.048363 | 0.015282 | 0.40825 | 1.1548 | 1.1186 | 4.2727 | 1.8963 | 2.0519
10 | 0.14872 | 0.017444 | 0.014149 | 1.4407 | 0.9968 | 0.99801 | 0.92773 | 0.046146 | 0.89027 | 0.61136 | 0.88083 | 0.8515 | 0.77321 | 0.17453 | 1887.9182 | 267.1265 | 0.95211 | 0.79536 | 0.20981 | 0.2877 | 0.11187 | 3.5334 | 1.7614 | 544.3388 | 0.0065966 | 141.4468 | 108.4687 | 16.7425 | 141.7219 | 14.2931 | 2.4191 | 50.6352 | 13.4365 | 14.3121 | 3053.2254 | 83.0504 | 82.772 | 1887.6716 | 113.3783 | 89.1389 | 303.0285 | 252.5067 | 215.6822 | 33.9719 | 52.6888 | 0.78768 | 0.13616 | 0.0045383 | 0.015904 | 0.0018732 | 9.5024e-05 | 33.2731 | 11.1597 | 2.6154 | 0.78263 | 0.52082 | 0.081655 | 2.6372 | 47.1321 | 4.9164 | 0.2988 | 0.88709 | 26.284 | 88.9053 | 33.7521 | 17.88 | 135.6496 | 8.583 | 0.038404 | 0.25624 | 0.72109 | 38.1264 | 20.1451 | 656.8108 | 105.202 | 2.6041 | 0.11573 | 0.52866 | 0.09582 | 261.3359 | 133.8904 | 84.043 | 55.7816 | 18.036 | 1304.1633 | 259.595 | 93.5963 | 73.0912 | 254.6016 | 171.2224 | 95.7353 | 70.766 | 7.0789 | 0.56933 | 0.90254 | 0.49304 | 48.468 | 5.8041 | 1.8474 | 2.5123 | 0.14764 | 9.0802e-05 | 31.8728 | 0.96296 | 0.25929 | 0.26942 | 0.19641 | 3.1171 | 0.96837 | 1.2397 | 0.34771 | 107.1664 | 18.4804 | 33.4569 | 8.2573 | 120.6097 | 106.7673 | 2216.8184 | 245.1476 | 345.3042 | 192.4814 | 866.0473 | 312.8486 | 85.646 | 390.2962 | 0.40272 | 0.35301 | 0.12494 | 0.07363 | 0.0093742 | 0.0064736 | 2.7133e-05 | 0.0019226 | 28.8056 | 12.741 | 1.0848 | 0.14742 | 2.7768 | 5.0267 | 423.2948 | 59.4121 | 4.225 | 5.7169 | 127.3463 | 10.1005 | 137.9982 | 39.8057 | 29.5936 | 94.5489 | 590.0038 | 64.7483 | 671.255 | 9.023 | 140.1061 | 683.7679 | 132.5531 | 93.6638 | 48.9528 | 69.3201 | 254.8224 | 53.5482 | 8.7218 | 162.6877 | 89.4014 | 9.5522 | 43.1443 | 618.5579 | 6.9083 | 77.197 | 54.0241 | 202.212 | 252.3334 | 91.346 | 51.6411 | 34.7106 | 39.4945 | 0.0097878 | 0.0013042 | 0.30079 | 38.7125 | 2.2638 | 10.4634 | 3.0474 | 255.4699 | 7.6257 | 4.9761 | 0.56595 | 6670.0871 | 847.6911 | 1319.7538 | 1177.8231 | 34.5603 | 0.895 | 25.2528 | 2.6754 | 5488.1543 | 1157.6463 | 588.8713 | 94.4129 | 140.8147 | 9.4871 | 171.9639 | 0.0012953 | 32.8373 | 0.18736 | 13.2412 | 68.9662 | 4.7118 | 87.7757 | 202.436 | 0.12027 | 0.25222 | 1.5267 | 2.6551 | 0.3481 | 0.24727 | 0.84605 | 0.13947 | 36.9873 | 0.0025834 | 14.4854 | 276.9339 | 0.02255 | 130.8991 | 5.3835 | 0.046424 | 0.6441 | 0.26873 | 5.1531 | 0.097029 | 1.7993 | 1.1411 | 1.5105 | 0.02003 | 0.11034 | 0.056021 | 4.1055 | 0.039341 | 0.52227 | 0.22016 | 8.6987 | 0.00047784 | 0.0031328 | 0.0031357 | 5.3691 | 0.022096 | 0.3633 | 0.21583 | 0.2651 | 0.0011641 | 0.020998 | 0.014312 | 1.2168 | 0.0049418 | 0.090501 | 0.04796 | 0.74829 | 0.0034763 | 0.048616 | 0.18477 | 0.53034 | 0.30452 | 1.0992 | 273.6511 | 0.017127 | 1.9444 | 0.011701 | 3.4027 | 4.2592 | 2.2934 | 202.523 | 0.19177 | 10.646 | 8.5541 | 15.2843 | 118413.2333 | 9.4082 | 356.9385 | 9.6688 | 4.4187 | 2.0498 | 1.8044 | 2.6338 | 1.679 | 1.6686 | 12.8015 | 4.1346 | 0.7652 | 8.4187 | 2.5353 | 253.0376 | 7.7985 | 0.47147 | 19.314 | 24.6427 | 660.1379 | 64.2676 | 4.9087 | 2.7722 | 7.3644 | 8.2904 | 0.29318 | 1.2699 | 4.6859 | 6.8241 | 6.4799 | 0.0022371 | 0.0011813 | 0.0046195 | 1.3822 | 8.4617e-05 | 0.0069589 | 5.5452e-05 | 0.018615 | 0.0023945 | 0.008334 | 12.8378 | 0.00072822 | 0.6678 | 0.30854 | 7.6475 | 1.2154 | 0.038314 | 1.3769 | 0.28903 | 0.021212 | 0.0072614 | 0.007293 | 0.0037536 | 0.006289 | 0.0073665 | 0.062891 | 0.077626 | 0.0034393 | 0.033979 | 0.011663 | 1.1961 | 0.00041174 | 0.00043512 | 0.10079 | 0.12948 | 3.0753 | 0.29524 | 0.019295 | 0.050763 | 0.026136 | 0.033588 | 0.0012024 | 0.004839 | 0.021781 | 0.025123 | 0.026131 | 0.040475 | 0.017771 | 0.064631 | 16.4426 | 0.0013658 | 0.099613 | 0.00088471 | 0.45386 | 0.04632 | 0.15188 | 7.7957 | 0.011087 | 23.6321 | 12.7743 | 469.6534 | 28.0721 | 1.6181 | 30.3196 | 13.3697 | 0.87884 | 0.11889 | 0.097563 | 0.050015 | 0.089977 | 0.18085 | 1.7111 | 1.3475 | 0.046883 | 0.8496 | 0.15899 | 20.1847 | 0.0034149 | 0.0034008 | 10.3343 | 5.329 | 139.7449 | 15.4881 | 1.7633 | 0.59895 | 0.42599 | 0.57983 | 0.021684 | 0.09536 | 0.37097 | 1.0885 | 1.0602 | 0.026204 | 0.011395 | 0.014686 | 7.4097 | 0.00080056 | 0.20344 | 0.00062851 | 1.0147 | 0.069274 | 0.12891 | 5.435 | 0.009378 | 17.2373 | 8.0658 | 484.022 | 20.2836 | 1.684 | 20.7941 | 8.2581 | 0.51323 | 0.16041 | 0.19708 | 0.027259 | 0.11824 | 0.071441 | 1.96 | 0.60821 | 0.19533 | 0.49188 | 0.20556 | 13.386 | 0.0028445 | 0.0028882 | 3.9541 | 2.8674 | 65.0128 | 7.5737 | 3.2002 | 0.23729 | 0.29007 | 0.62677 | 0.012747 | 0.05812 | 0.23475 | 1.214 | 1.2919 | 794.5413 | 349.8619 | 201.5597 | 227.5732 | 66.3408 | 100.0804 | 37.5134 | 3537.6529 | 299.7979 | 96.4783 | 20.9666 | 134.0237 | 10.2211 | 194.5669 | 101.5322 | 12.9314 | 51.8088 | 0.3271 | 3252.5139 | 2.3071 | 5.7717 | 1.9141 | 2.6859 | 12.1852 | 0.63703 | 0.93087 | 2.8509 | 0.32789 | 9.4334 | 0.19073 | 0.00079742 | 0.034683 | 0.0077373 | 0.19933 | 1.4157 | 2.0655 | 2.5416 | 0.74061 | 1.5271
11 | 0.144 | 0.042461 | 0.014438 | 1.1348 | 0.99154 | 0.99591 | 0.97291 | 0.065216 | 0.78557 | 0.6372 | 0.72191 | 0.83981 | 0.85264 | 0.16641 | 1694.6194 | 90.5711 | 0.95192 | 0.85946 | 0.20241 | 0.27215 | 0.26338 | 2.2784 | 3.3646 | 214.8398 | 0.002402 | 175.992 | 121.0586 | 18.2691 | 159.9262 | 16.1463 | 2.0186 | 47.3084 | 16.8114 | 10.4064 | 2698.2576 | 97.7686 | 81.8926 | 1686.9549 | 121.7557 | 78.4292 | 259.1094 | 233.4684 | 230.0392 | 32.2817 | 44.5925 | 0.90851 | 0.23449 | 0.30419 | 0.017186 | 0.0018424 | 9.3316e-05 | 29.339 | 12.9954 | 2.9613 | 1.005 | 0.71478 | 0.093638 | 2.4056 | 48.7637 | 6.7204 | 0.24859 | 0.85589 | 21.7494 | 118.5414 | 40.1338 | 15.7604 | 127.7183 | 8.1549 | 0.033765 | 0.32263 | 0.74461 | 39.7141 | 13.2191 | 613.3304 | 81.2738 | 3.2273 | 0.095736 | 0.39846 | 0.082967 | 287.9997 | 148.5933 | 93.9734 | 71.3168 | 15.5381 | 1379.4823 | 230.9952 | 89.4506 | 78.6884 | 246.4889 | 177.186 | 99.2971 | 86.5629 | 7.0214 | 0.4347 | 0.88082 | 0.40124 | 66.918 | 4.8374 | 2.1851 | 2.8747 | 0.15783 | 7.5959e-05 | 32.6095 | 1.0206 | 0.26368 | 0.24775 | 0.17012 | 3.5163 | 0.96722 | 0.94837 | 0.51843 | 103.3217 | 15.3208 | 29.808 | 9.7236 | 145.3274 | 174.9441 | 2202.2687 | 277.8695 | 391.9695 | 164.4959 | 772.9497 | 406.2234 | 98.2158 | 457.7283 | 0.04954 | 0.12491 | 0.080684 | 0.060634 | 0.0075906 | 0.0061589 | 2.2028e-05 | 0.0022778 | 31.9545 | 11.1519 | 0.96492 | 0.14284 | 2.5004 | 5.4218 | 331.388 | 97.3965 | 2.7767 | 4.626 | 120.1462 | 9.7662 | 104.4308 | 42.3659 | 30.1885 | 104.279 | 637.198 | 60.7153 | 570.7376 | 10.6187 | 126.0512 | 796.9252 | 156.2902 | 96.8359 | 54.0472 | 64.7138 | 237.988 | 62.0397 | 10.0636 | 161.3705 | 96.3397 | 10.9587 | 48.6701 | 655.741 | 5.6935 | 78.3632 | 56.2547 | 175.0581 | 273.6492 | 74.6796 | 45.9855 | 36.5349 | 42.9112 | 0.011164 | 0.00097226 | 0.30741 | 38.1396 | 2.6197 | 9.1254 | 2.6268 | 219.7718 | 7.7979 | 5.4908 | 0.55227 | 7221.819 | 972.1128 | 1357.6325 | 1457.4734 | 26.5122 | 1.0486 | 24.1805 | 3.0026 | 4987.9819 | 1287.555 | 500.1939 | 96.3536 | 147.3299 | 8.8341 | 194.2489 | 0.0011548 | 37.3788 | 0.17481 | 14.1564 | 90.0159 | 3.5958 | 74.3781 | 228.5636 | 0.119 | 0.30482 | 1.9037 | 3.6279 | 0.28642 | 0.24902 | 0.96291 | 0.16481 | 31.3848 | 0.002515 | 12.4898 | 325.382 | 0.022264 | 118.9359 | 5.2422 | 0.047729 | 0.6637 | 0.26095 | 4.8579 | 0.095225 | 1.6684 | 1.0785 | 1.3913 | 0.018134 | 0.11098 | 0.052058 | 4.5611 | 0.037951 | 0.52276 | 0.19902 | 8.2544 | 0.00047236 | 0.0034057 | 0.0032639 | 4.9514 | 0.020238 | 0.36971 | 0.23206 | 0.27463 | 0.001187 | 0.021687 | 0.012746 | 1.2404 | 0.0052818 | 0.083993 | 0.048766 | 0.74119 | 0.0035495 | 0.044303 | 0.17028 | 0.54299 | 0.28045 | 1.1456 | 235.9625 | 0.015328 | 1.9947 | 0.011526 | 5.0053 | 6.0098 | 2.4424 | 197.2648 | 0.071102 | 10.1285 | 8.4905 | 12.8887 | 124586.6618 | 7.7543 | 301.1581 | 9.1648 | 4.6543 | 1.9813 | 1.8881 | 2.6864 | 1.6966 | 1.7561 | 14.235 | 4.3871 | 0.70495 | 7.8757 | 2.615 | 243.9173 | 7.9092 | 0.41905 | 17.2737 | 25.5024 | 667.111 | 69.2814 | 4.8569 | 2.8771 | 7.7696 | 7.241 | 0.26046 | 1.2335 | 5.5784 | 7.2969 | 6.035 | 0.0021207 | 0.0013583 | 0.0040388 | 1.4289 | 9.7352e-05 | 0.0067567 | 6.2472e-05 | 0.018145 | 0.0028849 | 0.0084822 | 13.4888 | 0.00077247 | 0.59195 | 0.2866 | 8.3053 | 1.2544 | 0.038022 | 1.3109 | 0.32889 | 0.017505 | 0.0082407 | 0.0067897 | 0.0038471 | 0.0064157 | 0.0071321 | 0.055556 | 0.068121 | 0.003284 | 0.029576 | 0.011245 | 1.0586 | 0.00046014 | 0.00045995 | 0.096346 | 0.11529 | 2.6164 | 0.31684 | 0.021117 | 0.044998 | 0.028567 | 0.037331 | 0.0011299 | 0.0048873 | 0.018598 | 0.026102 | 0.02722 | 0.036818 | 0.017137 | 0.063546 | 17.6922 | 0.0012742 | 0.097808 | 0.0007836 | 0.41358 | 0.051229 | 0.16443 | 7.7949 | 0.012029 | 23.9808 | 13.7213 | 516.6879 | 25.9414 | 1.641 | 29.688 | 15.173 | 0.95151 | 0.10611 | 0.098745 | 0.052431 | 0.091233 | 0.163 | 1.9174 | 1.34 | 0.041167 | 0.78165 | 0.1577 | 17.9761 | 0.0032828 | 0.0037314 | 9.8633 | 4.7078 | 148.1678 | 14.1927 | 1.7945 | 0.66935 | 0.43615 | 0.63646 | 0.020581 | 0.084014 | 0.38154 | 1.0077 | 1.1817 | 0.026297 | 0.010309 | 0.014903 | 7.1242 | 0.00088917 | 0.22702 | 0.00062231 | 0.8578 | 0.070891 | 0.12636 | 5.2633 | 0.0081897 | 16.165 | 8.9297 | 504.5821 | 20.6978 | 1.8254 | 20.4155 | 8.7124 | 0.52682 | 0.15718 | 0.23206 | 0.029641 | 0.11174 | 0.072456 | 2.0614 | 0.55355 | 0.1913 | 0.50245 | 0.19273 | 11.5061 | 0.0029977 | 0.0031101 | 3.7866 | 2.9181 | 67.8292 | 8.8876 | 3.3442 | 0.27086 | 0.29649 | 0.61792 | 0.013735 | 0.051723 | 0.20715 | 1.1445 | 1.3049 | 669.5046 | 281.8037 | 248.4624 | 182.314 | 54.8728 | 95.2847 | 39.2919 | 3186.1647 | 248.6261 | 101.2148 | 17.3496 | 104.1105 | 8.91 | 225.5796 | 108.7262 | 12.045 | 57.9117 | 0.39491 | 2456.8587 | 2.1291 | 5.7085 | 1.4574 | 3.2594 | 9.3191 | 0.65244 | 0.75685 | 2.7252 | 0.34574 | 7.5363 | 0.098931 | 0.0013174 | 0.042003 | 0.014026 | 0.21815 | 2.4008 | 1.276 | 5.7333 | 1.9833 | 1.9544
12 | 0.15164 | 0.018357 | 0.0022427 | 1.4922 | 0.99258 | 0.99541 | 0.72166 | 0.081728 | 0.88015 | 0.56564 | 0.70668 | 0.81874 | 0.75618 | 0.20177 | 1589.2473 | 210.6708 | 0.95783 | 0.82115 | 0.16871 | 0.15414 | 0.23907 | 2.745 | 4.4018 | 428.0068 | 0.0081366 | 151.0117 | 127.4161 | 15.5382 | 154.0857 | 17.6881 | 1.9498 | 52.4134 | 15.1278 | 12.0552 | 2875.6152 | 75.7265 | 99.9212 | 1453.3781 | 127.3997 | 95.783 | 269.4456 | 270.2272 | 253.1564 | 33.1118 | 56.7879 | 0.85397 | 0.21803 | 0.023236 | 0.01425 | 0.0021841 | 7.3362e-05 | 31.6152 | 13.7328 | 2.6589 | 0.91405 | 0.5056 | 0.086655 | 2.0058 | 43.9846 | 3.7285 | 0.27148 | 0.78537 | 25.425 | 92.0572 | 30.6522 | 23.0779 | 140.3274 | 9.9165 | 0.038909 | 0.29491 | 0.72962 | 29.3004 | 12.5475 | 728.3641 | 120.1069 | 3.3546 | 0.1242 | 0.69953 | 0.11099 | 296.1998 | 168.1758 | 96.9592 | 66.9091 | 14.1027 | 1102.9232 | 267.274 | 67.9976 | 89.2166 | 273.8767 | 172.7333 | 101.9049 | 93.3031 | 8.7474 | 0.60944 | 0.67086 | 0.18416 | 62.9565 | 6.3686 | 2.3296 | 2.6231 | 0.14943 | 6.6956e-05 | 27.0195 | 1.2329 | 0.25276 | 0.2442 | 0.18767 | 3.1478 | 0.95308 | 1.1707 | 0.37781 | 90.8738 | 19.0303 | 34.2488 | 8.8862 | 153.1962 | 122.9181 | 2038.0752 | 241.8641 | 300.8972 | 188.4503 | 891.2892 | 402.8227 | 83.3377 | 442.4521 | 0.29788 | 0.28642 | 0.058798 | 0.082859 | 0.0083466 | 0.0058393 | 2.3279e-05 | 0.0025271 | 27.8463 | 13.8933 | 0.9517 | 0.13905 | 2.0296 | 6.4105 | 354.5616 | 91.5396 | 2.6889 | 5.1675 | 154.9461 | 8.4818 | 110.8632 | 50.6808 | 36.0085 | 82.574 | 605.0944 | 64.4484 | 558.2495 | 9.0613 | 119.469 | 789.537 | 128.0087 | 106.1403 | 47.7563 | 61.6534 | 245.4139 | 56.0132 | 7.9909 | 202.1571 | 75.9162 | 10.1991 | 48.834 | 578.5935 | 7.3802 | 66.4111 | 70.0935 | 207.7805 | 265.2387 | 88.3463 | 49.9958 | 31.8354 | 49.2622 | 0.010936 | 0.0011171 | 0.31145 | 34.5968 | 2.2265 | 12.1023 | 3.2805 | 323.5069 | 9.0334 | 5.6914 | 0.62248 | 7495.74 | 727.0595 | 1383.8786 | 1344.8094 | 32.594 | 1.1897 | 23.1511 | 2.9266 | 5702.2577 | 1692.1289 | 611.766 | 102.3062 | 158.3096 | 9.7983 | 178.5424 | 0.0012673 | 28.5146 | 0.16981 | 13.0833 | 85.6518 | 3.1674 | 82.0027 | 161.3467 | 0.11093 | 0.24612 | 2.5915 | 3.228 | 0.23317 | 0.21144 | 1.1 | 0.19904 | 33.7071 | 0.0028436 | 14.1638 | 320.2141 | 0.023554 | 109.3573 | 5.4177 | 0.043899 | 0.64082 | 0.2597 | 5.1925 | 0.094499 | 1.719 | 1.0789 | 1.5405 | 0.01932 | 0.12206 | 0.057549 | 4.6476 | 0.039148 | 0.56454 | 0.21696 | 8.5993 | 0.00040279 | 0.0034291 | 0.0028887 | 4.8329 | 0.018519 | 0.35907 | 0.24185 | 0.2837 | 0.0011488 | 0.019257 | 0.013837 | 1.1612 | 0.0050024 | 0.093811 | 0.053068 | 0.76139 | 0.0034422 | 0.042201 | 0.17574 | 0.52668 | 0.27987 | 1.0798 | 340.298 | 0.016993 | 2.0026 | 0.01183 | 5.405 | 5.8791 | 3.0884 | 204.1297 | 0.13557 | 10.0258 | 8.9185 | 13.8023 | 120145.1695 | 9.3002 | 344.7706 | 8.7292 | 4.2615 | 1.9628 | 1.7697 | 2.8168 | 1.451 | 1.8381 | 14.1007 | 4.4089 | 0.7599 | 8.1749 | 2.5577 | 283.3481 | 8.0095 | 0.43156 | 19.1484 | 29.0991 | 582.7092 | 63.5697 | 4.7823 | 3.0231 | 8.4949 | 7.072 | 0.27671 | 1.2871 | 5.051 | 6.3976 | 6.0158 | 0.002025 | 0.0012447 | 0.0041876 | 1.6059 | 8.6045e-05 | 0.0069948 | 5.6676e-05 | 0.017808 | 0.002752 | 0.0073107 | 11.8149 | 0.0007963 | 0.67668 | 0.31341 | 8.2202 | 1.3559 | 0.034855 | 1.4003 | 0.28379 | 0.019702 | 0.0071914 | 0.0074258 | 0.0035691 | 0.0057027 | 0.0063732 | 0.055868 | 0.072841 | 0.0038249 | 0.031527 | 0.011456 | 1.244 | 0.00044525 | 0.00041348 | 0.099665 | 0.12559 | 2.6868 | 0.33184 | 0.021519 | 0.047368 | 0.029112 | 0.03532 | 0.0011139 | 0.0057446 | 0.021463 | 0.027313 | 0.024211 | 0.037799 | 0.016552 | 0.057656 | 18.0852 | 0.0013241 | 0.092499 | 0.00092561 | 0.3902 | 0.052639 | 0.16047 | 7.6663 | 0.012089 | 22.8809 | 14.1008 | 510.1013 | 26.3052 | 1.8076 | 27.5519 | 15.3773 | 0.88579 | 0.10266 | 0.09789 | 0.050561 | 0.092748 | 0.17551 | 1.7935 | 1.3076 | 0.049118 | 0.90843 | 0.17177 | 21.0395 | 0.003528 | 0.0031529 | 9.1173 | 4.787 | 166.5396 | 14.1548 | 1.6995 | 0.63108 | 0.45137 | 0.57108 | 0.022199 | 0.094486 | 0.35605 | 1.1413 | 1.1755 | 0.024985 | 0.012166 | 0.015805 | 6.7262 | 0.0007829 | 0.23541 | 0.00057935 | 0.86726 | 0.067917 | 0.11809 | 5.7014 | 0.0091486 | 15.0201 | 7.6025 | 490.4622 | 19.2576 | 1.7026 | 18.4738 | 8.4372 | 0.5551 | 0.16449 | 0.23416 | 0.027958 | 0.10264 | 0.080013 | 1.8655 | 0.56944 | 0.17228 | 0.4678 | 0.21496 | 11.6507 | 0.0032249 | 0.0028645 | 4.0575 | 3.0051 | 59.9773 | 8.2552 | 3.2452 | 0.26058 | 0.3024 | 0.63308 | 0.012908 | 0.054532 | 0.21172 | 1.1572 | 1.1867 | 752.4745 | 311.9373 | 256.7878 | 200.7903 | 71.4762 | 114.8703 | 36.5169 | 3859.5856 | 253.3137 | 78.2795 | 19.2537 | 124.689 | 8.1891 | 251.2736 | 98.9713 | 11.8197 | 55.0087 | 0.44473 | 3706.9222 | 2.0391 | 6.0342 | 1.5294 | 2.4884 | 11.2228 | 0.40851 | 0.80228 | 3.9059 | 0.26899 | 12.3203 | 0.20714 | 0.00097824 | 0.053282 | 0.0083897 | 0.42127 | 1.6712 | 1.5705 | 3.4521 | 1.4716 | 1.8977
13 | 0.17267 | 0.0099976 | 0.010994 | 1.106 | 0.99705 | 0.9942 | 0.85518 | 0.089064 | 0.91162 | 0.66229 | 0.80631 | 0.7377 | 0.76086 | 0.23292 | 1555.0219 | 182.7411 | 0.94473 | 0.8333 | 0.19065 | 0.32362 | 0.059937 | 0.21351 | 7.9499 | 479.909 | 0.0012348 | 144.5425 | 113.6291 | 13.7477 | 177.1604 | 15.502 | 2.1953 | 53.7425 | 17.3905 | 13.2573 | 2407.0641 | 90.354 | 107.455 | 1494.1333 | 110.4759 | 90.5409 | 277.3076 | 284.3189 | 252.8551 | 28.4873 | 45.3601 | 0.89674 | 0.30098 | 0.33319 | 0.018915 | 0.0020383 | 7.4797e-05 | 36.5034 | 12.7976 | 2.7463 | 0.80686 | 0.55841 | 0.090379 | 2.5898 | 65.1546 | 8.7562 | 0.28104 | 0.83043 | 18.4059 | 86.7989 | 38.0515 | 16.7363 | 123.4411 | 8.8763 | 0.039693 | 0.23281 | 0.81548 | 25.0706 | 17.4183 | 634.0578 | 141.0185 | 3.5794 | 0.1237 | 0.56828 | 0.123 | 335.4083 | 145.8575 | 95.5503 | 64.9499 | 16.329 | 1266.9497 | 271.1517 | 72.5019 | 87.4433 | 286.2423 | 180.5646 | 92.7125 | 81.9727 | 6.7262 | 0.47563 | 0.92823 | 0.51779 | 60.5799 | 6.2845 | 2.0467 | 2.2498 | 0.15351 | 8.9097e-05 | 36.6751 | 1.1693 | 0.21322 | 0.26053 | 0.12332 | 3.2558 | 0.95707 | 1.0007 | 0.46069 | 70.4973 | 13.3711 | 32.1469 | 10.0236 | 119.286 | 202.7402 | 1803.6465 | 263.3866 | 414.8979 | 154.363 | 834.3034 | 345.4789 | 88.5371 | 400.8323 | 0.14448 | 0.21748 | 0.11217 | 0.080745 | 0.0085369 | 0.0048744 | 2.2082e-05 | 0.0018812 | 35.2181 | 10.335 | 0.81761 | 0.1406 | 2.4487 | 5.2437 | 322.1475 | 61.137 | 3.5042 | 6.0385 | 149.8046 | 9.1401 | 136.5206 | 42.7616 | 33.0871 | 80.8451 | 675.1454 | 70.8425 | 656.3388 | 10.5833 | 121.3322 | 690.4277 | 157.864 | 82.2059 | 60.4482 | 68.3081 | 225.656 | 56.6574 | 10.0976 | 182.3357 | 73.6807 | 10.1468 | 47.8538 | 595.1112 | 5.5221 | 82.2242 | 62.1811 | 160.5723 | 277.2239 | 75.1695 | 51.4047 | 36.0517 | 51.9819 | 0.01073 | 0.0010934 | 0.22942 | 39.1435 | 2.0197 | 9.8218 | 2.9547 | 302.4536 | 11.1523 | 4.3763 | 0.60176 | 6356.5954 | 754.8047 | 1440.4456 | 1211.9894 | 35.5035 | 0.70497 | 25.8824 | 2.8965 | 4893.3131 | 1579.3801 | 621.483 | 87.6361 | 123.9128 | 7.9738 | 161.7121 | 0.0013302 | 28.3724 | 0.17142 | 13.6833 | 49.975 | 4.2981 | 80.071 | 211.8229 | 0.11423 | 0.23043 | 2.0461 | 3.3418 | 0.29945 | 0.22242 | 0.88551 | 0.1535 | 31.2784 | 0.0027709 | 13.3772 | 279.2944 | 0.023287 | 131.7137 | 5.3433 | 0.050001 | 0.69367 | 0.24997 | 4.9101 | 0.085903 | 1.7797 | 1.0895 | 1.5177 | 0.017823 | 0.11612 | 0.050547 | 4.4122 | 0.038141 | 0.54544 | 0.21464 | 8.0502 | 0.00045985 | 0.0032795 | 0.002905 | 5.2299 | 0.019799 | 0.35238 | 0.23524 | 0.28928 | 0.0010991 | 0.020065 | 0.012591 | 1.1716 | 0.0055471 | 0.089591 | 0.057082 | 0.7343 | 0.0033057 | 0.0416 | 0.18609 | 0.53889 | 0.25668 | 0.98392 | 303.2031 | 0.017411 | 1.9508 | 0.012236 | 5.0891 | 5.5974 | 3.1211 | 198.6022 | 0.31886 | 10.9023 | 9.4589 | 13.1125 | 111597.211 | 8.6706 | 332.517 | 8.1267 | 4.0131 | 2.1112 | 2.0453 | 2.7242 | 1.7263 | 1.8942 | 14.6194 | 3.9661 | 0.73479 | 8.5332 | 2.7888 | 251.344 | 7.8192 | 0.42314 | 18.1297 | 24.9422 | 624.9171 | 68.0354 | 4.8393 | 2.6694 | 7.4456 | 7.5556 | 0.27904 | 1.1185 | 5.4585 | 7.0309 | 6.4028 | 0.0021799 | 0.0012545 | 0.004278 | 1.4256 | 9.4231e-05 | 0.00717 | 6.3764e-05 | 0.019555 | 0.0025536 | 0.0077032 | 13.6877 | 0.00066395 | 0.66432 | 0.28996 | 8.1074 | 1.1975 | 0.041501 | 1.2268 | 0.27803 | 0.019859 | 0.0068713 | 0.0064344 | 0.0034866 | 0.0057597 | 0.0065873 | 0.060969 | 0.075214 | 0.0036289 | 0.030546 | 0.010269 | 1.1109 | 0.00041633 | 0.00045504 | 0.093577 | 0.12101 | 2.7668 | 0.30052 | 0.021735 | 0.045745 | 0.025337 | 0.03627 | 0.0010996 | 0.0056513 | 0.02067 | 0.022618 | 0.023569 | 0.037347 | 0.017012 | 0.063607 | 17.351 | 0.0012974 | 0.10628 | 0.00090156 | 0.37668 | 0.053931 | 0.15491 | 7.0327 | 0.011798 | 22.287 | 14.607 | 463.0301 | 30.4927 | 1.9354 | 26.1503 | 12.9162 | 0.93588 | 0.11992 | 0.10186 | 0.058906 | 0.0979 | 0.17792 | 2.046 | 1.4513 | 0.048066 | 0.82655 | 0.17349 | 17.8665 | 0.0032219 | 0.0033731 | 9.1597 | 5.4261 | 167.0534 | 14.77 | 1.5784 | 0.6523 | 0.45699 | 0.59838 | 0.021922 | 0.10095 | 0.39833 | 1.0411 | 1.0571 | 0.027386 | 0.011892 | 0.014016 | 7.3627 | 0.00091103 | 0.22136 | 0.00053089 | 0.91728 | 0.069868 | 0.12463 | 5.8618 | 0.0085943 | 16.9389 | 8.2985 | 513.4725 | 21.1081 | 1.9782 | 17.926 | 9.033 | 0.54534 | 0.15367 | 0.22031 | 0.031361 | 0.1136 | 0.081872 | 1.7849 | 0.59354 | 0.17366 | 0.5281 | 0.20784 | 12.976 | 0.0030927 | 0.0029905 | 4.1398 | 3.0538 | 58.5058 | 7.7961 | 3.0017 | 0.27532 | 0.31902 | 0.6457 | 0.013539 | 0.053673 | 0.22083 | 1.1927 | 1.1573 | 697.8135 | 295.9756 | 229.2587 | 176.5537 | 55.9546 | 90.7993 | 46.667 | 3672.3621 | 322.1091 | 82.9819 | 18.3548 | 129.4138 | 9.3659 | 200.532 | 100.7491 | 12.5768 | 59.2983 | 0.35947 | 3455.8549 | 1.9427 | 7.7752 | 2.3557 | 2.101 | 11.0744 | 0.42116 | 0.84745 | 2.9526 | 0.33714 | 7.1646 | 0.151 | 0.0023679 | 0.043183 | 0.012791 | 0.25075 | 2.2446 | 1.733 | 2.6076 | 0.90599 | 0.98354
14 | 0.14633 | 0.031134 | 0.0080269 | 1.394 | 0.99893 | 0.9927 | 0.66065 | 0.036074 | 0.90664 | 0.49104 | 0.74939 | 0.8049 | 0.79606 | 0.22995 | 2090.061 | 276.9396 | 0.93537 | 0.81395 | 0.14155 | 0.21223 | 0.12995 | 1.972 | 5.4957 | 229.4275 | 0.0095954 | 138.3737 | 122.2619 | 14.5942 | 168.3824 | 14.6632 | 2.0355 | 57.5614 | 12.6021 | 13.5869 | 2647.3087 | 84.3762 | 92.1452 | 1547.6671 | 130.7815 | 94.368 | 252.4001 | 222.7162 | 206.3311 | 28.891 | 52.1947 | 0.70677 | 0.19035 | 0.21342 | 0.013404 | 0.0017375 | 8.2806e-05 | 33.9619 | 10.6042 | 2.9188 | 0.90559 | 0.5904 | 0.11623 | 1.9654 | 56.206 | 9.2667 | 0.26934 | 0.78097 | 18.9287 | 120.8908 | 27.5664 | 16.1004 | 144.9358 | 8.4387 | 0.032534 | 0.26422 | 0.66491 | 33.2807 | 13.6377 | 922.7769 | 126.3653 | 3.3821 | 0.086456 | 0.55172 | 0.099053 | 315.6291 | 158.7477 | 86.1679 | 70.5184 | 15.3814 | 1067.3867 | 244.0355 | 97.5717 | 70.3525 | 259.6392 | 161.9034 | 94.8558 | 74.913 | 6.9176 | 0.59232 | 0.55415 | 0.47446 | 54.6294 | 6.8776 | 1.9619 | 2.3654 | 0.1942 | 7.4153e-05 | 29.5138 | 0.89491 | 0.21892 | 0.1827 | 0.14784 | 2.4142 | 0.96307 | 1.3307 | 0.4268 | 87.6986 | 16.0723 | 28.204 | 9.479 | 142.7976 | 178.5179 | 1821.1713 | 219.4198 | 351.4122 | 189.6957 | 737.3778 | 379.9399 | 76.942 | 453.6141 | 0.21973 | 0.16153 | 0.16197 | 0.058349 | 0.01024 | 0.0063395 | 2.2567e-05 | 0.0026493 | 31.4505 | 12.4539 | 0.93466 | 0.19551 | 2.1778 | 6.0103 | 294.0126 | 68.6386 | 3.3104 | 5.0793 | 122.8821 | 8.7634 | 130.9487 | 39.6614 | 33.6663 | 96.4392 | 624.9192 | 58.6002 | 617.7502 | 8.2328 | 136.3763 | 649.7157 | 142.7114 | 91.8744 | 49.0897 | 77.2384 | 203.4655 | 55.5388 | 9.2957 | 157.4707 | 80.6496 | 12.0917 | 51.5805 | 630.6447 | 7.1532 | 73.5132 | 69.4571 | 214.1897 | 289.7869 | 92.5764 | 57.3125 | 27.2903 | 41.2862 | 0.01222 | 0.0012689 | 0.26273 | 26.6329 | 2.3998 | 14.2998 | 2.093 | 232.7373 | 11.5698 | 5.21 | 0.46457 | 6973.7537 | 880 | 1392.8918 | 1065.7636 | 30.7274 | 0.65769 | 26.4627 | 2.7713 | 5090.3232 | 1814.3604 | 530.2319 | 89.5007 | 154.932 | 9.1033 | 149.5964 | 0.0014791 | 33.6029 | 0.17712 | 11.9482 | 54.94 | 4.9685 | 46.1821 | 156.4651 | 0.11469 | 0.209 | 2.9835 | 2.2118 | 0.25807 | 0.2668 | 1.0447 | 0.12349 | 33.6422 | 0.0029319 | 14.7188 | 270.3049 | 0.024213 | 109.7622 | 5.1181 | 0.047458 | 0.58597 | 0.25617 | 4.9731 | 0.090334 | 1.7033 | 1.0192 | 1.4726 | 0.019598 | 0.1239 | 0.04974 | 4.6958 | 0.03713 | 0.48288 | 0.21144 | 8.4932 | 0.0004547 | 0.0037475 | 0.0030997 | 5.3069 | 0.020479 | 0.34908 | 0.22774 | 0.2411 | 0.0010766 | 0.022904 | 0.012351 | 1.1132 | 0.0054684 | 0.099767 | 0.05582 | 0.69331 | 0.0036828 | 0.045651 | 0.16161 | 0.54964 | 0.30866 | 1.1304 | 364.0011 | 0.014408 | 1.9494 | 0.011089 | 4.1569 | 4.5246 | 2.8982 | 189.3016 | 0.52453 | 10.3786 | 9.5409 | 14.2875 | 121647.4683 | 8.78 | 348.5649 | 8.0498 | 4.7333 | 2.2282 | 1.919 | 3.0392 | 1.6344 | 1.9097 | 14.8386 | 4.0608 | 0.72024 | 7.3197 | 2.9189 | 269.0805 | 8.4279 | 0.43757 | 18.5063 | 28.462 | 696.1087 | 66.5382 | 4.407 | 2.7926 | 8.1284 | 7.9775 | 0.28701 | 1.3356 | 5.001 | 7.2219 | 6.4522 | 0.0018927 | 0.0013313 | 0.004003 | 1.5623 | 9.3104e-05 | 0.0075431 | 6.3062e-05 | 0.019251 | 0.0025084 | 0.0087621 | 13.8782 | 0.00074 | 0.60917 | 0.31005 | 7.8679 | 1.3691 | 0.03969 | 1.3233 | 0.3082 | 0.018414 | 0.0082061 | 0.0066625 | 0.003203 | 0.0059087 | 0.0072292 | 0.058498 | 0.067619 | 0.003567 | 0.035129 | 0.010054 | 1.1521 | 0.0004545 | 0.00047445 | 0.090028 | 0.11658 | 3.0482 | 0.30831 | 0.022517 | 0.04555 | 0.025754 | 0.033178 | 0.0012008 | 0.0049754 | 0.020392 | 0.02407 | 0.027321 | 0.040646 | 0.018017 | 0.054826 | 17.8505 | 0.0012491 | 0.095414 | 0.00080503 | 0.40913 | 0.047698 | 0.156 | 7.4403 | 0.010765 | 21.4675 | 13.4551 | 526.8593 | 26.8088 | 1.8769 | 28.7423 | 13.4751 | 0.83212 | 0.11103 | 0.10637 | 0.057293 | 0.094765 | 0.15419 | 1.9269 | 1.5063 | 0.042279 | 0.86381 | 0.15148 | 20.7089 | 0.0033379 | 0.0031288 | 10.5202 | 5.3001 | 169.5435 | 13.8738 | 1.7442 | 0.60507 | 0.43247 | 0.65578 | 0.01928 | 0.085281 | 0.33181 | 1.025 | 0.98006 | 0.029656 | 0.011218 | 0.014535 | 6.6686 | 0.00083963 | 0.21215 | 0.00057137 | 0.99231 | 0.068667 | 0.11526 | 5.5693 | 0.0087124 | 14.7318 | 7.6916 | 548.7008 | 19.0366 | 1.7797 | 19.6945 | 7.8623 | 0.50635 | 0.16387 | 0.20098 | 0.032707 | 0.1012 | 0.074402 | 1.7949 | 0.58015 | 0.18159 | 0.46588 | 0.22301 | 12.2149 | 0.0031787 | 0.0032621 | 3.6984 | 3.1291 | 64.07 | 7.9516 | 3.3956 | 0.24958 | 0.30919 | 0.6928 | 0.012588 | 0.052028 | 0.22484 | 1.1075 | 1.1226 | 702.0585 | 277.6704 | 259.3799 | 231.2437 | 60.376 | 108.6825 | 41.9192 | 3633.1039 | 291.3919 | 88.3632 | 19.4363 | 135.9215 | 9.0146 | 207.8881 | 83.6945 | 11.5885 | 50.6044 | 0.47319 | 2389.7842 | 2.3595 | 6.3268 | 1.6741 | 2.213 | 10.0293 | 0.56968 | 0.90354 | 3.7376 | 0.31674 | 10.2893 | 0.17685 | 0.0014059 | 0.04066 | 0.010275 | 0.39372 | 1.1959 | 2.5213 | 3.3117 | 1.6881 | 2.2026
15 | 0.15877 | 0.02537 | 0.021703 | 1.4274 | 0.99774 | 0.99095 | 0.95825 | 0.060393 | 0.83789 | 0.53012 | 0.58808 | 0.81184 | 0.81463 | 0.21663 | 1987.1302 | 238.7521 | 0.95965 | 0.86489 | 0.12537 | 0.24338 | 0.16762 | 2.5865 | 7.0791 | 293.1892 | 0.0059017 | 122.5514 | 123.7595 | 14.3678 | 157.0779 | 11.9416 | 1.678 | 54.365 | 18.2676 | 12.573 | 2847.091 | 94.2937 | 80.2065 | 1632.4981 | 124.9496 | 87.1643 | 288.0661 | 226.0316 | 197.0822 | 36.6401 | 58.3284 | 0.88767 | 0.2782 | 0.22033 | 0.016459 | 0.0015722 | 7.147e-05 | 27.6651 | 13.3221 | 2.5352 | 0.94749 | 0.64054 | 0.096803 | 2.3058 | 63.455 | 11.2362 | 0.30802 | 0.84286 | 23.3146 | 100.8351 | 28.5717 | 22.3149 | 117.5446 | 7.796 | 0.039474 | 0.3169 | 0.86822 | 35.5955 | 20.4084 | 830.5885 | 98.7979 | 3.0793 | 0.11164 | 0.51686 | 0.10978 | 298.5477 | 142.2365 | 90.8812 | 71.9718 | 18.2152 | 1165.0767 | 249.3711 | 75.3573 | 80.2438 | 223.3341 | 149.8329 | 89.1075 | 72.0395 | 8.2885 | 0.38739 | 0.58376 | 0.19466 | 57.3674 | 5.5567 | 1.834 | 2.2863 | 0.16486 | 8.5041e-05 | 36.1649 | 0.91656 | 0.23307 | 0.17505 | 0.16063 | 2.6792 | 0.96965 | 1.0367 | 0.43912 | 100.437 | 17.5285 | 26.6249 | 9.3722 | 151.9781 | 197.5706 | 2151.1001 | 250.8222 | 310.9642 | 153.8043 | 715.4286 | 329.8543 | 93.1277 | 393.2786 | 0.18818 | 0.31243 | 0.087972 | 0.075405 | 0.0091135 | 0.0067904 | 2.1291e-05 | 0.0021622 | 36.9683 | 9.945 | 1.1351 | 0.17983 | 2.4251 | 5.2102 | 399.1068 | 85.728 | 3.72 | 4.2337 | 129.0871 | 9.398 | 119.1643 | 45.7235 | 28.8403 | 93.1574 | 641.8142 | 62.0921 | 550.7635 | 8.6716 | 128.733 | 783.0003 | 161.7683 | 99.6378 | 53.313 | 63.7722 | 214.0984 | 54.6853 | 8.4835 | 194.0526 | 83.4715 | 9.9043 | 49.5157 | 609.5662 | 6.252 | 84.6702 | 65.9044 | 187.0694 | 313.0684 | 87.4092 | 43.1405 | 27.9763 | 43.5021 | 0.011736 | 0.0014193 | 0.25364 | 28.4722 | 2.4401 | 13.7567 | 3.1569 | 239.6754 | 10.9052 | 6.0189 | 0.49457 | 6764.109 | 853.9194 | 1454.4374 | 1495.5522 | 33.4026 | 0.73975 | 21.5767 | 3.1842 | 4816.5395 | 1749.1116 | 491.5105 | 105.4356 | 132.1159 | 8.7151 | 151.1322 | 0.0016159 | 37.781 | 0.15295 | 12.2594 | 74.2479 | 3.4164 | 70.6762 | 217.0712 | 0.10336 | 0.23881 | 2.6497 | 3.542 | 0.11496 | 0.2631 | 1.2747 | 0.12806 | 34.5601 | 0.0028045 | 13.0498 | 301.8308 | 0.026135 | 128.4877 | 5.7236 | 0.043494 | 0.67676 | 0.27312 | 4.9512 | 0.088812 | 1.7446 | 1.1075 | 1.4999 | 0.018689 | 0.11516 | 0.0532 | 4.5352 | 0.039451 | 0.51897 | 0.21108 | 7.7826 | 0.0004203 | 0.003259 | 0.002979 | 5.3869 | 0.019232 | 0.33614 | 0.20465 | 0.28195 | 0.0011384 | 0.020818 | 0.014491 | 1.1495 | 0.0049219 | 0.086444 | 0.056363 | 0.65079 | 0.0036331 | 0.044011 | 0.18771 | 0.51494 | 0.27644 | 1.1111 | 230.6435 | 0.013179 | 1.9333 | 0.012163 | 5.3616 | 6.1434 | 2.6511 | 192.4914 | 0.27752 | 9.7976 | 9.2146 | 13.9473 | 112539.3465 | 8.2306 | 309.538 | 9.314 | 4.4675 | 1.9125 | 1.9045 | 2.9485 | 1.5198 | 1.9402 | 15.2054 | 4.009 | 0.73778 | 7.6004 | 2.5918 | 279.4706 | 8.2222 | 0.43483 | 20.2749 | 27.5491 | 608.6352 | 66.2787 | 4.2511 | 3.062 | 7.8682 | 8.2071 | 0.26621 | 1.1773 | 4.8704 | 7.4365 | 6.8317 | 0.0019145 | 0.0011342 | 0.0041038 | 1.4007 | 8.9049e-05 | 0.0068969 | 5.8523e-05 | 0.01674 | 0.0024608 | 0.008578 | 13.9945 | 0.00075358 | 0.61052 | 0.32299 | 7.7861 | 1.3354 | 0.040659 | 1.2044 | 0.30086 | 0.019115 | 0.0070814 | 0.0067486 | 0.0038255 | 0.0054707 | 0.0070038 | 0.053063 | 0.075053 | 0.0039281 | 0.031922 | 0.0096006 | 1.0767 | 0.00044708 | 0.00047008 | 0.10418 | 0.11348 | 2.5748 | 0.32532 | 0.020432 | 0.048063 | 0.026392 | 0.033926 | 0.0011598 | 0.0050362 | 0.019645 | 0.026542 | 0.022875 | 0.036522 | 0.018752 | 0.059073 | 18.335 | 0.001334 | 0.10974 | 0.00075954 | 0.43868 | 0.046635 | 0.15815 | 7.5964 | 0.010567 | 20.1433 | 15.2513 | 522.7153 | 27.6607 | 1.7964 | 25.7603 | 14.558 | 0.99489 | 0.11805 | 0.10847 | 0.051882 | 0.091541 | 0.17456 | 1.9749 | 1.4176 | 0.040729 | 0.8979 | 0.17773 | 20.4542 | 0.0031078 | 0.0032725 | 9.3059 | 4.868 | 158.6805 | 15.0642 | 1.6507 | 0.69853 | 0.42085 | 0.59036 | 0.022863 | 0.092552 | 0.34628 | 1.148 | 1.0179 | 0.029051 | 0.011663 | 0.014395 | 6.5163 | 0.00080862 | 0.21676 | 0.00052583 | 0.89343 | 0.060481 | 0.136 | 5.9345 | 0.009238 | 15.5228 | 8.3611 | 498.8733 | 18.3448 | 1.9095 | 19.2286 | 8.3673 | 0.48737 | 0.1388 | 0.22903 | 0.028643 | 0.11018 | 0.075281 | 1.8478 | 0.65026 | 0.16165 | 0.54266 | 0.20906 | 11.7733 | 0.0028236 | 0.0026907 | 4.201 | 2.8625 | 68.4368 | 8.2036 | 2.8669 | 0.23957 | 0.31363 | 0.66255 | 0.014661 | 0.048106 | 0.23787 | 1.3003 | 1.0957 | 806.5915 | 319.4378 | 245.5327 | 221.2293 | 58.5653 | 104.7618 | 43.6766 | 3346.2855 | 296.1454 | 81.5957 | 20.4688 | 139.2995 | 8.5644 | 214.6787 | 103.006 | 13.3651 | 64.9432 | 0.34483 | 2960.6443 | 2.4162 | 6.7957 | 1.8545 | 2.5182 | 13.4555 | 0.4716 | 0.76699 | 3.1471 | 0.23428 | 8.218 | 0.10784 | 0.0019517 | 0.019067 | 0.016198 | 0.15926 | 1.9316 | 2.5985 | 4.3902 | 1.8553 | 0.8839
16 | 0.18363 | 0.020799 | 0.017568 | 1.1427 | 0.99969 | 0.99764 | 0.89899 | 0.085194 | 0.87096 | 0.64656 | 0.78548 | 0.76506 | 0.86261 | 0.19283 | 1129.3696 | 292.4735 | 0.93964 | 0.8388 | 0.16224 | 0.25696 | 0.39399 | 1.6445 | 6.2771 | 318.0055 | 0.0052221 | 168.4167 | 117.4984 | 16.4753 | 137.0149 | 17.4913 | 2.2631 | 58.6262 | 13.0323 | 12.878 | 3068.5405 | 78.4577 | 89.8011 | 1771.0305 | 102.102 | 98.6842 | 295.7666 | 263.411 | 210.0692 | 30.676 | 47.2358 | 0.86084 | 0.021953 | 0.37309 | 0.014681 | 0.0021299 | 9.2319e-05 | 28.2956 | 9.6413 | 3.4145 | 0.7342 | 0.61303 | 0.10326 | 2.1025 | 54.4541 | 5.3459 | 0.261 | 0.8989 | 22.4709 | 123.8148 | 31.125 | 17.1329 | 148.4579 | 7.9927 | 0.032495 | 0.31335 | 0.90658 | 42.0328 | 17.8972 | 738.7022 | 137.4988 | 2.7487 | 0.1273 | 0.66274 | 0.12136 | 223.4536 | 160.9698 | 98.805 | 59.9122 | 15.8234 | 1203.1202 | 220.8393 | 102.5743 | 91.5622 | 290.3926 | 183.2097 | 80.3235 | 77.9066 | 7.6679 | 0.55119 | 0.83436 | 0.4432 | 62.2422 | 5.2511 | 2.2175 | 2.4385 | 0.19201 | 7.8835e-05 | 27.3015 | 0.982 | 0.26076 | 0.25731 | 0.19012 | 2.9105 | 0.96188 | 1.0844 | 0.54903 | 110.9802 | 14.4575 | 31.2492 | 10.0839 | 133.3579 | 135.184 | 2021.723 | 238.9212 | 328.3428 | 159.0961 | 819.4039 | 340.9342 | 98.6821 | 465.4889 | 0.25204 | 0.094654 | 0.069168 | 0.069916 | 0.0088125 | 0.007169 | 2.7937e-05 | 0.002577 | 26.7323 | 10.1337 | 0.90853 | 0.1662 | 2.712 | 5.8572 | 346.8487 | 77.4656 | 2.8719 | 5.8122 | 143.4373 | 8.1476 | 108.8559 | 51.4091 | 29.1142 | 96.6095 | 582.8931 | 67.0773 | 701.8255 | 9.7108 | 106.5414 | 637.8022 | 148.3862 | 103.1451 | 51.8074 | 70.6485 | 222.6031 | 51.1378 | 9.6381 | 154.9984 | 81.7001 | 11.4451 | 42.016 | 641.6221 | 6.0197 | 86.5853 | 64.0584 | 165.2926 | 318.8012 | 97.5319 | 44.6419 | 30.5855 | 44.963 | 0.011502 | 0.0011834 | 0.27309 | 37.4971 | 2.5631 | 9.3934 | 2.8032 | 269.8977 | 12.4185 | 3.9165 | 0.47643 | 5933.5698 | 762.6727 | 1431.4948 | 1092.6686 | 27.723 | 1.0068 | 22.8939 | 3.0724 | 5952.696 | 1246.9001 | 562.0828 | 92.0109 | 146.4386 | 8.4853 | 159.4318 | 0.0012018 | 31.1846 | 0.14193 | 11.6335 | 82.0945 | 5.2205 | 59.7361 | 178.9377 | 0.11691 | 0.2993 | 2.7231 | 3.7996 | 0.16608 | 0.20317 | 1.1697 | 0.1808 | 34.2732 | 0.0029909 | 13.1184 | 287.3438 | 0.023112 | 115.307 | 5.3117 | 0.048821 | 0.65891 | 0.25874 | 5.0514 | 0.091344 | 1.839 | 0.98124 | 1.4299 | 0.018529 | 0.1158 | 0.053138 | 4.2946 | 0.037291 | 0.50284 | 0.2074 | 7.6524 | 0.00045951 | 0.00318 | 0.0032298 | 5.0182 | 0.021251 | 0.33337 | 0.21352 | 0.25222 | 0.0011175 | 0.022629 | 0.01229 | 1.329 | 0.0048539 | 0.091767 | 0.057788 | 0.67328 | 0.0037525 | 0.044891 | 0.17996 | 0.54094 | 0.30328 | 1.0449 | 382.7172 | 0.014835 | 1.9886 | 0.011673 | 4.5871 | 4.8394 | 2.5386 | 199.6419 | 0.4925 | 10.2692 | 8.6469 | 12.8058 | 105635.7436 | 8.3626 | 322.4128 | 9.2327 | 4.1595 | 1.9228 | 2.108 | 2.5471 | 1.4955 | 1.7137 | 13.188 | 4.0936 | 0.65704 | 8.3021 | 2.662 | 289.6923 | 7.7143 | 0.46038 | 17.0642 | 26.7607 | 662.5364 | 58.9005 | 4.7592 | 3.0012 | 7.8476 | 7.4014 | 0.28853 | 1.1547 | 4.9662 | 6.5848 | 6.1623 | 0.0021574 | 0.0011903 | 0.0042524 | 1.4992 | 8.538e-05 | 0.0073246 | 5.9023e-05 | 0.019727 | 0.0027241 | 0.007595 | 12.457 | 0.00067087 | 0.69524 | 0.31607 | 7.2919 | 1.2056 | 0.034081 | 1.2969 | 0.29304 | 0.020037 | 0.0074132 | 0.0071842 | 0.0035106 | 0.0061823 | 0.0075815 | 0.055013 | 0.069099 | 0.0039553 | 0.033039 | 0.010704 | 1.1278 | 0.00039421 | 0.0004671 | 0.1097 | 0.12873 | 2.8344 | 0.3223 | 0.019396 | 0.049623 | 0.027631 | 0.034155 | 0.0012617 | 0.0048076 | 0.022038 | 0.023012 | 0.022693 | 0.039542 | 0.016216 | 0.061496 | 18.2204 | 0.0013119 | 0.0939 | 0.00076916 | 0.42824 | 0.048618 | 0.163 | 8.0245 | 0.010246 | 20.0337 | 14.348 | 501.5513 | 29.3466 | 1.7786 | 27.1031 | 13.677 | 0.98397 | 0.1039 | 0.093615 | 0.055091 | 0.096957 | 0.15502 | 1.8152 | 1.3009 | 0.044599 | 0.875 | 0.1785 | 21.6059 | 0.0037227 | 0.0036386 | 10.01 | 5.5302 | 152.8096 | 13.0916 | 1.5878 | 0.63208 | 0.39761 | 0.60156 | 0.019193 | 0.090818 | 0.3404 | 1.0961 | 1.1498 | 0.025849 | 0.012002 | 0.015978 | 7.3064 | 0.00082486 | 0.19798 | 0.00055268 | 0.90354 | 0.058928 | 0.12356 | 5.3363 | 0.0088713 | 17.6511 | 8.6567 | 567.6854 | 20.5145 | 1.6481 | 20.385 | 7.8916 | 0.52178 | 0.13822 | 0.2068 | 0.028777 | 0.11005 | 0.082831 | 1.9931 | 0.61713 | 0.18828 | 0.45854 | 0.2255 | 11.8661 | 0.0029724 | 0.0032411 | 4.1012 | 2.6081 | 61.0791 | 8.3478 | 2.8347 | 0.24491 | 0.28455 | 0.70644 | 0.013217 | 0.052708 | 0.20604 | 1.2325 | 1.2014 | 839.3395 | 307.0606 | 232.8661 | 224.7605 | 53.6184 | 103.0867 | 40.7345 | 3387.6724 | 273.7142 | 81.354 | 17.0825 | 126.686 | 10.0775 | 237.4222 | 87.0367 | 13.1877 | 61.1481 | 0.33004 | 3080.6496 | 1.9841 | 6.665 | 1.6218 | 2.4052 | 8.417 | 0.61629 | 0.79633 | 4.2051 | 0.30384 | 15.0462 | 0.13078 | 0.00087766 | 0.02926 | 0.0065446 | 0.34831 | 1.7968 | 2.2085 | 2.8603 | 1.1803 | 1.048
17 | 0.15483 | 0.020388 | 0.018522 | 1.4731 | 0.99481 | 0.99196 | 0.94465 | 0.055754 | 0.84595 | 0.5897 | 0.65376 | 0.69942 | 0.8455 | 0.18219 | 2259.1263 | 256.5255 | 0.93723 | 0.8044 | 0.1365 | 0.30781 | 0.45035 | 0.3687 | 5.1642 | 329.8991 | 0.00012614 | 131.5911 | 103.5803 | 16.31 | 165.2525 | 15.2181 | 2.3376 | 63.9248 | 14.1617 | 10.7482 | 2941.6873 | 89.1578 | 98.8605 | 1796.8264 | 101.5949 | 78.1363 | 299.7938 | 212.5242 | 242.8292 | 33.6127 | 46.2934 | 0.76354 | 0.039858 | 0.37029 | 0.018695 | 0.0019979 | 9.0425e-05 | 35.4959 | 11.6208 | 3.2968 | 0.88036 | 0.60485 | 0.083619 | 2.8593 | 58.1843 | 11.9743 | 0.33593 | 0.88577 | 21.0307 | 91.1694 | 32.8529 | 20.8272 | 157.788 | 10.0524 | 0.034196 | 0.30751 | 0.79424 | 32.8461 | 15.7587 | 587.6527 | 112.5786 | 2.2581 | 0.11861 | 0.49071 | 0.08585 | 330.4937 | 154.5776 | 102.2703 | 57.5337 | 14.5553 | 1235.4467 | 287.6134 | 77.2128 | 85.8763 | 232.7976 | 151.6227 | 93.918 | 83.2365 | 8.9106 | 0.67531 | 0.80234 | 0.45397 | 71.1374 | 6.5631 | 1.7091 | 2.0296 | 0.17218 | 8.1561e-05 | 39.3039 | 1.084 | 0.22775 | 0.17734 | 0.16644 | 2.9599 | 0.95133 | 0.96729 | 0.50322 | 81.6756 | 13.6362 | 35.8018 | 8.4537 | 156.8022 | 111.2601 | 1860.6983 | 265.557 | 342.6086 | 200.5317 | 751.6471 | 334.785 | 87.4904 | 372.617 | 0.010458 | 0.1072 | 0.02779 | 0.079699 | 0.010742 | 0.0066095 | 2.3536e-05 | 0.0020632 | 29.4244 | 10.6497 | 1.1682 | 0.17476 | 2.217 | 5.5724 | 298.6982 | 87.9863 | 3.9779 | 5.2645 | 132.8155 | 9.5045 | 127.8338 | 46.1805 | 32.1763 | 87.7677 | 654.5988 | 71.6852 | 646.8975 | 10.0386 | 114.9508 | 724.7037 | 126.1167 | 101.1056 | 57.2512 | 72.7114 | 218.5592 | 59.1906 | 8.3134 | 186.573 | 78.0254 | 12.2946 | 46.0453 | 525.5582 | 6.3186 | 67.3671 | 71.0107 | 177.518 | 294.5595 | 77.6436 | 55.3002 | 35.3797 | 50.2189 | 0.010356 | 0.0012735 | 0.31829 | 32.8021 | 2.1232 | 10.7917 | 2.8836 | 267.463 | 10.2375 | 4.5489 | 0.41219 | 5622.5341 | 921.4299 | 1255.6717 | 1281.9366 | 30.2038 | 0.95831 | 25.5439 | 2.6011 | 5053.5692 | 1364.1672 | 505.501 | 100.6954 | 126.1281 | 8.2153 | 175.3448 | 0.0015954 | 29.594 | 0.14525 | 14.3393 | 66.1025 | 4.2314 | 64.2033 | 165.0674 | 0.10572 | 0.23571 | 1.243 | 3.4128 | 0.35593 | 0.22665 | 1.0172 | 0.14668 | 34.7255 | 0.0025546 | 15.0289 | 311.732 | 0.024405 | 112.318 | 4.9951 | 0.045907 | 0.62583 | 0.24443 | 4.7417 | 0.090903 | 1.88 | 1.1219 | 1.5063 | 0.018615 | 0.11804 | 0.05515 | 4.4913 | 0.039802 | 0.49123 | 0.20962 | 8.078 | 0.0004266 | 0.0033717 | 0.0030701 | 4.904 | 0.019578 | 0.3929 | 0.22642 | 0.27082 | 0.0012052 | 0.019059 | 0.014698 | 1.1928 | 0.005595 | 0.087387 | 0.051552 | 0.75301 | 0.0035832 | 0.040787 | 0.17825 | 0.52311 | 0.26057 | 1.1773 | 265.7502 | 0.01778 | 1.978 | 0.012652 | 3.8038 | 5.5096 | 2.8513 | 200.9018 | 0.35628 | 9.0672 | 8.7925 | 14.4754 | 117288.4767 | 8.5244 | 298.0606 | 8.8488 | 4.7137 | 2.1449 | 2.0479 | 2.8813 | 1.5042 | 1.8543 | 14.4732 | 4.4666 | 0.67898 | 7.4467 | 2.7318 | 285.1858 | 8.1916 | 0.48612 | 17.2248 | 29.2435 | 614.7353 | 69.8475 | 4.3276 | 2.8265 | 7.647 | 8.149 | 0.25113 | 1.2097 | 5.1149 | 7.076 | 6.6824 | 0.0019388 | 0.0012756 | 0.004484 | 1.642 | 8.9843e-05 | 0.0066461 | 6.4986e-05 | 0.01947 | 0.0027897 | 0.0083766 | 12.2559 | 0.0008056 | 0.64204 | 0.32894 | 7.5773 | 1.3118 | 0.039288 | 1.2859 | 0.31568 | 0.018235 | 0.008072 | 0.0068908 | 0.0033961 | 0.0054136 | 0.0062157 | 0.062646 | 0.079308 | 0.0037531 | 0.031573 | 0.010488 | 1.21 | 0.00042543 | 0.00039569 | 0.09782 | 0.13212 | 2.8615 | 0.32965 | 0.022046 | 0.04906 | 0.027743 | 0.035899 | 0.0012136 | 0.0053675 | 0.021031 | 0.026262 | 0.026683 | 0.041756 | 0.017652 | 0.060469 | 19.4722 | 0.0012646 | 0.10861 | 0.00088307 | 0.39732 | 0.048221 | 0.14566 | 6.9586 | 0.010388 | 21.3583 | 15.4133 | 477.8838 | 29.0065 | 1.916 | 27.915 | 15.5407 | 0.96908 | 0.10365 | 0.095341 | 0.06007 | 0.10187 | 0.16846 | 1.9941 | 1.3281 | 0.0463 | 0.79436 | 0.16499 | 19.4768 | 0.0032702 | 0.0032877 | 10.1722 | 5.6145 | 160.2289 | 13.5217 | 1.6118 | 0.67414 | 0.39225 | 0.56814 | 0.021424 | 0.099383 | 0.33495 | 1.054 | 0.99718 | 0.030042 | 0.010213 | 0.016157 | 6.4855 | 0.00074989 | 0.2052 | 0.0006147 | 0.95479 | 0.062463 | 0.12056 | 4.9717 | 0.0082997 | 16.2694 | 8.5929 | 542.6077 | 17.7884 | 1.9471 | 19.4568 | 8.9257 | 0.48323 | 0.13651 | 0.23987 | 0.027705 | 0.098692 | 0.0845 | 1.9386 | 0.63824 | 0.16288 | 0.54076 | 0.19396 | 11.1013 | 0.0030165 | 0.0029047 | 4.2338 | 3.0902 | 66.2077 | 7.5051 | 3.1627 | 0.25251 | 0.28329 | 0.72691 | 0.013067 | 0.053113 | 0.24458 | 1.0989 | 1.2349 | 829.2933 | 328.5385 | 224.0535 | 177.9909 | 59.4635 | 105.992 | 37.1781 | 3472.9174 | 285.4214 | 98.0429 | 21.9002 | 121.6347 | 9.2094 | 239.2945 | 92.6124 | 11.9847 | 56.813 | 0.4086 | 2664.9885 | 2.2018 | 7.6818 | 2.2291 | 2.7405 | 8.9927 | 0.57962 | 0.65479 | 4.0466 | 0.28492 | 8.384 | 0.091576 | 0.0014482 | 0.027222 | 0.0087661 | 0.27746 | 2.1996 | 1.7929 | 4.9072 | 0.95245 | 1.7465
18 | 0.16841 | 0.033251 | 0.0083769 | 1.177 | 0.99625 | 0.99613 | 0.88706 | 0.057635 | 0.88454 | 0.40305 | 0.73321 | 0.83392 | 0.81841 | 0.18961 | 1478.3327 | 219.6971 | 0.94403 | 0.84398 | 0.14511 | 0.20131 | 0.18043 | 1.2866 | 2.1406 | 578.235 | 0.004366 | 135.8801 | 93.7928 | 14.6673 | 135.4613 | 15.6637 | 2.0833 | 49.241 | 15.8844 | 12.2176 | 2702.4806 | 91.3615 | 105.8525 | 1940.3719 | 99.6844 | 79.8066 | 293.3968 | 280.9056 | 214.6427 | 29.8261 | 51.3463 | 0.83207 | 0.16917 | 0.28735 | 0.014314 | 0.0019884 | 7.9259e-05 | 32.7999 | 14.0956 | 3.4687 | 0.87284 | 0.54748 | 0.1183 | 2.7647 | 66.7076 | 1.5154 | 0.34886 | 0.7939 | 22.8185 | 97.9603 | 27.1876 | 19.4577 | 132.6182 | 8.7464 | 0.034503 | 0.28883 | 0.97757 | 30.524 | 14.4529 | 849.3047 | 119.1875 | 2.1269 | 0.097584 | 0.6301 | 0.092989 | 229.2555 | 128.0311 | 100.4888 | 66.737 | 13.711 | 1368.6606 | 282.8267 | 109.0547 | 90.0602 | 252.9193 | 176.9259 | 88.7973 | 73.8775 | 8.6772 | 0.70059 | 0.75272 | 0.26274 | 52.7928 | 7.1088 | 1.7412 | 2.319 | 0.18432 | 6.4875e-05 | 30.5271 | 1.1074 | 0.26876 | 0.22597 | 0.12669 | 2.7374 | 0.95536 | 1.0584 | 0.47707 | 73.2141 | 14.2338 | 36.9127 | 8.539 | 129.3897 | 103.6155 | 2073.3269 | 216.6684 | 398.3341 | 195.1552 | 873.2781 | 370.1032 | 84.6274 | 425.2299 | 0.031192 | 0.24243 | 0.10398 | 0.085427 | 0.0077852 | 0.0050379 | 2.4449e-05 | 0.0026722 | 34.1136 | 11.6118 | 1.0502 | 0.18839 | 2.3091 | 6.0531 | 388.4702 | 79.2059 | 2.5391 | 6.1435 | 134.2462 | 8.4401 | 115.8241 | 49.4304 | 34.9449 | 77.8836 | 613.7121 | 57.5057 | 682.1202 | 10.2184 | 122.5033 | 764.5867 | 152.0891 | 83.6814 | 56.3961 | 58.969 | 257.0328 | 49.4819 | 8.8311 | 192.8906 | 95.4279 | 10.3858 | 42.2642 | 683.7641 | 7.0025 | 84.0368 | 61.7455 | 193.6534 | 324.0001 | 82.2329 | 46.9504 | 35.2821 | 44.3267 | 0.01015 | 0.0011484 | 0.24429 | 35.0828 | 2.1986 | 13.1916 | 2.4707 | 290.3245 | 10.4825 | 4.7476 | 0.52843 | 6897.8378 | 800.7439 | 1478.0657 | 1070.7035 | 35.2927 | 1.0886 | 20.5308 | 2.6331 | 5803.0157 | 1843.429 | 523.9189 | 85.9478 | 119.7728 | 9.9931 | 174.3061 | 0.0015588 | 27.5887 | 0.14969 | 14.4803 | 56.267 | 5.9667 | 50.3715 | 178.3578 | 0.10715 | 0.21993 | 1.6481 | 3.9341 | 0.158 | 0.26112 | 1.0712 | 0.16288 | 37.2086 | 0.0030391 | 13.7732 | 282.1966 | 0.024913 | 123.069 | 5.3384 | 0.045397 | 0.62014 | 0.26269 | 5.0956 | 0.087889 | 1.9317 | 1.0295 | 1.5682 | 0.019459 | 0.11275 | 0.05367 | 4.7917 | 0.035956 | 0.52703 | 0.22441 | 8.7545 | 0.00040958 | 0.0037721 | 0.002999 | 5.5134 | 0.021447 | 0.38968 | 0.21879 | 0.26015 | 0.0012426 | 0.021371 | 0.013325 | 1.2508 | 0.0047831 | 0.0948 | 0.054005 | 0.76965 | 0.0036717 | 0.047427 | 0.16915 | 0.51205 | 0.28693 | 1.0086 | 350.0361 | 0.015925 | 1.9775 | 0.012876 | 4.4986 | 4.3658 | 2.2413 | 188.3056 | 0.43347 | 9.2447 | 8.193 | 14.7669 | 113126.026 | 8.2509 | 302.9822 | 9.045 | 4.5115 | 2.0871 | 1.7382 | 2.7427 | 1.558 | 1.9953 | 14.7402 | 4.1876 | 0.66006 | 8.8322 | 3.0387 | 267.5796 | 8.9568 | 0.44251 | 17.7604 | 25.8585 | 653.6363 | 68.776 | 4.9583 | 3.0887 | 8.0397 | 7.9338 | 0.28453 | 1.2563 | 5.6534 | 7.7086 | 5.8267 | 0.0022231 | 0.0012144 | 0.00395 | 1.5898 | 8.8037e-05 | 0.0073408 | 5.7334e-05 | 0.017479 | 0.0028654 | 0.0082414 | 11.9849 | 0.00068746 | 0.68283 | 0.27564 | 8.5366 | 1.1719 | 0.034531 | 1.2503 | 0.28751 | 0.020772 | 0.008063 | 0.0077403 | 0.0032425 | 0.0063809 | 0.006454 | 0.057696 | 0.076535 | 0.0038623 | 0.033588 | 0.010419 | 1.1899 | 0.00043865 | 0.00044181 | 0.098176 | 0.12019 | 2.8045 | 0.32038 | 0.020976 | 0.043589 | 0.025591 | 0.037675 | 0.0012302 | 0.0058068 | 0.019882 | 0.023279 | 0.025174 | 0.042826 | 0.018298 | 0.055947 | 17.5482 | 0.0011559 | 0.096403 | 0.00083848 | 0.44662 | 0.049115 | 0.14072 | 7.0781 | 0.011495 | 21.7998 | 14.1586 | 455.3776 | 26.0635 | 1.6705 | 30.7266 | 14.3417 | 0.89103 | 0.10768 | 0.091734 | 0.055459 | 0.085238 | 0.1585 | 1.85 | 1.4593 | 0.047397 | 0.83389 | 0.16955 | 18.2375 | 0.0037587 | 0.0035292 | 10.9531 | 4.945 | 160.6325 | 13.4224 | 1.5623 | 0.61552 | 0.45867 | 0.61672 | 0.021219 | 0.085833 | 0.34915 | 1.163 | 1.1608 | 0.024608 | 0.010085 | 0.016567 | 6.7846 | 0.00079637 | 0.23374 | 0.00060783 | 0.97673 | 0.065749 | 0.12792 | 4.9342 | 0.0079461 | 15.5601 | 8.7592 | 535.8478 | 17.6591 | 1.7314 | 18.9681 | 8.0179 | 0.57013 | 0.1614 | 0.21068 | 0.029689 | 0.11471 | 0.078205 | 1.831 | 0.62526 | 0.18717 | 0.49381 | 0.21284 | 11.244 | 0.003165 | 0.0031822 | 3.7448 | 2.6572 | 67.0012 | 9.0691 | 3.085 | 0.27305 | 0.32362 | 0.73734 | 0.014601 | 0.050785 | 0.20228 | 1.1155 | 1.2552 | 721.3685 | 289.0055 | 215.918 | 184.3921 | 61.2417 | 109.837 | 41.607 | 2943.4409 | 309.1507 | 92.5691 | 20.0597 | 105.8888 | 10.6189 | 189.0881 | 105.0324 | 10.4472 | 63.3207 | 0.36498 | 3379.9241 | 2.6102 | 5.4246 | 1.9351 | 2.2991 | 12.1971 | 0.53999 | 0.94448 | 3.5169 | 0.31318 | 10.8109 | 0.121 | 0.0020472 | 0.030635 | 0.012362 | 0.29943 | 2.0498 | 1.1647 | 2.1242 | 1.6103 | 2.0856
19 | 0.16396 | 0.022405 | 0.011989 | 1.3024 | 0.99382 | 0.99989 | 0.82581 | 0.031797 | 0.89309 | 0.5164 | 0.66113 | 0.79355 | 0.82636 | 0.20719 | 1490.3754 | 335.474 | 0.95389 | 0.78273 | 0.18076 | 0.279 | 0.37148 | 2.4811 | 4.9263 | 489.3202 | 0.00056071 | 159.1143 | 98.3066 | 17.4904 | 162.38 | 13.5637 | 1.8897 | 60.8472 | 14.4893 | 11.6337 | 2456.2144 | 96.5769 | 88.6885 | 1915.2782 | 120.5985 | 84.354 | 234.9351 | 240.555 | 233.2335 | 32.5105 | 46.9352 | 0.73912 | 0.089072 | 0.15024 | 0.017503 | 0.0017145 | 8.0097e-05 | 34.9078 | 11.4375 | 2.4056 | 0.74352 | 0.66381 | 0.10064 | 2.6893 | 60.6962 | 2.2827 | 0.25725 | 0.7519 | 19.597 | 81.9249 | 35.7251 | 21.5311 | 151.9776 | 10.1629 | 0.03185 | 0.27222 | 0.7824 | 27.1226 | 18.6879 | 521.252 | 131.3269 | 3.6638 | 0.10764 | 0.45608 | 0.080072 | 244.8667 | 129.7708 | 77.732 | 63.7347 | 14.0597 | 1320.8134 | 253.5813 | 106.9816 | 93.0721 | 241.7085 | 163.1247 | 82.2049 | 69.1701 | 7.8749 | 0.72555 | 0.96699 | 0.21414 | 65.5487 | 6.6376 | 1.9475 | 2.0671 | 0.18022 | 6.8118e-05 | 34.8034 | 1.2703 | 0.20961 | 0.22497 | 0.13048 | 2.8686 | 0.96427 | 1.4024 | 0.44686 | 96.958 | 17.8674 | 39.2313 | 7.6696 | 158.706 | 191.9917 | 1936.3182 | 249.4183 | 289.3132 | 185.1933 | 785.8824 | 388.615 | 89.6833 | 368.6769 | 0.33995 | 0.051724 | 0.14259 | 0.068995 | 0.010808 | 0.007036 | 1.9566e-05 | 0.0020121 | 37.1353 | 12.655 | 1.011 | 0.14971 | 2.5488 | 4.134 | 358.9713 | 75.6127 | 4.0961 | 4.6165 | 136.2239 | 8.6734 | 114.1251 | 51.4837 | 37.8228 | 98.2326 | 725.3211 | 66.3174 | 584.4597 | 9.7982 | 133.1976 | 714.7018 | 151.112 | 95.5108 | 55.0996 | 60.069 | 196.7581 | 58.5198 | 8.1661 | 177.977 | 77.1517 | 10.5006 | 50.8231 | 603.2198 | 5.9877 | 74.7661 | 63.0497 | 205.3845 | 299.0197 | 89.3475 | 56.0464 | 32.6684 | 40.2909 | 0.01205 | 0.001003 | 0.24171 | 35.7796 | 1.9633 | 10.1211 | 3.2306 | 280.3957 | 8.3156 | 5.5807 | 0.38313 | 6180.7879 | 891.837 | 1178.6706 | 1231.654 | 33.7651 | 1.1587 | 20.9185 | 2.7574 | 5878.1081 | 1479.923 | 608.1441 | 81.6351 | 123.5649 | 9.3182 | 185.2337 | 0.0011375 | 26.7859 | 0.18334 | 11.109 | 62.4777 | 5.5698 | 52.9416 | 229.1371 | 0.10914 | 0.20145 | 2.312 | 3.0604 | 0.2104 | 0.21698 | 1.2983 | 0.19495 | 32.4026 | 0.002916 | 14.7771 | 297.3423 | 0.025449 | 121.6281 | 5.5588 | 0.045128 | 0.67111 | 0.25761 | 5.0364 | 0.10134 | 1.8697 | 1.1498 | 1.4417 | 0.020654 | 0.1174 | 0.055287 | 4.5994 | 0.038652 | 0.53998 | 0.21686 | 9.1097 | 0.00041214 | 0.0037035 | 0.0031973 | 5.5806 | 0.018625 | 0.38332 | 0.2437 | 0.27917 | 0.0011995 | 0.022414 | 0.014044 | 1.2065 | 0.0051284 | 0.10103 | 0.052528 | 0.65728 | 0.0033705 | 0.045386 | 0.18301 | 0.511 | 0.27347 | 1.1653 | 311.2049 | 0.013606 | 1.966 | 0.012458 | 5.2538 | 4.9666 | 2.9919 | 187.6505 | 0.093895 | 9.53 | 8.3707 | 13.4687 | 123567.4895 | 7.9107 | 307.4716 | 8.8221 | 3.9521 | 2.1764 | 1.8474 | 2.8945 | 1.7534 | 1.782 | 12.8526 | 3.9233 | 0.6492 | 8.2674 | 2.8794 | 265.182 | 8.5944 | 0.41096 | 20.0917 | 27.7991 | 620.4128 | 60.9861 | 4.1657 | 3.1274 | 7.022 | 7.8783 | 0.24985 | 1.1603 | 5.3336 | 7.3992 | 5.7077 | 0.0021246 | 0.0013387 | 0.0046682 | 1.3813 | 9.2356e-05 | 0.0064784 | 5.4224e-05 | 0.018451 | 0.0028136 | 0.0081594 | 13.3249 | 0.00070183 | 0.68926 | 0.27898 | 7.4768 | 1.4046 | 0.035528 | 1.1854 | 0.31897 | 0.020965 | 0.0083279 | 0.0066277 | 0.0033134 | 0.0062757 | 0.0067552 | 0.057549 | 0.07702 | 0.0036809 | 0.032473 | 0.010976 | 1.0955 | 0.00045899 | 0.00042812 | 0.095249 | 0.11739 | 3.0173 | 0.31032 | 0.020876 | 0.050221 | 0.02793 | 0.034614 | 0.0010682 | 0.005148 | 0.021764 | 0.026861 | 0.023024 | 0.038851 | 0.017437 | 0.061918 | 16.8128 | 0.0012359 | 0.10937 | 0.0008453 | 0.43521 | 0.050156 | 0.16799 | 7.2025 | 0.010316 | 23.161 | 15.0065 | 496.8665 | 28.7004 | 1.7344 | 28.3489 | 14.2975 | 0.84488 | 0.11268 | 0.11058 | 0.051196 | 0.099699 | 0.16977 | 2.02 | 1.3936 | 0.042947 | 0.81212 | 0.15432 | 20.3015 | 0.0035985 | 0.003211 | 10.6082 | 5.6072 | 149.4917 | 15.2197 | 1.6841 | 0.57515 | 0.41063 | 0.58384 | 0.020919 | 0.10203 | 0.36208 | 1.0269 | 1.1016 | 0.026527 | 0.011021 | 0.015171 | 6.6099 | 0.00089765 | 0.22486 | 0.00063541 | 0.9441 | 0.059696 | 0.12163 | 5.7769 | 0.0083779 | 16.5345 | 8.9926 | 516.954 | 18.7457 | 1.8118 | 20.6582 | 8.5213 | 0.52878 | 0.14274 | 0.2097 | 0.032168 | 0.11577 | 0.085168 | 1.9517 | 0.534 | 0.16511 | 0.45407 | 0.21871 | 12.5632 | 0.0031353 | 0.0030659 | 3.6058 | 2.769 | 62.7796 | 7.6783 | 3.0938 | 0.24757 | 0.32248 | 0.68032 | 0.012293 | 0.057577 | 0.21436 | 1.1629 | 1.2976 | 715.6625 | 343.2848 | 234.9919 | 172.4767 | 63.1254 | 97.2891 | 44.7781 | 3129.4628 | 260.0816 | 99.6266 | 22.8109 | 107.8517 | 9.4987 | 254.904 | 88.8587 | 11.026 | 62.6651 | 0.4247 | 2526.716 | 2.2508 | 7.024 | 2.3168 | 3.1114 | 12.7001 | 0.49262 | 0.73084 | 4.3803 | 0.29026 | 6.4899 | 0.22669 | 0.0011906 | 0.023386 | 0.0071667 | 0.32405 | 1.3402 | 1.9755 | 5.8061 | 1.271 | 0.93555

## ngA-South Africa-results
Element | N recovery | P recovery | K recovery | TEA results | LCA results
Feature | Total N [% N] | Total P [% P] | Total K [% K] | Annual net cost [USD/cap/yr] | GlobalWarming [kg CO2-eq/cap/yr] | H_Ecosystems [points/cap/yr] | H_Health [points/cap/yr] | H_Resources [points/cap/yr]
0 | 52.5242 | 37.332 | 22.6321 | 148.5558 | 91.5754 | 0.2859 | 11.8948 | 12.2368
1 | 52.5242 | 37.332 | 22.6321 | 63.6389 | 59.3681 | 0.11059 | 8.1668 | 5.3813
2 | 52.5242 | 37.332 | 22.6321 | 155.3308 | 107.8409 | 0.28186 | 15.4974 | 14.3577
3 | 52.5242 | 37.332 | 22.6321 | 146.3516 | 71.2584 | 0.17161 | 11.719 | 7.8854
4 | 52.5242 | 37.332 | 22.6321 | 125.7073 | 91.7846 | 0.22376 | 15.5758 | 11.2288
5 | 52.5242 | 37.332 | 22.6321 | 124.7255 | 62.9093 | 0.16235 | 7.1598 | 7.7813
6 | 52.5242 | 37.332 | 22.6321 | 69.8987 | 64.1188 | 0.1272 | 9.5761 | 7.8462
7 | 52.5242 | 37.332 | 22.6321 | 165.3281 | 71.7341 | 0.25128 | 8.5805 | 11.4958
8 | 52.5242 | 37.332 | 22.6321 | 129.7893 | 108.2343 | 0.37236 | 13.7546 | 19.8318
9 | 52.5242 | 37.332 | 22.6321 | 117.508 | 85.0617 | 0.24986 | 6.4789 | 16.3668
10 | 52.5242 | 37.332 | 22.6321 | 133.8892 | 92.3418 | 0.26713 | 10.2693 | 14.5569
11 | 52.5242 | 37.332 | 22.6321 | 126.7791 | 74.4076 | 0.13885 | 11.9181 | 7.5597
12 | 52.5242 | 37.332 | 22.6321 | 116.0041 | 89.8514 | 0.18091 | 16.2152 | 9.2589
13 | 52.5242 | 37.332 | 22.6321 | 143.048 | 84.4539 | 0.17479 | 14.1617 | 10.3798
14 | 52.5242 | 37.332 | 22.6321 | 139.4086 | 92.4215 | 0.33935 | 8.2461 | 15.43
15 | 52.5242 | 37.332 | 22.6321 | 126.5624 | 81.4207 | 0.19284 | 13.5689 | 10.3239
16 | 52.5242 | 37.332 | 22.6321 | 147.3029 | 94.0812 | 0.22453 | 16.5878 | 11.5282
17 | 52.5242 | 37.332 | 22.6321 | 223.0802 | 105.7662 | 0.31136 | 12.6767 | 16.3092
18 | 52.5242 | 37.332 | 22.6321 | 157.887 | 93.3792 | 0.22557 | 12.9836 | 10.9858
19 | 52.5242 | 37.332 | 22.6321 | 123.4254 | 77.4158 | 0.24207 | 7.6151 | 14.0886

## ngA-Uganda-param
Element | Excretion-A1 | [21 empty] | MURT-A2 | [11 empty] | NEWgenerator an MBR-A3 | [36 empty] | Sludge pasteurization-A4 | [8 empty] | NEWgenerator ion exchange-A5 | [39 empty] | NEWgenerator chlorination-A6 | [24 empty] | NEWgenerator controls-A8 | [41 empty] | NEWgenerator housing-A9 | [9 empty] | NEWgenerator pretreatment-A10 | [11 empty] | NEWgenerator foundation-A11 |  | MURT-A2 |  |  | TEA |  |  |  | LCA | [225 empty] | NEWgenerator photovoltaic-A7 | [27 empty] | Excretion-A1 | LCA |  |  |  | TEA
Feature | Excretion N prot [fraction] | Excretion P prot v [fraction] | Excretion P prot a [fraction] | Excretion K cal [g K/1000 kcal] | Excretion N exc [fraction of intake] | Excretion P exc [fraction of intake] | Excretion K exc [fraction of intake] | Excretion e exc [fraction of intake] | Excretion N ur [fraction of total] | Excretion P ur [fraction of total] | Excretion K ur [fraction of total] | Excretion e fec [fraction of total] | Excretion N ur NH3 [fraction of total N in urine] | Excretion N fec NH3 [fraction of total N in feces] | Excretion ur exc [g/cap/d] | Excretion fec exc [g/cap/d] | Excretion ur moi [fraction] | Excretion fec moi [fraction] | Excretion mg ur [g Mg/cap/d] | Excretion mg fec [g Mg/cap/d] | Excretion ca ur [g Ca/cap/d] | Excretion ca fec [g Ca/cap/d] | MURT collection period [days] | MURT sludge accum rate [L/cap/yr] | MURT N volatilization [fraction of N input] | MURT squatting pan cost [USD] | MURT urinal cost [USD] | MURT led cost [USD] | MURT anticor floor cost [USD] | MURT fan cost [USD] | MURT circuit change cost [USD] | MURT pipe cost [USD] | MURT squatting pan weight [kg] | MURT urinal weight [kg] | NEWgenerator an MBR anmbr reactor tank [USD] | NEWgenerator an MBR anmbr reactor media [USD] | NEWgenerator an MBR anmbr reactor fittings [USD] | NEWgenerator an MBR anmbr membrane module [USD] | NEWgenerator an MBR anmbr permeate pump [USD] | NEWgenerator an MBR anmbr backwash pump [USD] | NEWgenerator an MBR anmbr water pump [USD] | NEWgenerator an MBR anmbr membrane fittings [USD] | NEWgenerator an MBR anmbr biogas gas bag [USD] | NEWgenerator an MBR anmbr biogas fittings [USD] | NEWgenerator an MBR anmbr biogas ventilation [USD] | NEWgenerator an MBR anmbr COD removal [ratio] | NEWgenerator an MBR anmbr TN removal [ratio] | NEWgenerator an MBR anmbr TP removal [ratio] | NEWgenerator an MBR anmbr water pump energy percycle [kWh] | NEWgenerator an MBR anmbr permeate pump energy percycle [kWh] | NEWgenerator an MBR anmbr backwash pump energy percycle [kWh] | NEWgenerator an MBR anmbr batch cycle perday [# batches day-1] | NEWgenerator an MBR anmbr labor maintenance membrane chem cleaning [hrs/yr] | NEWgenerator an MBR anmbr labor maintenance sludge removal [hrs/yr] | NEWgenerator an MBR anmbr labor replacement membrane pump [hrs/yr] | NEWgenerator an MBR anmbr labor replacement permeate pump [hrs/yr] | NEWgenerator an MBR anmbr labor replacement membrane module [hrs/yr] | NEWgenerator an MBR anmbr labor replacement misc repairs [hr/y] | NEWgenerator an MBR anmbr reactor weight [kg] | NEWgenerator an MBR anmbr tau [d] | NEWgenerator an MBR anmbr soluble methane fraction [nan] | NEWgenerator an MBR anmbr VSS TSS ratio [nan] | NEWgenerator an MBR anmbr membrane weight [kg] | NEWgenerator an MBR anmbr PE weight [kg] | NEWgenerator an MBR anmbr PVC weight [kg] | NEWgenerator an MBR anmbr plastic weight [kg] | NEWgenerator an MBR anmbr piping [USD] | NEWgenerator an MBR anmbr piping PVC weight [kg] | NEWgenerator an MBR anmbr sludge yield [kg-VSS/kg-BOD removed] | NEWgenerator an MBR anmbr methane yield [m3-CH4/kg COD removed] | NEWgenerator an MBR dissolved methane HFMC removed [nan] | Sludge pasteurization sludge dryer weight [kg] | Sludge pasteurization sludge barrel weight [kg] | Sludge pasteurization sludge dryer [USD] | Sludge pasteurization sludge barrel [USD] | Sludge pasteurization sludge labor maintenance [h] | Fraction biogas lost [fraction] | Biogas efficiency [fraction] | Heat loss [fraction] | Sludge temperature [fraction] | NEWgenerator ion exchange ion eq2 tank [USD] | NEWgenerator ion exchange ion eq2 pump [USD] | NEWgenerator ion exchange ion eq2 powered valve [USD] | NEWgenerator ion exchange ion eq2 fittings [USD] | NEWgenerator ion exchange ion zeolite tanks [USD] | NEWgenerator ion exchange ion filtration media [USD] | NEWgenerator ion exchange ion gac [USD] | NEWgenerator ion exchange ion zeolite [USD] | NEWgenerator ion exchange ion zeolite fittings [USD] | NEWgenerator ion exchange ion eq3 tank [USD] | NEWgenerator ion exchange ion eq3 pump [USD] | NEWgenerator ion exchange ion eq3 filter [USD] | NEWgenerator ion exchange ion eq3 fittings [USD] | NEWgenerator ion exchange ion COD removal [nan] | NEWgenerator ion exchange ion TN removal [nan] | NEWgenerator ion exchange ion TP removal [nan] | NEWgenerator ion exchange ion labor maintenance zeolite regeneration [hr/y] | NEWgenerator ion exchange ion labor maintenance GAC replacement [hr/y] | NEWgenerator ion exchange ion labor replacement zeolite [hr/y] | NEWgenerator ion exchange ion labor replacement misc repairs [hr/y] | NEWgenerator ion exchange ion labor replacement other pump [hrs/yr] | NEWgenerator ion exchange ion backwash pump energy percycle [kWh] | NEWgenerator ion exchange ion batch cycle perday [# batches day-1] | NEWgenerator ion exchange ion gac unit cost [USD/kg] | NEWgenerator ion exchange ion zeolite unit cost [USD/kg] | NEWgenerator ion exchange ion na cl unit cost [USD/kg] | NEWgenerator ion exchange ion na OH unit cost [USD/kg] | NEWgenerator ion exchange ion regen freq per yr [events/yr] | NEWgenerator ion exchange ion regen efficiency [nan] | NEWgenerator ion exchange ion polycarbonate weight [kg] | NEWgenerator ion exchange ion steel weight [kg] | NEWgenerator ion exchange ion PE weight [kg] | NEWgenerator ion exchange ion PVC weight [kg] | NEWgenerator ion exchange ion plastic weight [kg] | NEWgenerator ion exchange ion piping PVC weight [kg] | NEWgenerator ion exchange ion piping [USD] | NEWgenerator ion exchange ion replacement scenario drums [USD] | NEWgenerator ion exchange ion largerncs scenario zeolite tanks [USD] | NEWgenerator ion exchange ion largerncs scenario zeolite [USD] | NEWgenerator ion exchange ion zeolite fittings largerncs [USD] | NEWgenerator chlorination chlorination recycle pump [USD] | NEWgenerator chlorination chlorination electochlorinator [USD] | NEWgenerator chlorination chlorination powered valve [USD] | NEWgenerator chlorination chlorination fittings [USD] | NEWgenerator chlorination chlorination tanks [USD] | NEWgenerator chlorination chlorination COD removal [%] | NEWgenerator chlorination chlorination TN removal [%] | NEWgenerator chlorination chlorination TP removal [%] | NEWgenerator chlorination chlorination chlorinator energy percycle [kWh] | NEWgenerator chlorination chlorination pump energy percycle [kWh] | NEWgenerator chlorination chlorination ventilation energy percycle [kWh] | NEWgenerator chlorination chlorination valve energy percycle [kWh] | NEWgenerator chlorination chlorination product water pump energy percycle [kWh] | NEWgenerator chlorination chlorination batch cycle per day [# batches day-1] | NEWgenerator chlorination chlorination labor maintenance chlorinator recharging [hr/y] | NEWgenerator chlorination chlorination labor replacement chlorinator replacement [hr/y] | NEWgenerator chlorination chlorination labor replacement other pump [hr/y] | NEWgenerator chlorination chlorination labor replacement misc repairs [hr/y] | NEWgenerator chlorination chlorination na cl dosage [mg/L] | NEWgenerator chlorination chlorination throughput flow [L/d] | NEWgenerator chlorination chlorination PE weight [kg] | NEWgenerator chlorination chlorination PVC weight [kg] | NEWgenerator chlorination chlorination electronics active weight [kg] | NEWgenerator chlorination chlorination piping [USD] | NEWgenerator chlorination chlorination piping PVC weight [kg] | NEWgenerator controls control box enclosure panel [USD] | NEWgenerator controls control box arduino microcontroller [USD] | NEWgenerator controls control box microcontroller din rails [USD] | NEWgenerator controls control box wifi [USD] | NEWgenerator controls control box solid state relays [USD] | NEWgenerator controls control box other relays [USD] | NEWgenerator controls control box conductors [USD] | NEWgenerator controls control box din rails [USD] | NEWgenerator controls control sensors enclosure panel [USD] | NEWgenerator controls control sensors signal conditioners [USD] | NEWgenerator controls control sensors din rails [USD] | NEWgenerator controls control sensors voltage converter [USD] | NEWgenerator controls control orp enclosure panel [USD] | NEWgenerator controls control orp voltage converter [USD] | NEWgenerator controls control orp controller [USD] | NEWgenerator controls control orp probe [USD] | NEWgenerator controls control orp cables [USD] | NEWgenerator controls control pump enclosure panel [USD] | NEWgenerator controls control pump voltage converter [USD] | NEWgenerator controls control pump voltage rectifier [USD] | NEWgenerator controls control pump box relay [USD] | NEWgenerator controls control sensors level sensor [USD] | NEWgenerator controls control sensors level switch [USD] | NEWgenerator controls control sensors flow switches [USD] | NEWgenerator controls control sensors proximity sensor [USD] | NEWgenerator controls control stranded cables [USD] | NEWgenerator controls control sensor cables [USD] | NEWgenerator controls control cable glands [USD] | NEWgenerator controls control gauge ferrules [USD] | NEWgenerator controls control zip ties [USD] | NEWgenerator controls control terminal block jumper [USD] | NEWgenerator controls control system energy percycle [kW] | NEWgenerator controls control system ORP energy percycle [kW] | NEWgenerator controls control background runtime energy perday [kWh] | NEWgenerator controls control batch cycle perday [# batches day-1] | NEWgenerator controls control labor replacement misc repairs [hr/y] | NEWgenerator controls control polycarbonate weight [kg] | NEWgenerator controls control aluminum weight [kg] | NEWgenerator controls control cable length [m] | NEWgenerator controls control electronics passive weight [kg] | NEWgenerator controls control electronics active weight [kg] | NEWgenerator controls control control units weight [kg] | NEWgenerator housing housing framework [USD] | NEWgenerator housing housing framework shipping [USD] | NEWgenerator housing housing fittings [USD] | NEWgenerator housing housing steel weight [kg] | NEWgenerator housing housing zinc coated steel weight [kg] | NEWgenerator housing housing zinc coat [m2] | NEWgenerator housing housing aluminum weight [kg] | NEWgenerator housing housing PE weight [kg] | NEWgenerator housing housing largerncs framework [USD] | NEWgenerator housing cheaper housing framework [USD] | NEWgenerator pretreatment pretreatment eq tank [USD] | NEWgenerator pretreatment pretreatment tank PE weight [kg] | NEWgenerator pretreatment pretreatment piping [USD] | NEWgenerator pretreatment pretreatment piping PVC weight [kg] | NEWgenerator pretreatment pretreatment feed pump [USD] | NEWgenerator pretreatment pretreatment feed pump energy percycle [kWh] | NEWgenerator pretreatment pretreatment batch cycle perday [# batches day-1] | NEWgenerator pretreatment pretreatment labor replacement other pump [hrs/yr] | NEWgenerator pretreatment pretreatment labor screen pit cleaning [hrs/yr] | NEWgenerator pretreatment pretreatment barscreen cost [USD] | NEWgenerator pretreatment pretreatment barscreen weight [kg] | NEWgenerator pretreatment pretreatment barscreen [USD] | NEWgenerator foundation foundation concrete unit cost [USD m-3] | NEWgenerator foundation foundation concrete thickness [m] | Max ch4 emission [g CH4/g COD] | Full degradation time [yr] | Log degradation [-] | Price factor [-] | Zeolite price [USD/kg] | GAC price [USD/kg] | Na OH price [USD/kg] | CH4 CF [kg CO2-eq/kg CH4] | CH4 ecosystems CF [points/kg CH4] | CH4 health CF [points/kg CH4] | N2O CF [kg CO2-eq/kg N2O] | N2O ecosystems CF [points/kg N2O] | N2O health CF [points/kg N2O] | N fertilizer CF [kg CO2-eq/kg N] | N fertilizer ecosystems CF [points/kg N] | N fertilizer health CF [points/kg N] | N fertilizer resources CF [points/kg N] | P fertilizer CF [kg CO2-eq/kg P] | P fertilizer ecosystems CF [points/kg P] | P fertilizer health CF [points/kg P] | P fertilizer resources CF [points/kg P] | K fertilizer CF [kg CO2-eq/kg K] | K fertilizer ecosystems CF [points/kg K] | K fertilizer health CF [points/kg K] | K fertilizer resources CF [points/kg K] | Conc nh3 CF [kg CO2-eq/kg] | Conc nh3 ecosystems CF [points/kg] | Conc nh3 health CF [points/kg] | Conc nh3 resources CF [points/kg] | GAC CF [kg CO2-eq/kg] | GAC ecosystems CF [points/kg] | GAC health CF [points/kg] | GAC resources CF [points/kg] | Zeolite CF [kg CO2-eq/kg] | Zeolite ecosystems CF [points/kg] | Zeolite health CF [points/kg] | Zeolite resources CF [points/kg] | Na cl CF [kg CO2-eq/kg] | Na cl ecosystems CF [points/kg] | Na cl health CF [points/kg] | Na cl resources CF [points/kg] | Na OH CF [kg CO2-eq/kg] | Na OH ecosystems CF [points/kg] | Na OH health CF [points/kg] | Na OH resources CF [points/kg] | LPG CF [kg CO2-eq/kg] | LPG ecosystems CF [points/kg] | LPG health CF [points/kg] | LPG resources CF [points/kg] | Excavation-Global warming [kg CO2-eq/m3] | Brick-Global warming [kg CO2-eq/kg] | Cement-Global warming [kg CO2-eq/kg] | Concrete-Global warming [kg CO2-eq/m3] | Gravel-Global warming [kg CO2-eq/kg] | Plastic-Global warming [kg CO2-eq/kg] | Sand-Global warming [kg CO2-eq/kg] | Stainless steel-global warming [kg CO2-eq/kg] | Stainless steel sheet-global warming [kg CO2-eq/kg] | Steel-Global warming [kg CO2-eq/kg] | Wood-Global warming [kg CO2-eq/m3] | Trucking-Global warming [kg CO2-eq/tonne*km] | Electric motor-global warming [kg CO2-eq/ea] | Electronics-Global warming [kg CO2-eq/kg] | Catalytic converter-global warming [kg CO2-eq/ea] | Oil heat exchanger-global warming [kg CO2-eq/ea] | Pump-Global warming [kg CO2-eq/ea] | Hydronic heat exchanger-global warming [kg CO2-eq/ea] | Electric connectors-global warming [kg CO2-eq/kg] | Electric cables-global warming [kg CO2-eq/m] | PVC-Global warming [kg CO2-eq/kg] | PE-Global warming [kg CO2-eq/kg] | Polymer-Global warming [kg CO2-eq/kg] | Cationic resin-global warming [kg CO2-eq/kg] | Ceramic-Global warming [kg CO2-eq/kg] | Fan-Global warming [kg CO2-eq/kg] | Aluminum-Global warming [kg CO2-eq/kg] | LPG-Global warming [kg CO2-eq/kg] | Zinc coat-global warming [kg CO2-eq/m2] | Polyacrylamide-Global warming [kg CO2-eq/kg] | Photovoltaic panel-global warming [kg CO2-eq/m2] | GACProduction-Global warming [kg CO2-eq/kg] | GACRegeneration-Global warming [kg CO2-eq/kg] | Switches-Global warming [kg CO2-eq/kg] | Control units-global warming [kg CO2-eq/kg] | Electronics active-global warming [kg CO2-eq/kg] | Electronics passive-global warming [kg CO2-eq/kg] | Transformers-Global warming [kg CO2-eq/kg] | Fertilizer offset-global warming [kg CO2-eq/kg] | Polycarbonate-Global warming [kg CO2-eq/kg] | Membrane-Global warming [kg CO2-eq/kg] | Na cl-global warming [kg CO2-eq/kg] | Na oh-global warming [kg CO2-eq/kg] | Zeolite-Global warming [kg CO2-eq/kg] | Battery-Global warming [kg CO2-eq/kg] | Lithium battery-global warming [kg CO2-eq/kg] | Excavation-H ecosystems [kg CO2-eq/m3] | Brick-H ecosystems [kg CO2-eq/kg] | Cement-H ecosystems [kg CO2-eq/kg] | Concrete-H ecosystems [kg CO2-eq/m3] | Gravel-H ecosystems [kg CO2-eq/kg] | Plastic-H ecosystems [kg CO2-eq/kg] | Sand-H ecosystems [kg CO2-eq/kg] | Stainless steel-h ecosystems [kg CO2-eq/kg] | Stainless steel sheet-h ecosystems [kg CO2-eq/kg] | Steel-H ecosystems [kg CO2-eq/kg] | Wood-H ecosystems [kg CO2-eq/m3] | Trucking-H ecosystems [kg CO2-eq/tonne*km] | Electric motor-h ecosystems [kg CO2-eq/ea] | Electronics-H ecosystems [kg CO2-eq/kg] | Catalytic converter-h ecosystems [kg CO2-eq/ea] | Oil heat exchanger-h ecosystems [kg CO2-eq/ea] | Pump-H ecosystems [kg CO2-eq/ea] | Hydronic heat exchanger-h ecosystems [kg CO2-eq/ea] | Electric connectors-h ecosystems [kg CO2-eq/kg] | Electric cables-h ecosystems [kg CO2-eq/m] | PVC-H ecosystems [kg CO2-eq/kg] | PE-H ecosystems [kg CO2-eq/kg] | Polymer-H ecosystems [kg CO2-eq/kg] | Cationic resin-h ecosystems [kg CO2-eq/kg] | Ceramic-H ecosystems [kg CO2-eq/kg] | Fan-H ecosystems [kg CO2-eq/kg] | Aluminum-H ecosystems [kg CO2-eq/kg] | LPG-H ecosystems [kg CO2-eq/kg] | Zinc coat-h ecosystems [kg CO2-eq/m2] | Polyacrylamide-H ecosystems [kg CO2-eq/kg] | Photovoltaic panel-h ecosystems [kg CO2-eq/m2] | GACProduction-H ecosystems [kg CO2-eq/kg] | GACRegeneration-H ecosystems [kg CO2-eq/kg] | Switches-H ecosystems [kg CO2-eq/kg] | Control units-h ecosystems [kg CO2-eq/kg] | Electronics active-h ecosystems [kg CO2-eq/kg] | Electronics passive-h ecosystems [kg CO2-eq/kg] | Transformers-H ecosystems [kg CO2-eq/kg] | Fertilizer offset-h ecosystems [kg CO2-eq/kg] | Polycarbonate-H ecosystems [kg CO2-eq/kg] | Membrane-H ecosystems [kg CO2-eq/kg] | Na cl-h ecosystems [kg CO2-eq/kg] | Na oh-h ecosystems [kg CO2-eq/kg] | Zeolite-H ecosystems [kg CO2-eq/kg] | Battery-H ecosystems [kg CO2-eq/kg] | Lithium battery-h ecosystems [kg CO2-eq/kg] | Excavation-H health [kg CO2-eq/m3] | Brick-H health [kg CO2-eq/kg] | Cement-H health [kg CO2-eq/kg] | Concrete-H health [kg CO2-eq/m3] | Gravel-H health [kg CO2-eq/kg] | Plastic-H health [kg CO2-eq/kg] | Sand-H health [kg CO2-eq/kg] | Stainless steel-h health [kg CO2-eq/kg] | Stainless steel sheet-h health [kg CO2-eq/kg] | Steel-H health [kg CO2-eq/kg] | Wood-H health [kg CO2-eq/m3] | Trucking-H health [kg CO2-eq/tonne*km] | Electric motor-h health [kg CO2-eq/ea] | Electronics-H health [kg CO2-eq/kg] | Catalytic converter-h health [kg CO2-eq/ea] | Oil heat exchanger-h health [kg CO2-eq/ea] | Pump-H health [kg CO2-eq/ea] | Hydronic heat exchanger-h health [kg CO2-eq/ea] | Electric connectors-h health [kg CO2-eq/kg] | Electric cables-h health [kg CO2-eq/m] | PVC-H health [kg CO2-eq/kg] | PE-H health [kg CO2-eq/kg] | Polymer-H health [kg CO2-eq/kg] | Cationic resin-h health [kg CO2-eq/kg] | Ceramic-H health [kg CO2-eq/kg] | Fan-H health [kg CO2-eq/kg] | Aluminum-H health [kg CO2-eq/kg] | LPG-H health [kg CO2-eq/kg] | Zinc coat-h health [kg CO2-eq/m2] | Polyacrylamide-H health [kg CO2-eq/kg] | Photovoltaic panel-h health [kg CO2-eq/m2] | GACProduction-H health [kg CO2-eq/kg] | GACRegeneration-H health [kg CO2-eq/kg] | Switches-H health [kg CO2-eq/kg] | Control units-h health [kg CO2-eq/kg] | Electronics active-h health [kg CO2-eq/kg] | Electronics passive-h health [kg CO2-eq/kg] | Transformers-H health [kg CO2-eq/kg] | Fertilizer offset-h health [kg CO2-eq/kg] | Polycarbonate-H health [kg CO2-eq/kg] | Membrane-H health [kg CO2-eq/kg] | Na cl-h health [kg CO2-eq/kg] | Na oh-h health [kg CO2-eq/kg] | Zeolite-H health [kg CO2-eq/kg] | Battery-H health [kg CO2-eq/kg] | Lithium battery-h health [kg CO2-eq/kg] | Excavation-H resources [kg CO2-eq/m3] | Brick-H resources [kg CO2-eq/kg] | Cement-H resources [kg CO2-eq/kg] | Concrete-H resources [kg CO2-eq/m3] | Gravel-H resources [kg CO2-eq/kg] | Plastic-H resources [kg CO2-eq/kg] | Sand-H resources [kg CO2-eq/kg] | Stainless steel-h resources [kg CO2-eq/kg] | Stainless steel sheet-h resources [kg CO2-eq/kg] | Steel-H resources [kg CO2-eq/kg] | Wood-H resources [kg CO2-eq/m3] | Trucking-H resources [kg CO2-eq/tonne*km] | Electric motor-h resources [kg CO2-eq/ea] | Electronics-H resources [kg CO2-eq/kg] | Catalytic converter-h resources [kg CO2-eq/ea] | Oil heat exchanger-h resources [kg CO2-eq/ea] | Pump-H resources [kg CO2-eq/ea] | Hydronic heat exchanger-h resources [kg CO2-eq/ea] | Electric connectors-h resources [kg CO2-eq/kg] | Electric cables-h resources [kg CO2-eq/m] | PVC-H resources [kg CO2-eq/kg] | PE-H resources [kg CO2-eq/kg] | Polymer-H resources [kg CO2-eq/kg] | Cationic resin-h resources [kg CO2-eq/kg] | Ceramic-H resources [kg CO2-eq/kg] | Fan-H resources [kg CO2-eq/kg] | Aluminum-H resources [kg CO2-eq/kg] | LPG-H resources [kg CO2-eq/kg] | Zinc coat-h resources [kg CO2-eq/m2] | Polyacrylamide-H resources [kg CO2-eq/kg] | Photovoltaic panel-h resources [kg CO2-eq/m2] | GACProduction-H resources [kg CO2-eq/kg] | GACRegeneration-H resources [kg CO2-eq/kg] | Switches-H resources [kg CO2-eq/kg] | Control units-h resources [kg CO2-eq/kg] | Electronics active-h resources [kg CO2-eq/kg] | Electronics passive-h resources [kg CO2-eq/kg] | Transformers-H resources [kg CO2-eq/kg] | Fertilizer offset-h resources [kg CO2-eq/kg] | Polycarbonate-H resources [kg CO2-eq/kg] | Membrane-H resources [kg CO2-eq/kg] | Na cl-h resources [kg CO2-eq/kg] | Na oh-h resources [kg CO2-eq/kg] | Zeolite-H resources [kg CO2-eq/kg] | Battery-H resources [kg CO2-eq/kg] | Lithium battery-h resources [kg CO2-eq/kg] | NEWgenerator photovoltaic pv panel [USD] | NEWgenerator photovoltaic pv panel shipping [USD] | NEWgenerator photovoltaic pv racking system [USD] | NEWgenerator photovoltaic pv charge controllers [USD] | NEWgenerator photovoltaic pv connectors [USD] | NEWgenerator photovoltaic pv combiner box [USD] | NEWgenerator photovoltaic pv circuit breaker [USD] | NEWgenerator photovoltaic pv battery [USD] | NEWgenerator photovoltaic pv battery connectors [USD] | NEWgenerator photovoltaic pv battery switch [USD] | NEWgenerator photovoltaic pv battery terminal [USD] | NEWgenerator photovoltaic pv dc enclosure panel [USD] | NEWgenerator photovoltaic pv dc din rail [USD] | NEWgenerator photovoltaic pv dc din circuit breaker [USD] | NEWgenerator photovoltaic pv dc distribution block [USD] | NEWgenerator photovoltaic pv dc voltage converter [USD] | NEWgenerator photovoltaic pv misc [USD] | NEWgenerator photovoltaic pv labor replacement batteries [hr/y] | NEWgenerator photovoltaic pv lithium battery [USD] | NEWgenerator photovoltaic pv labor replacement misc repairs [hr/y] | NEWgenerator photovoltaic pv photovoltaic panel area [m2] | NEWgenerator photovoltaic pv aluminum weight [kg] | NEWgenerator photovoltaic pv control units weight [kg] | NEWgenerator photovoltaic pv cable length [m] | NEWgenerator photovoltaic pv connectors weight [kg] | NEWgenerator photovoltaic pv switch weight [kg] | NEWgenerator photovoltaic pv polycarbonate weight [kg] | NEWgenerator photovoltaic pv electronics passive weight [kg] | Operator daily wage [USD/h] | Energy gwp [kg CO2-eq/kWh] | Energy h ecosystems [points/kWh] | Energy h health [points/kWh] | Energy h resources [points/kWh] | Nacl price [USD/kg] | Lpg price [USD/kg] | N fertilizer price [USD/kg N] | P fertilizer price [USD/kg P] | K fertilizer price [USD/kg K] | Nh3 fertilizer price [USD/kg N]
0 | 0.1872 | 0.028048 | 0.011172 | 1.2878 | 0.99768 | 0.99114 | 0.66802 | 0.040873 | 0.84083 | 0.60816 | 0.87642 | 0.76663 | 0.82102 | 0.18012 | 948.824 | 294.4763 | 0.94659 | 0.84267 | 0.2018 | 0.28263 | 0.20404 | 0.65589 | 2.1503 | 507.5949 | 0.0042697 | 132.8931 | 122.8173 | 15.2189 | 136.7279 | 15.768 | 1.6512 | 66.2154 | 16.8495 | 11.7099 | 3080.5588 | 77.2737 | 81.281 | 1853.6568 | 105.6885 | 87.9447 | 292.4111 | 223.3126 | 212.1629 | 30.8512 | 56.5132 | 0.90301 | 0.2454 | 0.14881 | 0.01785 | 0.0021904 | 7.7016e-05 | 38.3964 | 12.6811 | 3.5094 | 0.93734 | 0.68949 | 0.091622 | 2.818 | 47.4869 | 9.771 | 0.24897 | 0.80726 | 23.5408 | 101.4492 | 28.0839 | 20.237 | 121.2034 | 9.9561 | 0.032313 | 0.2587 | 0.79622 | 43.2312 | 19.8211 | 758.1941 | 93.6261 | 3.824 | 0.12166 | 0.57991 | 0.081684 | 340.563 | 158.9529 | 93.2476 | 64.6485 | 15.0633 | 1385.7195 | 280.5024 | 68.6556 | 77.7214 | 278.343 | 148.5188 | 78.926 | 69.6737 | 7.2395 | 0.67692 | 0.72343 | 0.3885 | 56.3897 | 7.0874 | 2.1522 | 2.5793 | 0.19789 | 8.1422e-05 | 31.0598 | 1.2716 | 0.26712 | 0.27973 | 0.15948 | 3.1492 | 0.9676 | 1.2397 | 0.56455 | 93.1381 | 15.2284 | 27.8613 | 8.5697 | 122.4535 | 142.1644 | 2214.9654 | 265.8816 | 337.7765 | 174.2463 | 894.9311 | 347.445 | 88.8624 | 440.1006 | 0.26837 | 0.35424 | 0.079369 | 0.064972 | 0.0093566 | 0.0067536 | 1.9207e-05 | 0.0023036 | 36.655 | 11.2732 | 1.142 | 0.14071 | 2.0825 | 5.2926 | 321.2294 | 63.2357 | 4.1608 | 5.1115 | 153.6436 | 7.7628 | 109.4736 | 42.7163 | 37.3136 | 87.2304 | 616.392 | 56.0451 | 636.8777 | 10.2312 | 132.5964 | 617.028 | 152.8114 | 89.4463 | 62.4504 | 78.7206 | 198.1977 | 57.0645 | 9.8095 | 155.6869 | 81.4067 | 10.8447 | 44.2366 | 669.5129 | 6.7344 | 86.5865 | 55.1947 | 191.2413 | 323.2414 | 72.2856 | 56.7354 | 29.673 | 51.5489 | 0.0084918 | 0.0011699 | 0.28593 | 27.8434 | 2.7188 | 12.5553 | 3.1329 | 303.1753 | 11.055 | 3.8267 | 0.5585 | 7300.1257 | 854.2619 | 1372.2774 | 1473.1176 | 30.9332 | 0.82518 | 25.8624 | 2.7876 | 5682.8617 | 1810.8828 | 485.0968 | 108.6549 | 119.6229 | 10.2029 | 160.6162 | 0.0012349 | 33.4665 | 0.1716 | 14.8494 | 50.6689 | 3.164 | 76.5637 | 168.0161 | 0.12123 | 0.25074 | 1.2709 | 3.0583 | 0.27059 | 0.22894 | 1.1083 | 0.1763 | 37.2768 | 0.0026315 | 12.97 | 294.5841 | 0.023955 | 110.3585 | 4.9544 | 0.045026 | 0.62226 | 0.24214 | 4.6287 | 0.093891 | 1.8654 | 1.0233 | 1.542 | 0.019125 | 0.10898 | 0.053049 | 4.5871 | 0.03741 | 0.5314 | 0.22133 | 7.6482 | 0.00047694 | 0.0036198 | 0.0032215 | 4.8834 | 0.021491 | 0.33172 | 0.24137 | 0.24833 | 0.0012578 | 0.020072 | 0.013763 | 1.3294 | 0.0053455 | 0.091937 | 0.057787 | 0.71704 | 0.0039026 | 0.043455 | 0.18181 | 0.52135 | 0.27579 | 1.1686 | 332.7522 | 0.013599 | 1.9701 | 0.011728 | 3.9737 | 4.851 | 3.017 | 195.3398 | 0.52371 | 10.7209 | 8.9466 | 14.4486 | 118025.4072 | 8.8236 | 292.8451 | 9.6947 | 4.7184 | 2.0616 | 2.0797 | 2.6917 | 1.6544 | 1.7941 | 14.3034 | 3.7317 | 0.77895 | 7.8925 | 3.0564 | 293.3693 | 7.6805 | 0.48971 | 17.5189 | 28.3834 | 619.8326 | 59.4054 | 4.4921 | 2.9943 | 8.1161 | 8.0438 | 0.26996 | 1.1599 | 5.4567 | 7.1214 | 6.9007 | 0.0021256 | 0.0012921 | 0.0044986 | 1.596 | 8.3269e-05 | 0.0063779 | 6.113e-05 | 0.017601 | 0.0027947 | 0.0085817 | 13.9183 | 0.00072028 | 0.64515 | 0.31755 | 8.5064 | 1.179 | 0.035842 | 1.2291 | 0.32963 | 0.02126 | 0.0078544 | 0.006765 | 0.0033499 | 0.0063814 | 0.007588 | 0.058338 | 0.069648 | 0.0036534 | 0.03515 | 0.010417 | 1.1852 | 0.00039761 | 0.00041347 | 0.094055 | 0.11843 | 3.0918 | 0.29633 | 0.019918 | 0.044814 | 0.029375 | 0.038226 | 0.001134 | 0.0057237 | 0.018879 | 0.026149 | 0.026321 | 0.037177 | 0.016548 | 0.053909 | 18.1542 | 0.0013472 | 0.091414 | 0.00079788 | 0.42928 | 0.048293 | 0.16044 | 7.0059 | 0.011219 | 21.2938 | 15.4291 | 466.4315 | 30.9191 | 1.7928 | 30.435 | 13.8392 | 0.94299 | 0.10532 | 0.093173 | 0.059117 | 0.090124 | 0.18288 | 1.7688 | 1.4627 | 0.047198 | 0.87969 | 0.14892 | 17.8238 | 0.0036084 | 0.0033838 | 11.064 | 5.0141 | 146.3107 | 15.5527 | 1.8256 | 0.63066 | 0.4476 | 0.57629 | 0.0209 | 0.099043 | 0.36084 | 1.1282 | 1.1365 | 0.025944 | 0.01071 | 0.015378 | 7.5824 | 0.00089089 | 0.23388 | 0.00062077 | 0.88713 | 0.069985 | 0.11508 | 5.3974 | 0.0080228 | 15.6968 | 7.826 | 587.0441 | 20.5759 | 1.6979 | 19.303 | 7.6328 | 0.57577 | 0.16415 | 0.20836 | 0.032645 | 0.099114 | 0.077382 | 2.0872 | 0.61323 | 0.16821 | 0.46794 | 0.21936 | 12.9365 | 0.0031849 | 0.0027137 | 3.8357 | 2.6823 | 60.3071 | 8.5176 | 3.2668 | 0.25319 | 0.27422 | 0.65056 | 0.013813 | 0.052155 | 0.24038 | 1.1506 | 1.1142 | 736.2796 | 273.3246 | 262.9742 | 190.9752 | 59.4652 | 91.7258 | 46.9555 | 3805.4934 | 303.9156 | 80.4809 | 18.4667 | 114.7333 | 9.7655 | 211.7621 | 100.3687 | 11.2181 | 60.556 | 0.41209 | 2815.5476 | 2.1266 | 5.4298 | 2.3579 | 2.5579 | 10.1713 | 0.54886 | 0.96228 | 4.491 | 0.27566 | 11.9706 | 0.14026 | 0.0012908 | 0.023454 | 0.010459 | 0.41398 | 1.2534 | 1.079 | 2.583 | 0.95237 | 1.7006
1 | 0.14049 | 0.018134 | 0.0050763 | 1.382 | 0.99621 | 0.99559 | 0.97356 | 0.03231 | 0.78037 | 0.68602 | 0.78468 | 0.87421 | 0.86027 | 0.20132 | 2063.9044 | 231.2012 | 0.95686 | 0.83974 | 0.1799 | 0.20473 | 0.45477 | 0.569 | 4.4804 | 223.196 | 0.0070758 | 140.5781 | 125.8123 | 17.761 | 154.8983 | 13.1745 | 2.017 | 51.2906 | 17.5231 | 12.7942 | 2435.5486 | 92.3581 | 86.8295 | 1606.3781 | 115.089 | 85.8613 | 283.6066 | 260.5104 | 226.2797 | 37.6108 | 53.2978 | 0.88544 | 0.20893 | 0.28054 | 0.015028 | 0.0020763 | 7.528e-05 | 37.0851 | 10.3137 | 3.0019 | 0.94925 | 0.56722 | 0.10641 | 2.722 | 63.8062 | 7.9234 | 0.26796 | 0.85956 | 24.3266 | 84.1121 | 39.6703 | 15.3757 | 147.6378 | 8.8185 | 0.030732 | 0.23942 | 0.7903 | 31.3815 | 18.336 | 652.6978 | 129.2648 | 2.9895 | 0.079137 | 0.70401 | 0.096466 | 291.2886 | 135.4462 | 92.5627 | 67.7672 | 17.4165 | 1189.0905 | 234.6867 | 66.4421 | 84.4202 | 233.4252 | 177.7073 | 100.7899 | 83.0929 | 6.7603 | 0.51799 | 0.56653 | 0.37582 | 62.3564 | 6.4548 | 2.1608 | 2.615 | 0.17643 | 7.1171e-05 | 33.53 | 0.92299 | 0.20985 | 0.26778 | 0.18583 | 3.3897 | 0.95167 | 1.3713 | 0.48805 | 87.7297 | 17.2383 | 29.7435 | 10.2708 | 140.9203 | 114.0255 | 2187.9242 | 277.3434 | 366.4823 | 156.5022 | 789.0457 | 378.7486 | 96.2984 | 491.2561 | 0.31824 | 0.03318 | 0.056528 | 0.074948 | 0.0077245 | 0.0063016 | 2.8623e-05 | 0.0023659 | 27.684 | 11.3014 | 0.91131 | 0.19762 | 2.466 | 6.8136 | 374.0004 | 91.9135 | 4.0878 | 4.4839 | 121.5806 | 9.6939 | 138.8929 | 45.0458 | 33.3487 | 88.4803 | 728.6772 | 70.2506 | 734.004 | 8.7218 | 136.48 | 736.6547 | 166.6682 | 101.7665 | 63.3976 | 62.6084 | 197.0499 | 50.9783 | 9.2452 | 160.2422 | 85.8625 | 12.4961 | 47.7714 | 558.2129 | 7.0283 | 70.7785 | 70.3531 | 175.4074 | 297.3457 | 82.0047 | 44.4837 | 34.4875 | 46.9543 | 0.0092021 | 0.00099549 | 0.24063 | 31.814 | 2.5429 | 9.6114 | 3.0062 | 252.7039 | 8.9256 | 5.1135 | 0.59286 | 6837.6281 | 869.4148 | 1460.7998 | 1135.7442 | 32.325 | 0.93388 | 24.8162 | 2.9531 | 5306.4087 | 1777.4616 | 565.995 | 94.1263 | 145.0194 | 9.6331 | 193.2007 | 0.0016181 | 38.5426 | 0.17982 | 14.6707 | 86.0325 | 3.8535 | 81.2642 | 219.7767 | 0.11624 | 0.19251 | 2.5287 | 3.8218 | 0.24821 | 0.25147 | 1.2225 | 0.19941 | 33.4272 | 0.0026565 | 13.8275 | 298.2212 | 0.025144 | 128.0762 | 5.4946 | 0.046717 | 0.59116 | 0.26558 | 4.9706 | 0.099525 | 1.877 | 1.08 | 1.4416 | 0.019367 | 0.125 | 0.056208 | 4.7154 | 0.041435 | 0.5061 | 0.22116 | 9.0784 | 0.00040519 | 0.0034587 | 0.0031911 | 5.5951 | 0.020902 | 0.34914 | 0.22538 | 0.27584 | 0.0011948 | 0.022314 | 0.013906 | 1.1593 | 0.0055471 | 0.094711 | 0.053723 | 0.67106 | 0.0037025 | 0.049077 | 0.16639 | 0.54504 | 0.30856 | 1.0105 | 277.1209 | 0.015564 | 1.9325 | 0.011173 | 5.1132 | 5.568 | 2.7818 | 188.3952 | 0.1688 | 9.9148 | 8.555 | 15.1671 | 123636.4841 | 9.2623 | 324.0126 | 8.46 | 4.6793 | 2.1392 | 2.1054 | 2.8792 | 1.5411 | 1.8082 | 14.5659 | 4.0415 | 0.66899 | 7.5397 | 2.8073 | 292.1553 | 7.7678 | 0.48493 | 16.972 | 29.3507 | 692.934 | 63.3551 | 4.3801 | 2.9031 | 7.1302 | 8.4861 | 0.26796 | 1.1839 | 5.0916 | 7.4681 | 5.8154 | 0.0021823 | 0.0012971 | 0.004477 | 1.3658 | 8.5622e-05 | 0.0070466 | 5.8887e-05 | 0.018525 | 0.0027834 | 0.0082925 | 13.3057 | 0.00069437 | 0.61088 | 0.33152 | 8.4607 | 1.1686 | 0.040099 | 1.4078 | 0.32241 | 0.018129 | 0.007253 | 0.0071126 | 0.0034008 | 0.0057083 | 0.0066535 | 0.056973 | 0.071965 | 0.0033506 | 0.033115 | 0.011402 | 1.2212 | 0.00040823 | 0.00047786 | 0.10765 | 0.13133 | 2.7962 | 0.29079 | 0.019798 | 0.049943 | 0.026819 | 0.038944 | 0.001194 | 0.0054128 | 0.019252 | 0.027097 | 0.026568 | 0.042691 | 0.018468 | 0.053427 | 17.9769 | 0.0012366 | 0.10612 | 0.00086886 | 0.38338 | 0.05374 | 0.14928 | 7.4573 | 0.01133 | 20.2344 | 13.7804 | 461.3272 | 25.7868 | 1.8865 | 25.9749 | 14.293 | 0.83288 | 0.10681 | 0.10803 | 0.051199 | 0.086397 | 0.16077 | 1.879 | 1.3848 | 0.045495 | 0.86246 | 0.1799 | 20.5068 | 0.0036668 | 0.0036149 | 9.6522 | 5.7002 | 153.1219 | 13.7146 | 1.6109 | 0.61937 | 0.42569 | 0.60376 | 0.021957 | 0.088233 | 0.39305 | 1.1578 | 1.1109 | 0.029032 | 0.01001 | 0.014984 | 6.7009 | 0.00076744 | 0.19987 | 0.00054981 | 0.87542 | 0.070184 | 0.12594 | 5.6707 | 0.0089374 | 14.6253 | 7.6532 | 498.2585 | 18.0643 | 1.825 | 17.8188 | 8.8853 | 0.48566 | 0.1396 | 0.2054 | 0.029717 | 0.10137 | 0.078852 | 1.9418 | 0.60682 | 0.17051 | 0.48323 | 0.19873 | 12.8159 | 0.0030868 | 0.0028272 | 3.6005 | 2.9981 | 67.6765 | 7.7147 | 3.1375 | 0.2825 | 0.30169 | 0.63325 | 0.012502 | 0.053059 | 0.21133 | 1.2649 | 1.2584 | 720.4352 | 296.3976 | 221.2894 | 219.1853 | 57.7263 | 97.3174 | 38.8731 | 3434.6089 | 274.0462 | 102.3259 | 21.3812 | 129.0093 | 10.4649 | 196.7088 | 92.9293 | 10.2466 | 65.2518 | 0.44205 | 3466.9381 | 1.9278 | 5.8225 | 1.6174 | 2.9734 | 10.6231 | 0.61583 | 0.92178 | 3.7091 | 0.24238 | 16.0183 | 0.14523 | 0.0014385 | 0.041504 | 0.011563 | 0.26025 | 1.0002 | 1.1712 | 5.7793 | 1.2151 | 2.0432
2 | 0.18629 | 0.0079978 | 0.014684 | 1.2495 | 0.99407 | 0.99957 | 0.83879 | 0.083963 | 0.81778 | 0.4943 | 0.66575 | 0.78749 | 0.76344 | 0.1949 | 1322.7273 | 328.1324 | 0.93859 | 0.80167 | 0.15342 | 0.25422 | 0.26148 | 2.6082 | 2.4847 | 334.1968 | 0.0020516 | 135.2698 | 130.5137 | 14.1282 | 150.8157 | 16.584 | 1.8144 | 63.1945 | 15.4158 | 11.6782 | 2640.5191 | 78.4715 | 82.6371 | 1526.6258 | 112.0156 | 80.0993 | 240.7779 | 234.1054 | 233.0085 | 32.4767 | 53.5973 | 0.7997 | 0.17296 | 0.045712 | 0.015528 | 0.0018858 | 8.7897e-05 | 34.9369 | 13.1406 | 3.5725 | 1.0072 | 0.71018 | 0.11715 | 2.0117 | 58.3806 | 11.8626 | 0.25266 | 0.7875 | 26.7744 | 88.1609 | 40.4914 | 23.0721 | 145.0637 | 7.9418 | 0.036706 | 0.32504 | 0.8593 | 45.4395 | 16.9827 | 855.9205 | 106.0115 | 3.395 | 0.11873 | 0.6375 | 0.090898 | 350.4969 | 142.8989 | 78.4459 | 72.5266 | 13.9933 | 1291.6206 | 257.3366 | 108.2601 | 90.7194 | 220.8339 | 181.8556 | 77.5707 | 80.2104 | 8.1738 | 0.46311 | 0.76045 | 0.19856 | 54.9902 | 6.4848 | 1.6791 | 2.3437 | 0.16548 | 7.9638e-05 | 31.8194 | 1.2214 | 0.21059 | 0.18572 | 0.13542 | 2.9686 | 0.95089 | 0.95308 | 0.52561 | 81.7654 | 16.7502 | 38.6525 | 8.6744 | 126.2596 | 173.9748 | 1958.1919 | 269.4103 | 291.784 | 172.596 | 780.9274 | 318.47 | 93.241 | 405.7762 | 0.39276 | 0.28006 | 0.039027 | 0.060547 | 0.0080975 | 0.005832 | 2.4139e-05 | 0.0023003 | 35.3564 | 12.5095 | 0.97208 | 0.1665 | 2.3842 | 6.1493 | 390.4262 | 94.2755 | 3.6126 | 5.3345 | 146.8225 | 8.6932 | 114.7274 | 41.7968 | 36.8007 | 100.4702 | 637.845 | 58.717 | 675.2817 | 9.3232 | 125.7113 | 700.8423 | 159.496 | 107.439 | 47.4608 | 74.4873 | 257.5093 | 59.2547 | 7.8798 | 200.2402 | 82.5806 | 12.191 | 47.1704 | 527.8992 | 6.471 | 78.984 | 63.5223 | 201.5768 | 288.1807 | 85.0153 | 47.0037 | 28.7578 | 46.039 | 0.0087384 | 0.0013381 | 0.24696 | 35.4376 | 2.4569 | 13.6153 | 2.4957 | 227.1066 | 11.5593 | 5.414 | 0.44654 | 6646.7167 | 924.5868 | 1273.5508 | 1062.8603 | 27.3734 | 1.2665 | 26.0379 | 2.5389 | 4700.7485 | 1623.5125 | 513.8104 | 109.0168 | 135.6984 | 9.526 | 181.8842 | 0.0012907 | 34.1631 | 0.18666 | 13.7434 | 93.2286 | 4.8735 | 85.4485 | 172.8991 | 0.1175 | 0.21667 | 1.4144 | 2.1182 | 0.34362 | 0.23354 | 1.1419 | 0.14195 | 36.4232 | 0.0028801 | 14.9563 | 314.8228 | 0.025271 | 127.2439 | 5.4506 | 0.047169 | 0.66086 | 0.27126 | 4.7448 | 0.088688 | 1.7042 | 1.1137 | 1.5286 | 0.018661 | 0.11466 | 0.050381 | 4.406 | 0.035805 | 0.547 | 0.21902 | 8.8398 | 0.00041047 | 0.0035105 | 0.003247 | 5.0683 | 0.020557 | 0.38205 | 0.20764 | 0.24551 | 0.001173 | 0.019339 | 0.013472 | 1.3136 | 0.004884 | 0.084612 | 0.051426 | 0.67597 | 0.0034244 | 0.043762 | 0.18245 | 0.53785 | 0.29635 | 1.0155 | 314.2001 | 0.013993 | 1.9868 | 0.012721 | 4.1876 | 6.1451 | 2.3508 | 186.6077 | 0.11324 | 9.1127 | 8.8396 | 12.7507 | 115074.8285 | 8.1344 | 350.7849 | 8.1312 | 4.7815 | 2.0013 | 1.7573 | 2.9911 | 1.5997 | 1.9205 | 14.8649 | 3.6843 | 0.74763 | 8.4346 | 2.9854 | 277.7047 | 8.7666 | 0.43752 | 18.6747 | 27.9465 | 621.7495 | 60.8322 | 4.6742 | 2.785 | 8.4607 | 8.2247 | 0.27263 | 1.1368 | 5.126 | 6.4804 | 5.7225 | 0.0022394 | 0.0012673 | 0.0045364 | 1.4203 | 8.9637e-05 | 0.0073542 | 5.6337e-05 | 0.017087 | 0.0023758 | 0.0081839 | 13.5517 | 0.00080591 | 0.6663 | 0.27965 | 7.5892 | 1.3372 | 0.037153 | 1.2534 | 0.31991 | 0.020352 | 0.0075294 | 0.0075693 | 0.0032866 | 0.0053965 | 0.0068781 | 0.058908 | 0.074754 | 0.0033783 | 0.035828 | 0.011311 | 1.0777 | 0.00042349 | 0.00044497 | 0.096763 | 0.12451 | 2.5881 | 0.27442 | 0.020336 | 0.04277 | 0.029082 | 0.035306 | 0.0012723 | 0.0052975 | 0.02167 | 0.027496 | 0.024494 | 0.043398 | 0.018889 | 0.06271 | 17.3806 | 0.0013045 | 0.10879 | 0.00091484 | 0.39887 | 0.049562 | 0.14583 | 6.9186 | 0.010047 | 19.9962 | 14.0198 | 449.8278 | 30.3009 | 1.9138 | 26.1575 | 15.0095 | 0.93339 | 0.12125 | 0.10348 | 0.05658 | 0.085256 | 0.18134 | 2.0545 | 1.5402 | 0.04301 | 0.81595 | 0.15893 | 19.9936 | 0.0033294 | 0.0031411 | 10.1315 | 4.7603 | 168.2956 | 14.8319 | 1.6806 | 0.67343 | 0.3858 | 0.6514 | 0.020123 | 0.095664 | 0.3406 | 1.0058 | 1.0366 | 0.024768 | 0.011355 | 0.013874 | 6.5582 | 0.00081741 | 0.22158 | 0.00054578 | 0.98031 | 0.060119 | 0.12849 | 5.02 | 0.00929 | 17.0195 | 8.9734 | 524.7487 | 19.724 | 1.9631 | 18.3227 | 7.851 | 0.56795 | 0.14274 | 0.23443 | 0.028923 | 0.11812 | 0.083551 | 1.9765 | 0.60047 | 0.18559 | 0.54632 | 0.20408 | 11.0393 | 0.0029242 | 0.0032166 | 3.7264 | 3.1041 | 58.6543 | 8.957 | 3.0546 | 0.25074 | 0.32542 | 0.62564 | 0.014122 | 0.052721 | 0.23501 | 1.1351 | 1.2223 | 777.9509 | 335.6438 | 215.1556 | 185.4352 | 68.2712 | 106.9098 | 40.3891 | 3720.3439 | 260.6103 | 96.6947 | 18.068 | 115.113 | 8.1414 | 244.9939 | 102.7465 | 13.3658 | 63.0309 | 0.39663 | 2588.7534 | 2.607 | 6.5858 | 2.3477 | 2.4118 | 12.8874 | 0.4932 | 1.0079 | 4.144 | 0.32443 | 9.6769 | 0.23116 | 0.0012645 | 0.051791 | 0.013607 | 0.2063 | 2.5345 | 2.1864 | 5.0661 | 1.5434 | 1.6326
3 | 0.1603 | 0.017622 | 0.019433 | 1.1971 | 0.99861 | 0.99753 | 0.8057 | 0.046857 | 0.8454 | 0.65047 | 0.67744 | 0.74435 | 0.83928 | 0.18909 | 1689.7307 | 334.1351 | 0.94356 | 0.79816 | 0.16341 | 0.28687 | 0.35688 | 1.8103 | 3.3481 | 190.6531 | 0.0054233 | 146.2518 | 94.8243 | 15.5028 | 118.0735 | 13.3926 | 1.8272 | 48.6766 | 16.6313 | 10.5422 | 2715.1293 | 85.6949 | 104.7253 | 1934.805 | 124.7495 | 76.6466 | 268.3973 | 284.0145 | 249.8197 | 31.6394 | 48.2947 | 0.9176 | 0.37 | 0.086094 | 0.018899 | 0.0022561 | 6.547e-05 | 33.1182 | 13.644 | 2.7101 | 0.91169 | 0.59413 | 0.094621 | 2.1554 | 69.8992 | 4.8128 | 0.29876 | 0.84439 | 19.0047 | 121.9158 | 38.4166 | 19.3192 | 150.723 | 9.0017 | 0.039139 | 0.29588 | 0.95846 | 32.815 | 16.4167 | 905.1085 | 133.1032 | 3.606 | 0.087303 | 0.53944 | 0.12106 | 258.1212 | 149.8452 | 84.3657 | 59.2617 | 17.1966 | 1101.2486 | 241.8435 | 89.8417 | 80.6816 | 287.9881 | 136.6894 | 82.4217 | 75.8685 | 8.2368 | 0.87209 | 0.82331 | 0.29064 | 64.0926 | 5.3302 | 2.2221 | 2.0331 | 0.14053 | 7.4718e-05 | 39.0807 | 1.2647 | 0.2425 | 0.2199 | 0.19306 | 3.2145 | 0.96949 | 1.0598 | 0.42422 | 86.8411 | 12.782 | 36.0883 | 9.8172 | 135.2818 | 203.6649 | 2031.1272 | 272.572 | 315.4636 | 153.6304 | 831.659 | 373.9002 | 100.6751 | 455.2999 | 0.13614 | 0.31271 | 0.068853 | 0.081267 | 0.0079866 | 0.0061038 | 2.329e-05 | 0.0024336 | 31.051 | 12.3462 | 0.87147 | 0.14308 | 2.6274 | 5.3634 | 346.0984 | 72.2036 | 2.8838 | 4.674 | 122.8311 | 8.3523 | 106.3037 | 51.9677 | 28.4716 | 97.8043 | 782.1457 | 73.8813 | 695.2225 | 8.6229 | 130.7648 | 761.0465 | 141.7106 | 93.1762 | 49.9395 | 71.4141 | 217.2816 | 50.6457 | 8.4705 | 195.3762 | 82.9879 | 10.6349 | 52.4702 | 550.461 | 7.4341 | 81.8199 | 62.4912 | 180.1632 | 261.0139 | 86.6133 | 57.3244 | 35.0725 | 44.3017 | 0.01109 | 0.0010493 | 0.3263 | 33.0749 | 2.4362 | 8.7774 | 2.9797 | 327.0386 | 10.507 | 4.7209 | 0.49979 | 5612.6604 | 952.38 | 1169.0355 | 1428.2141 | 30.58 | 0.68199 | 23.1749 | 3.1236 | 5372.4114 | 1254.7521 | 602.0848 | 82.7145 | 118.5212 | 10.2521 | 164.2868 | 0.0015916 | 28.2476 | 0.15221 | 11.464 | 77.5385 | 4.4031 | 53.1456 | 185.0799 | 0.11382 | 0.28989 | 2.1715 | 3.2809 | 0.11749 | 0.244 | 1.3074 | 0.13993 | 35.8711 | 0.0028413 | 14.5212 | 322.2396 | 0.02367 | 124.1851 | 5.5368 | 0.044111 | 0.62962 | 0.25341 | 5.1543 | 0.09353 | 1.9351 | 1.1316 | 1.4752 | 0.018514 | 0.11494 | 0.054936 | 4.5574 | 0.03918 | 0.52083 | 0.20368 | 9.2041 | 0.00044156 | 0.0037398 | 0.0027987 | 4.9532 | 0.01924 | 0.3544 | 0.24427 | 0.27967 | 0.0012387 | 0.019974 | 0.014479 | 1.2317 | 0.0057964 | 0.098412 | 0.056114 | 0.76473 | 0.0032673 | 0.045132 | 0.1921 | 0.51369 | 0.25434 | 0.98571 | 256.6032 | 0.014709 | 1.9681 | 0.011048 | 5.497 | 5.5823 | 2.2097 | 192.6905 | 0.46362 | 9.2677 | 8.154 | 14.766 | 108239.6796 | 8.7375 | 321.396 | 8.6747 | 4.3982 | 1.8841 | 2.1031 | 2.9029 | 1.7574 | 1.8377 | 15.1885 | 3.8197 | 0.68389 | 8.5498 | 2.9992 | 263.8265 | 9.181 | 0.44436 | 19.8202 | 27.6678 | 700.0541 | 61.4685 | 4.8649 | 3.1418 | 8.1938 | 7.3193 | 0.24194 | 1.2026 | 5.196 | 6.3961 | 5.9405 | 0.0021591 | 0.0013535 | 0.0042851 | 1.5122 | 8.1865e-05 | 0.0065232 | 6.4159e-05 | 0.019363 | 0.0024832 | 0.0088909 | 14.0407 | 0.00068781 | 0.65552 | 0.29483 | 8.3251 | 1.2323 | 0.036018 | 1.2073 | 0.2962 | 0.020667 | 0.0082134 | 0.0063723 | 0.00357 | 0.0056701 | 0.0070166 | 0.057503 | 0.081649 | 0.003447 | 0.032015 | 0.0097699 | 1.2465 | 0.00041795 | 0.00047261 | 0.097536 | 0.10916 | 2.6977 | 0.30796 | 0.021381 | 0.043024 | 0.026518 | 0.038025 | 0.0011046 | 0.0049773 | 0.020672 | 0.026675 | 0.022903 | 0.039572 | 0.015958 | 0.058705 | 19.6374 | 0.0012982 | 0.10735 | 0.00080374 | 0.39649 | 0.054315 | 0.15467 | 6.7412 | 0.010712 | 22.0684 | 13.3263 | 503.4527 | 27.7218 | 1.845 | 29.4081 | 13.4016 | 0.86948 | 0.10102 | 0.098858 | 0.055053 | 0.10138 | 0.16635 | 1.8592 | 1.2624 | 0.04144 | 0.89789 | 0.15335 | 18.0125 | 0.0034967 | 0.0032284 | 10.4509 | 4.8196 | 139.2988 | 14.0062 | 1.7984 | 0.61213 | 0.42245 | 0.57253 | 0.018853 | 0.089634 | 0.36961 | 1.0389 | 1.0671 | 0.026717 | 0.010401 | 0.014422 | 6.7231 | 0.00085483 | 0.23551 | 0.00052379 | 0.93706 | 0.071273 | 0.11444 | 4.9413 | 0.0087736 | 15.4926 | 8.1238 | 484.4477 | 18.1036 | 1.9321 | 17.6298 | 8.2424 | 0.55558 | 0.15447 | 0.2151 | 0.027062 | 0.10583 | 0.075964 | 2.0038 | 0.62267 | 0.17792 | 0.49593 | 0.19336 | 11.8002 | 0.0030567 | 0.0029637 | 4.021 | 2.8627 | 61.5483 | 8.3178 | 3.4492 | 0.23505 | 0.29367 | 0.70689 | 0.014389 | 0.049658 | 0.23633 | 1.0982 | 1.3008 | 676.6995 | 331.9728 | 199.6829 | 188.8625 | 71.5732 | 90.754 | 41.7058 | 3014.4185 | 264.4024 | 83.1877 | 21.6824 | 105.8268 | 9.1552 | 225.8028 | 90.2835 | 11.3867 | 61.9614 | 0.45957 | 2885.826 | 2.5727 | 4.9804 | 1.6902 | 2.8299 | 8.6345 | 0.51971 | 0.77934 | 3.4081 | 0.22207 | 8.8154 | 0.086489 | 0.0019195 | 0.025293 | 0.0097653 | 0.17734 | 0.86713 | 2.6751 | 3.6247 | 1.9487 | 1.378
4 | 0.17826 | 0.022902 | 0.019488 | 1.4888 | 0.99669 | 0.99499 | 0.86539 | 0.087993 | 0.76846 | 0.47281 | 0.69909 | 0.81458 | 0.75094 | 0.16786 | 1756.1698 | 252.9053 | 0.9519 | 0.78685 | 0.14252 | 0.29754 | 0.17875 | 2.2386 | 4.8948 | 573.9298 | 0.0080161 | 147.2879 | 112.1091 | 14.1741 | 171.5832 | 15.1774 | 2.1065 | 57.9112 | 12.3976 | 10.7475 | 2948.6948 | 95.8517 | 98.1568 | 1766.4944 | 129.1128 | 82.7573 | 281.1211 | 228.2628 | 235.9847 | 29.7904 | 57.6575 | 0.8578 | 0.34106 | 0.1838 | 0.013561 | 0.0019143 | 6.7772e-05 | 30.7169 | 11.4501 | 3.1502 | 0.72816 | 0.50902 | 0.098304 | 2.173 | 53.9234 | 6.9664 | 0.31882 | 0.76189 | 21.3688 | 116.8932 | 41.3757 | 22.0948 | 153.6592 | 9.6995 | 0.039708 | 0.27846 | 0.91734 | 39.9005 | 14.5452 | 728.6134 | 114.3097 | 3.4579 | 0.1079 | 0.46124 | 0.085664 | 273.6339 | 126.4401 | 89.6153 | 55.0589 | 14.3169 | 1034.079 | 228.0501 | 84.8181 | 91.7665 | 248.7644 | 139.2246 | 101.2834 | 79.7869 | 7.9542 | 0.61491 | 0.99595 | 0.45737 | 69.0854 | 6.2591 | 2.033 | 2.1212 | 0.18303 | 8.3899e-05 | 35.2024 | 1.3089 | 0.23455 | 0.23113 | 0.18222 | 2.8647 | 0.96499 | 0.89946 | 0.50673 | 79.3809 | 19.0603 | 38.37 | 9.6775 | 153.182 | 118.1776 | 1714.8383 | 244.6035 | 426.7412 | 176.2105 | 900.3111 | 312.1691 | 87.1295 | 373.8593 | 0.025814 | 0.40541 | 0.0058685 | 0.061986 | 0.010924 | 0.0049813 | 2.1896e-05 | 0.0026746 | 29.5451 | 13.3742 | 1.0952 | 0.20198 | 2.5548 | 6.4409 | 362.7846 | 75.3996 | 3.2112 | 4.9169 | 140.4792 | 10.3007 | 129.1002 | 50.6114 | 31.7534 | 79.2917 | 607.5409 | 64.2186 | 570.7102 | 8.1152 | 113.8634 | 643.6323 | 139.3795 | 81.1764 | 60.8611 | 60.652 | 226.6166 | 53.2734 | 9.649 | 161.6085 | 87.5307 | 10.2082 | 49.3598 | 657.8292 | 6.0727 | 85.0369 | 72.0965 | 211.5182 | 280.7023 | 74.6445 | 51.1399 | 31.6771 | 47.8852 | 0.011576 | 0.0014325 | 0.29534 | 36.1787 | 2.7713 | 10.8567 | 2.686 | 280.8068 | 10.2731 | 5.8448 | 0.38658 | 6607.942 | 876.1046 | 1501.1054 | 1219.8021 | 34.9269 | 1.2895 | 27.13 | 2.744 | 5119.0762 | 1736.8417 | 588.7753 | 90.6573 | 129.1023 | 9.783 | 175.5898 | 0.0010998 | 35.2722 | 0.16512 | 12.6454 | 66.2268 | 6.3716 | 48.7809 | 175.3654 | 0.10835 | 0.28037 | 2.4585 | 2.6263 | 0.30899 | 0.24896 | 1.0823 | 0.17537 | 35.5984 | 0.0027786 | 14.118 | 270.3548 | 0.024495 | 112.5927 | 5.8042 | 0.048226 | 0.67937 | 0.27563 | 4.9497 | 0.090873 | 1.8163 | 1.1718 | 1.4049 | 0.018013 | 0.11562 | 0.05339 | 4.7512 | 0.034589 | 0.51053 | 0.21189 | 7.8776 | 0.00039895 | 0.0031304 | 0.0030318 | 5.0993 | 0.020578 | 0.39685 | 0.23554 | 0.2848 | 0.001274 | 0.022989 | 0.014171 | 1.3512 | 0.0056218 | 0.096121 | 0.050281 | 0.70226 | 0.0039552 | 0.044443 | 0.18872 | 0.51551 | 0.28671 | 1.1305 | 242.2802 | 0.012681 | 1.9648 | 0.012071 | 5.1807 | 4.7465 | 2.4259 | 192.1013 | 0.20814 | 9.5168 | 9.4875 | 13.1848 | 104066.0985 | 9.4057 | 297.1328 | 8.3289 | 4.7619 | 1.8621 | 1.9225 | 2.7584 | 1.5701 | 1.7537 | 15.3011 | 3.7691 | 0.73906 | 8.9067 | 3.0262 | 249.2169 | 8.1747 | 0.46465 | 20.335 | 26.0599 | 661.5677 | 67.1476 | 4.2753 | 2.6094 | 7.7344 | 8.1452 | 0.26281 | 1.1188 | 5.0191 | 7.371 | 6.6782 | 0.0020451 | 0.0012546 | 0.0041015 | 1.5586 | 8.267e-05 | 0.0067669 | 5.6642e-05 | 0.018873 | 0.0026864 | 0.0084382 | 12.3002 | 0.00073649 | 0.6206 | 0.30065 | 7.7062 | 1.4096 | 0.038798 | 1.3106 | 0.31202 | 0.021062 | 0.0068846 | 0.0064352 | 0.0031839 | 0.0063009 | 0.0064421 | 0.058056 | 0.08039 | 0.0033944 | 0.033772 | 0.0099173 | 1.1413 | 0.00045208 | 0.00046354 | 0.10123 | 0.12755 | 2.6445 | 0.32914 | 0.019505 | 0.043773 | 0.028088 | 0.03356 | 0.0012716 | 0.0058262 | 0.018381 | 0.026889 | 0.023295 | 0.036943 | 0.017185 | 0.061978 | 17.037 | 0.0013169 | 0.10154 | 0.00084564 | 0.41746 | 0.045337 | 0.16476 | 7.9648 | 0.010293 | 22.3959 | 15.4574 | 513.4745 | 27.5321 | 1.6685 | 28.1843 | 13.1122 | 0.9125 | 0.11052 | 0.090838 | 0.053302 | 0.093107 | 0.1724 | 1.8096 | 1.4218 | 0.042072 | 0.77485 | 0.16152 | 19.4655 | 0.0037006 | 0.0033609 | 9.2697 | 4.7032 | 141.2309 | 13.1568 | 1.7851 | 0.66298 | 0.44262 | 0.6348 | 0.019854 | 0.094722 | 0.34737 | 1.078 | 1.0164 | 0.029952 | 0.012008 | 0.01632 | 7.3402 | 0.00075872 | 0.2033 | 0.00059348 | 1.0144 | 0.06097 | 0.11698 | 5.7336 | 0.0084732 | 15.9995 | 8.2022 | 571.5417 | 17.4964 | 1.7181 | 19.8564 | 8.1915 | 0.50509 | 0.14783 | 0.22139 | 0.02744 | 0.11043 | 0.082568 | 1.9902 | 0.64829 | 0.17416 | 0.53618 | 0.21228 | 12.3717 | 0.0032357 | 0.0028805 | 3.7758 | 2.7292 | 67.5335 | 8.9829 | 3.0226 | 0.26553 | 0.30865 | 0.60494 | 0.013031 | 0.056333 | 0.21587 | 1.2147 | 1.1378 | 832.4243 | 305.2909 | 257.9629 | 179.6679 | 61.2248 | 103.5033 | 36.13 | 3083.8338 | 290.7814 | 88.5701 | 18.2543 | 124.4844 | 7.968 | 250.731 | 88.6307 | 13.2519 | 52.1592 | 0.36667 | 2402.7409 | 2.4771 | 7.6753 | 2.2014 | 2.3109 | 11.3298 | 0.60016 | 0.7723 | 3.2846 | 0.33551 | 9.3283 | 0.11146 | 0.002258 | 0.031043 | 0.0093032 | 0.36795 | 2.0697 | 1.8996 | 2.4295 | 0.80225 | 0.99694
5 | 0.15913 | 0.023525 | 0.018062 | 1.3649 | 0.99056 | 0.99171 | 0.76402 | 0.079419 | 0.86612 | 0.74748 | 0.76413 | 0.80195 | 0.83233 | 0.20766 | 2337.6227 | 250.2071 | 0.94466 | 0.86131 | 0.16897 | 0.25651 | 0.41018 | 1.9267 | 1.758 | 318.9928 | 0.0069121 | 155.1888 | 120.8793 | 13.0965 | 152.2207 | 14.4988 | 2.0442 | 56.7124 | 15.7702 | 12.8858 | 2591.8477 | 89.115 | 92.1833 | 1567.7012 | 104.3325 | 81.038 | 261.536 | 222.7549 | 239.8749 | 31.0846 | 44.4614 | 0.78599 | 0.3061 | 0.38346 | 0.013708 | 0.0016149 | 7.8465e-05 | 28.312 | 11.5616 | 2.4743 | 0.77037 | 0.61493 | 0.10596 | 2.0253 | 45.7337 | 7.422 | 0.27937 | 0.83054 | 17.9092 | 94.5029 | 37.1465 | 19.5342 | 126.3765 | 9.4051 | 0.035493 | 0.24512 | 0.83295 | 24.5291 | 18.0904 | 510.4005 | 136.4542 | 3.6372 | 0.075225 | 0.6153 | 0.10786 | 246.3933 | 147.4457 | 100.4106 | 63.6397 | 17.688 | 1303.3448 | 274.5411 | 78.9445 | 87.863 | 262.5911 | 155.3103 | 93.5342 | 78.4834 | 7.3161 | 0.82496 | 0.63905 | 0.47317 | 67.3417 | 5.2611 | 2.2896 | 2.0044 | 0.14448 | 9.0139e-05 | 36.1402 | 0.86275 | 0.25302 | 0.20783 | 0.12883 | 2.9349 | 0.96561 | 1.3999 | 0.46492 | 110.8294 | 19.0472 | 28.3856 | 8.0421 | 156.2298 | 107.1647 | 2119.5607 | 221.6929 | 304.5785 | 179.8062 | 734.855 | 323.4369 | 90.2327 | 377.9877 | 0.15677 | 0.20074 | 0.090214 | 0.059862 | 0.0085034 | 0.0066838 | 2.6566e-05 | 0.0018912 | 32.7415 | 11.0336 | 0.89462 | 0.18641 | 2.2744 | 4.6148 | 402.1978 | 90.2475 | 3.5346 | 4.6107 | 139.6731 | 9.9233 | 107.6056 | 50.8879 | 37.7177 | 101.0563 | 681.9378 | 56.9927 | 629.0281 | 8.0108 | 107.5136 | 676.7365 | 162.4992 | 104.4362 | 52.8676 | 67.7141 | 210.3362 | 54.1406 | 8.0256 | 183.6272 | 79.0231 | 11.848 | 41.7226 | 596.2115 | 5.5376 | 76.7705 | 57.8298 | 185.8629 | 253.1793 | 82.6412 | 52.7098 | 28.3214 | 45.6242 | 0.011925 | 0.0012929 | 0.31573 | 31.2826 | 2.6408 | 14.0056 | 2.9205 | 274.0272 | 9.6063 | 4.0354 | 0.40333 | 5771.865 | 929.5032 | 1546.4431 | 1369.2678 | 34.1167 | 0.74921 | 21.6396 | 2.9931 | 4957.9748 | 1556.449 | 633.4418 | 106.6587 | 143.9734 | 8.0956 | 184.5223 | 0.0013869 | 27.3502 | 0.15619 | 12.2894 | 57.5445 | 4.5574 | 46.6617 | 230.8336 | 0.10634 | 0.31196 | 2.7387 | 2.2902 | 0.10485 | 0.22621 | 1.0076 | 0.18414 | 32.8449 | 0.0028039 | 13.931 | 318.56 | 0.022533 | 125.7771 | 5.3659 | 0.047292 | 0.65413 | 0.26226 | 4.8783 | 0.092723 | 1.7289 | 1.0914 | 1.5553 | 0.019561 | 0.11908 | 0.050051 | 4.4752 | 0.036755 | 0.52569 | 0.20483 | 8.1318 | 0.0004498 | 0.003625 | 0.0031475 | 4.6933 | 0.020256 | 0.3902 | 0.22778 | 0.24295 | 0.0011341 | 0.02187 | 0.012262 | 1.317 | 0.0048639 | 0.10201 | 0.052752 | 0.73785 | 0.003529 | 0.040418 | 0.16343 | 0.54746 | 0.26798 | 1.0587 | 234.237 | 0.01425 | 1.9931 | 0.01231 | 4.3278 | 4.3477 | 2.8436 | 190.8473 | 0.44137 | 8.9826 | 9.4189 | 13.3511 | 109507.5704 | 7.8457 | 331.5663 | 8.2417 | 4.2405 | 2.1258 | 1.8702 | 2.5972 | 1.5937 | 1.7143 | 14.7552 | 4.3096 | 0.64891 | 8.5116 | 2.6039 | 265.7793 | 8.1339 | 0.47631 | 17.2179 | 28.7236 | 675.6625 | 69.372 | 4.196 | 3.0175 | 7.4122 | 6.9986 | 0.25672 | 1.2263 | 5.3254 | 6.534 | 5.6627 | 0.002081 | 0.0011458 | 0.0040944 | 1.4994 | 9.4317e-05 | 0.0072736 | 5.7625e-05 | 0.016771 | 0.0024138 | 0.0074809 | 11.6402 | 0.00071914 | 0.59635 | 0.28316 | 7.6333 | 1.2677 | 0.037634 | 1.2225 | 0.3136 | 0.018811 | 0.0083008 | 0.0070519 | 0.0037978 | 0.0055396 | 0.0071183 | 0.059737 | 0.07593 | 0.0032751 | 0.030496 | 0.011585 | 1.0335 | 0.00044732 | 0.00039655 | 0.090356 | 0.11702 | 3.0668 | 0.31747 | 0.021644 | 0.047409 | 0.027436 | 0.037116 | 0.0010907 | 0.0053373 | 0.019021 | 0.024843 | 0.026108 | 0.038685 | 0.016051 | 0.05758 | 18.704 | 0.0012693 | 0.095019 | 0.00088345 | 0.37601 | 0.046825 | 0.15081 | 6.6866 | 0.010191 | 22.916 | 13.9123 | 474.6012 | 26.9294 | 1.8258 | 28.2846 | 15.3517 | 0.86149 | 0.1199 | 0.10009 | 0.050101 | 0.095917 | 0.16796 | 1.9917 | 1.4323 | 0.047856 | 0.81247 | 0.1541 | 18.1373 | 0.0034258 | 0.0033134 | 10.9412 | 5.0946 | 165.7465 | 14.3027 | 1.5946 | 0.61514 | 0.41371 | 0.60571 | 0.019975 | 0.091672 | 0.38481 | 0.9927 | 0.98304 | 0.026318 | 0.011734 | 0.01398 | 7.1889 | 0.00084653 | 0.22706 | 0.00057211 | 0.96126 | 0.06559 | 0.12931 | 5.6344 | 0.0081914 | 14.8839 | 8.6785 | 551.4519 | 18.8894 | 1.7454 | 17.9453 | 8.5339 | 0.53073 | 0.15775 | 0.23324 | 0.032079 | 0.10938 | 0.076325 | 2.0612 | 0.61645 | 0.17176 | 0.51967 | 0.21003 | 12.4412 | 0.0028017 | 0.0031643 | 3.8154 | 2.8797 | 65.3319 | 8.014 | 2.9028 | 0.27716 | 0.28147 | 0.66478 | 0.013373 | 0.050382 | 0.20483 | 1.114 | 1.1949 | 632.8522 | 345.3439 | 235.1241 | 206.9185 | 67.2968 | 109.5781 | 39.3651 | 3639.0202 | 246.0999 | 101.3489 | 17.3059 | 123.0892 | 9.933 | 193.76 | 83.9031 | 12.8128 | 64.3647 | 0.38094 | 2930.2212 | 2.7891 | 6.3303 | 2.2109 | 2.2555 | 11.4501 | 0.46423 | 0.65354 | 3.2173 | 0.25296 | 12.5759 | 0.18682 | 0.0015946 | 0.031708 | 0.015867 | 0.24287 | 1.953 | 0.94642 | 2.3111 | 1.3082 | 1.5854
6 | 0.15598 | 0.033543 | 0.027315 | 1.4179 | 0.99385 | 0.99905 | 0.79045 | 0.056456 | 0.88365 | 0.45624 | 0.7355 | 0.84229 | 0.81618 | 0.16192 | 1226.4295 | 142.0198 | 0.96971 | 0.81943 | 0.1567 | 0.20834 | 0.059609 | 1.0257 | 6.2399 | 719.27 | 0.0097103 | 139.5545 | 111.2053 | 15.6283 | 136.1157 | 14.1464 | 2.165 | 58.7561 | 18.1743 | 12.2201 | 2460.2712 | 97.8828 | 102.2498 | 1496.8545 | 110.4845 | 96.1885 | 273.0309 | 246.0686 | 222.6514 | 34.9324 | 49.4084 | 0.81708 | 0.078687 | 0.22477 | 0.019627 | 0.0021168 | 9.3116e-05 | 34.23 | 12.0585 | 3.375 | 0.69447 | 0.65271 | 0.097317 | 2.5873 | 57.1383 | 5.3199 | 0.31007 | 0.7533 | 18.8373 | 78.162 | 34.8194 | 23.9477 | 122.355 | 8.9268 | 0.03874 | 0.31455 | 0.64717 | 34.4127 | 21.2219 | 541.5858 | 116.7323 | 2.1658 | 0.090448 | 0.42758 | 0.11662 | 267.5572 | 144.9443 | 76.5908 | 70.798 | 13.6017 | 1057.4438 | 248.6916 | 72.4199 | 72.3922 | 243.3072 | 164.5844 | 89.5792 | 74.5278 | 8.0189 | 0.70777 | 0.85763 | 0.15708 | 65.0126 | 5.1259 | 1.7665 | 2.8616 | 0.19075 | 6.4017e-05 | 31.5216 | 1.158 | 0.21884 | 0.19395 | 0.14826 | 3.4516 | 0.9661 | 1.3126 | 0.36187 | 101.6968 | 12.0798 | 25.8367 | 8.2518 | 124.4277 | 190.3164 | 1903.0947 | 252.9704 | 347.0167 | 166.0811 | 814.2485 | 394.6423 | 85.6002 | 472.4453 | 0.22865 | 0.067274 | 0.021968 | 0.064183 | 0.0099871 | 0.0053253 | 2.2396e-05 | 0.0020657 | 26.8634 | 11.7921 | 0.9418 | 0.19578 | 2.7795 | 5.6628 | 295.1431 | 72.5209 | 4.0343 | 6.1262 | 125.6055 | 9.0812 | 111.6681 | 52.511 | 33.9987 | 98.6245 | 692.0972 | 61.3623 | 685.1668 | 8.8511 | 137.232 | 728.0239 | 150.5071 | 102.6972 | 54.4197 | 65.6285 | 248.1669 | 58.9702 | 8.6351 | 202.6226 | 96.3523 | 9.9539 | 45.8471 | 676.5435 | 6.8707 | 65.5684 | 64.2222 | 164.7814 | 304.8907 | 95.9529 | 53.5068 | 36.3526 | 51.4029 | 0.01198 | 0.0010972 | 0.30672 | 34.7039 | 1.9203 | 9.2118 | 2.2002 | 287.0228 | 10.0021 | 5.5645 | 0.62219 | 6027.5483 | 813.7653 | 1477.6097 | 1319.0642 | 28.9875 | 1.1023 | 25.3593 | 2.4819 | 5189.1516 | 1227.6763 | 627.5555 | 86.7641 | 149.8389 | 7.9411 | 173.7707 | 0.0015525 | 29.8464 | 0.14957 | 12.2056 | 53.189 | 5.1864 | 87.6594 | 228.7275 | 0.12561 | 0.22295 | 1.507 | 3.4356 | 0.28242 | 0.21273 | 0.83712 | 0.16228 | 32.3559 | 0.0027082 | 13.7521 | 309.543 | 0.025458 | 116.2058 | 5.7122 | 0.043465 | 0.68222 | 0.26786 | 5.0607 | 0.092002 | 1.8017 | 1.0329 | 1.426 | 0.017825 | 0.11668 | 0.053945 | 4.4343 | 0.03644 | 0.55428 | 0.21752 | 8.416 | 0.00045164 | 0.0032127 | 0.0029938 | 5.1886 | 0.019064 | 0.33944 | 0.20887 | 0.26623 | 0.0011518 | 0.02057 | 0.012067 | 1.2041 | 0.0051944 | 0.09367 | 0.048509 | 0.69362 | 0.0036079 | 0.048247 | 0.18901 | 0.53161 | 0.25904 | 0.99301 | 269.7867 | 0.01735 | 1.9807 | 0.011984 | 3.2494 | 6.0491 | 2.1504 | 197.4966 | 0.37659 | 9.7771 | 8.0198 | 13.414 | 113146.7713 | 8.5892 | 351.8387 | 8.5988 | 4.0925 | 2.0236 | 1.7511 | 2.662 | 1.7555 | 1.9873 | 13.1012 | 4.3959 | 0.77139 | 7.401 | 2.8425 | 288.7499 | 7.5984 | 0.4243 | 17.3288 | 24.122 | 607.948 | 58.994 | 4.6232 | 3.0864 | 7.6985 | 7.9382 | 0.26602 | 1.2771 | 4.8755 | 7.254 | 6.5226 | 0.0020163 | 0.0013621 | 0.0041573 | 1.479 | 9.2938e-05 | 0.0068627 | 6.3462e-05 | 0.019668 | 0.002719 | 0.0079901 | 12.2193 | 0.00079587 | 0.58482 | 0.29118 | 7.9243 | 1.2131 | 0.036853 | 1.3641 | 0.31561 | 0.019165 | 0.0070309 | 0.007758 | 0.0037016 | 0.005836 | 0.0070521 | 0.062544 | 0.074235 | 0.0039257 | 0.035299 | 0.010819 | 1.1654 | 0.0004026 | 0.00045834 | 0.095591 | 0.11327 | 2.5528 | 0.27866 | 0.020084 | 0.041903 | 0.027653 | 0.033425 | 0.001079 | 0.0056723 | 0.020827 | 0.023689 | 0.023095 | 0.041349 | 0.016508 | 0.063469 | 19.2511 | 0.0012115 | 0.10314 | 0.00078312 | 0.43558 | 0.050449 | 0.15723 | 6.8313 | 0.012236 | 20.911 | 15.1359 | 529.0888 | 28.9524 | 1.6444 | 28.9689 | 13.4781 | 0.88278 | 0.11217 | 0.094675 | 0.054634 | 0.090576 | 0.17128 | 1.7643 | 1.4149 | 0.04187 | 0.83204 | 0.15096 | 20.2963 | 0.003386 | 0.0031961 | 10.2756 | 5.4056 | 144.5204 | 14.2371 | 1.5782 | 0.59914 | 0.42968 | 0.5617 | 0.022883 | 0.09703 | 0.33337 | 1.0855 | 1.0816 | 0.027164 | 0.010263 | 0.015927 | 6.818 | 0.00078113 | 0.20948 | 0.00060511 | 0.99571 | 0.068651 | 0.13014 | 5.0858 | 0.0092156 | 15.2236 | 8.6031 | 498.5036 | 17.7392 | 1.9105 | 20.3405 | 8.6473 | 0.54157 | 0.14522 | 0.23123 | 0.028253 | 0.1115 | 0.079637 | 1.7311 | 0.59675 | 0.19426 | 0.47758 | 0.19097 | 13.119 | 0.003123 | 0.0027258 | 3.5171 | 2.803 | 56.6851 | 7.766 | 2.8932 | 0.2384 | 0.314 | 0.62321 | 0.013536 | 0.053393 | 0.22022 | 1.1117 | 1.1758 | 653.6266 | 318.2277 | 229.9828 | 222.0853 | 69.515 | 96.8478 | 48.0314 | 3555.7858 | 300.2891 | 91.3152 | 19.5567 | 109.7089 | 10.385 | 254.1469 | 99.1536 | 12.5195 | 51.4474 | 0.47577 | 3654.8769 | 2.3999 | 5.3891 | 1.5342 | 3.1413 | 9.3166 | 0.56 | 0.97687 | 4.3935 | 0.34009 | 11.3484 | 0.19875 | 0.0016508 | 0.044078 | 0.014145 | 0.26998 | 2.309 | 1.3718 | 4.6037 | 1.0886 | 1.5395
7 | 0.14555 | 0.038076 | 0.0093788 | 1.3103 | 0.99516 | 0.99831 | 0.90648 | 0.095449 | 0.8364 | 0.53374 | 0.59972 | 0.86002 | 0.85217 | 0.22604 | 1059.1523 | 404.2384 | 0.95047 | 0.77202 | 0.18712 | 0.32636 | 0.1657 | 0.85981 | 5.341 | 305.4425 | 0.0060187 | 164.3428 | 124.1986 | 15.0497 | 169.9451 | 17.4083 | 2.3373 | 59.3325 | 14.4815 | 13.3338 | 2845.8225 | 85.1793 | 94.6534 | 1749.244 | 120.6351 | 95.7287 | 309.3744 | 252.1686 | 205.4264 | 37.2451 | 50.877 | 0.71666 | 0.28288 | 0.33437 | 0.019043 | 0.0018048 | 8.5024e-05 | 32.7406 | 10.8007 | 2.6235 | 0.89487 | 0.662 | 0.08054 | 2.6395 | 49.4059 | 2.2249 | 0.31592 | 0.79853 | 25.3789 | 91.818 | 32.755 | 15.483 | 141.0195 | 10.1136 | 0.033597 | 0.32225 | 0.65215 | 26.449 | 14.9392 | 538.7501 | 102.827 | 3.2399 | 0.12773 | 0.55842 | 0.089146 | 239.9383 | 167.7105 | 86.4858 | 61.4435 | 14.8884 | 1328.1158 | 261.0527 | 86.26 | 69.3401 | 283.8149 | 159.1484 | 90.7818 | 72.7117 | 8.3716 | 0.57499 | 0.65074 | 0.16997 | 60.7291 | 6.7722 | 1.8704 | 2.2202 | 0.14965 | 8.3067e-05 | 36.7866 | 1.0001 | 0.24963 | 0.18654 | 0.12679 | 3.2553 | 0.95833 | 1.2107 | 0.40877 | 95.7027 | 16.3539 | 30.7385 | 8.1711 | 120.9279 | 123.4891 | 2153.7935 | 232.5088 | 333.4605 | 170.081 | 712.0177 | 328.1692 | 77.9015 | 416.5143 | 0.35153 | 0.28479 | 0.21327 | 0.071606 | 0.0074936 | 0.0064089 | 2.3541e-05 | 0.0026595 | 32.1287 | 12.8016 | 0.92516 | 0.15249 | 2.024 | 5.0125 | 335.1988 | 78.4341 | 3.2545 | 3.8796 | 132.3194 | 8.3171 | 134.606 | 46.2861 | 30.9002 | 94.7578 | 732.2698 | 62.7046 | 582.8495 | 9.5274 | 123.1805 | 815.7756 | 156.467 | 84.3448 | 53.6569 | 59.0283 | 236.7927 | 61.9129 | 8.5953 | 174.7238 | 84.9544 | 12.0692 | 53.5197 | 641.6333 | 6.1375 | 76.4536 | 55.8717 | 162.4216 | 245.4692 | 84.5925 | 54.9135 | 34.3729 | 42.5725 | 0.01126 | 0.00098392 | 0.2923 | 34.1274 | 2.1787 | 11.5599 | 2.1499 | 320.8455 | 9.9756 | 4.2094 | 0.3875 | 7443.8236 | 770.3406 | 1257.643 | 1021.6297 | 33.823 | 1.2364 | 22.1047 | 2.8703 | 5400.1367 | 1657.2575 | 494.6593 | 92.4017 | 139.5407 | 8.284 | 192.8172 | 0.0011981 | 36.8704 | 0.18766 | 11.9082 | 64.8297 | 5.4505 | 62.1466 | 206.9832 | 0.10273 | 0.234 | 1.6403 | 2.516 | 0.16551 | 0.23532 | 1.2512 | 0.14984 | 33.7315 | 0.0029416 | 12.615 | 283.8301 | 0.023468 | 119.6649 | 5.4589 | 0.049029 | 0.60986 | 0.24678 | 5.2511 | 0.096735 | 1.7795 | 1.0986 | 1.4821 | 0.019219 | 0.10661 | 0.05265 | 4.2186 | 0.038532 | 0.53434 | 0.21387 | 8.7379 | 0.00041663 | 0.0033932 | 0.003082 | 5.4527 | 0.018328 | 0.38332 | 0.23624 | 0.28004 | 0.001108 | 0.020968 | 0.01463 | 1.2991 | 0.0052171 | 0.090597 | 0.05477 | 0.66237 | 0.0034623 | 0.047542 | 0.1861 | 0.52471 | 0.30511 | 1.1143 | 220.9868 | 0.014406 | 2.004 | 0.01165 | 3.6834 | 3.8921 | 2.6642 | 205.4329 | 0.28531 | 10.2717 | 8.3916 | 13.0821 | 117416.7772 | 8.8533 | 329.73 | 9.0248 | 4.3032 | 1.9804 | 1.8278 | 3.0128 | 1.7064 | 1.7848 | 13.7117 | 4.1331 | 0.71683 | 8.36 | 2.9215 | 270.0774 | 8.4822 | 0.44953 | 18.0742 | 25.0271 | 691.2352 | 58.1015 | 4.149 | 2.6897 | 7.9959 | 7.6037 | 0.27628 | 1.313 | 4.8217 | 6.8942 | 6.5872 | 0.001992 | 0.0011806 | 0.0042117 | 1.5366 | 9.6352e-05 | 0.0072507 | 6.1878e-05 | 0.019041 | 0.0025898 | 0.0074283 | 13.77 | 0.00078793 | 0.63206 | 0.29803 | 8.7009 | 1.3765 | 0.034812 | 1.2885 | 0.29892 | 0.018591 | 0.0071269 | 0.0069835 | 0.0036143 | 0.0061025 | 0.0062363 | 0.06066 | 0.077709 | 0.0037709 | 0.034363 | 0.010521 | 1.1728 | 0.00042838 | 0.00043993 | 0.10298 | 0.11999 | 2.9827 | 0.28732 | 0.02084 | 0.050695 | 0.024727 | 0.032379 | 0.0012094 | 0.0055019 | 0.021937 | 0.023854 | 0.025034 | 0.038489 | 0.017642 | 0.056876 | 16.5847 | 0.0012853 | 0.10477 | 0.00090228 | 0.43375 | 0.051373 | 0.15893 | 6.8648 | 0.010931 | 21.6228 | 15.1565 | 485.0623 | 28.2578 | 1.6163 | 27.1793 | 14.4923 | 0.97089 | 0.11795 | 0.10229 | 0.051514 | 0.098486 | 0.18598 | 1.964 | 1.3933 | 0.044998 | 0.86788 | 0.16905 | 19.3694 | 0.0035346 | 0.0037496 | 9.231 | 4.8841 | 162.5844 | 14.471 | 1.8449 | 0.64561 | 0.40093 | 0.55088 | 0.01951 | 0.092172 | 0.37807 | 1.0549 | 0.99655 | 0.02556 | 0.010152 | 0.016129 | 6.9907 | 0.00078784 | 0.22948 | 0.00058859 | 0.90333 | 0.065301 | 0.11948 | 5.5228 | 0.0079705 | 17.5863 | 7.7534 | 561.7238 | 20.1709 | 1.879 | 21.1344 | 8.3087 | 0.49526 | 0.14113 | 0.22683 | 0.031851 | 0.11558 | 0.070816 | 2.0174 | 0.62966 | 0.17907 | 0.4571 | 0.22839 | 11.7493 | 0.0028592 | 0.0030062 | 4.197 | 3.047 | 57.8808 | 7.8125 | 3.2784 | 0.27898 | 0.31783 | 0.6772 | 0.012642 | 0.055148 | 0.21482 | 1.163 | 1.0886 | 810.4192 | 353.2777 | 215.7535 | 181.4032 | 65.8093 | 86.2477 | 38.5781 | 3823.9053 | 246.7124 | 88.2881 | 22.6133 | 126.8482 | 10.0519 | 232.4798 | 96.9944 | 11.9789 | 55.2907 | 0.43356 | 2523.2634 | 2.6715 | 7.9801 | 1.5447 | 2.6902 | 8.9533 | 0.57231 | 0.85499 | 2.7713 | 0.31301 | 6.4801 | 0.094263 | 0.00087542 | 0.028548 | 0.0085349 | 0.32648 | 2.0019 | 1.7692 | 5.3702 | 1.3706 | 2.0789
8 | 0.1754 | 0.025879 | 0.0066073 | 1.2174 | 0.99223 | 0.99443 | 0.7252 | 0.096077 | 0.86711 | 0.41238 | 0.75149 | 0.83606 | 0.79305 | 0.17137 | 1497.8256 | 181.4681 | 0.96135 | 0.84935 | 0.19919 | 0.31545 | 0.29544 | 2.9589 | 4.6913 | 423.3774 | 0.0026318 | 172.6059 | 137.9555 | 16.8902 | 140.5223 | 14.984 | 2.4235 | 46.049 | 14.6839 | 12.3905 | 2939.2569 | 96.2313 | 90.1961 | 1648.6908 | 132.1719 | 86.498 | 229.9741 | 276.0179 | 254.7097 | 34.9042 | 56.7645 | 0.83829 | 0.045746 | 0.020921 | 0.016833 | 0.0017363 | 7.0043e-05 | 30.1364 | 9.7874 | 3.3393 | 0.9786 | 0.49839 | 0.082348 | 2.0788 | 59.8491 | 11.3914 | 0.34357 | 0.87962 | 22.4628 | 114.9404 | 29.0179 | 18.0715 | 131.7505 | 9.571 | 0.036063 | 0.31929 | 0.82236 | 37.9805 | 13.1616 | 887.0091 | 90.8417 | 2.4615 | 0.12586 | 0.4894 | 0.10549 | 318.0367 | 157.4557 | 101.1223 | 57.5144 | 16.0077 | 1355.0707 | 271.9279 | 80.4409 | 81.4508 | 223.9084 | 176.916 | 98.3561 | 86.7589 | 7.0201 | 0.7738 | 0.5518 | 0.3028 | 70.2564 | 5.9076 | 2.1019 | 2.6789 | 0.15636 | 8.7366e-05 | 28.1518 | 1.3336 | 0.24721 | 0.24601 | 0.16414 | 2.6437 | 0.96868 | 0.96543 | 0.47009 | 69.596 | 13.4865 | 32.8318 | 9.5232 | 129.1754 | 165.8269 | 1741.2713 | 241.0803 | 323.3763 | 162.5652 | 847.4749 | 342.125 | 82.4559 | 415.3275 | 0.41362 | 0.22269 | 0.16195 | 0.084449 | 0.0091234 | 0.0065068 | 2.5263e-05 | 0.0024617 | 34.2206 | 10.3506 | 1.0535 | 0.16986 | 2.8689 | 4.8127 | 356.5146 | 96.7138 | 3.3201 | 4.0585 | 126.456 | 9.1558 | 130.3799 | 45.5062 | 35.0769 | 92.3226 | 707.796 | 65.351 | 553.5655 | 8.9349 | 115.0437 | 652.5512 | 126.5635 | 90.9349 | 60.0881 | 64.0151 | 223.3765 | 47.0255 | 9.0163 | 191.6185 | 80.0257 | 11.6488 | 51.5805 | 575.1871 | 5.6873 | 84.1286 | 53.9565 | 205.6353 | 276.6415 | 78.4466 | 43.0371 | 32.6942 | 42.3258 | 0.011438 | 0.0014026 | 0.27906 | 37.3432 | 2.2633 | 12.2338 | 2.7418 | 249.3605 | 8.497 | 5.1482 | 0.54092 | 6443.3712 | 888.9431 | 1353.1226 | 1371.9018 | 32.9933 | 1.1097 | 27.0058 | 2.8845 | 4905.3004 | 1605.6592 | 618.9164 | 102.1852 | 124.5731 | 7.9002 | 169.116 | 0.0011951 | 36.297 | 0.18117 | 14.5091 | 84.3846 | 4.2385 | 70.2297 | 160.8862 | 0.12009 | 0.27705 | 1.7255 | 3.7981 | 0.35928 | 0.25973 | 1.1742 | 0.17029 | 34.6091 | 0.0025901 | 13.5845 | 287.2313 | 0.02215 | 132.3334 | 5.6049 | 0.04522 | 0.59951 | 0.25154 | 4.9941 | 0.094749 | 1.847 | 1.0565 | 1.6073 | 0.01939 | 0.11027 | 0.057279 | 4.5091 | 0.039149 | 0.54041 | 0.19862 | 8.7236 | 0.00041586 | 0.0032454 | 0.0028106 | 4.997 | 0.021625 | 0.35906 | 0.23878 | 0.29183 | 0.0010657 | 0.019698 | 0.013665 | 1.2093 | 0.0051322 | 0.087282 | 0.049258 | 0.74622 | 0.0037693 | 0.047146 | 0.16852 | 0.53224 | 0.27186 | 1.1677 | 265.7894 | 0.013144 | 1.9598 | 0.012673 | 4.1619 | 4.6028 | 2.5442 | 190.2507 | 0.12898 | 9.3377 | 9.5578 | 15.0345 | 121234.53 | 9.023 | 347.7154 | 8.1424 | 4.6104 | 2.2037 | 1.9364 | 2.782 | 1.6651 | 1.9556 | 12.9355 | 4.2219 | 0.75669 | 8.8262 | 2.8937 | 245.0739 | 8.5969 | 0.42906 | 19.0215 | 28.5719 | 644.0064 | 68.3776 | 4.7447 | 2.7666 | 7.9049 | 7.7216 | 0.27927 | 1.3247 | 5.0501 | 6.6187 | 6.0113 | 0.0021043 | 0.0011374 | 0.0042468 | 1.5686 | 9.8095e-05 | 0.0069558 | 5.9924e-05 | 0.018782 | 0.0025562 | 0.0076999 | 13.744 | 0.00066866 | 0.60099 | 0.30422 | 7.4013 | 1.3182 | 0.040501 | 1.2708 | 0.30884 | 0.019846 | 0.0076821 | 0.0065032 | 0.0038494 | 0.0058871 | 0.0069186 | 0.06346 | 0.072372 | 0.0038346 | 0.035774 | 0.011667 | 1.2292 | 0.00041315 | 0.00040055 | 0.098501 | 0.11107 | 2.6214 | 0.31277 | 0.022704 | 0.0478 | 0.026603 | 0.036599 | 0.0011529 | 0.0057804 | 0.019834 | 0.025053 | 0.024857 | 0.04087 | 0.019131 | 0.060521 | 17.2718 | 0.0011369 | 0.092326 | 0.00086036 | 0.40864 | 0.052318 | 0.16596 | 8.0804 | 0.011934 | 20.2943 | 14.871 | 496.2418 | 29.2145 | 1.761 | 27.515 | 14.7521 | 0.95358 | 0.11896 | 0.10869 | 0.058476 | 0.093333 | 0.15726 | 1.9263 | 1.5017 | 0.042535 | 0.88414 | 0.15744 | 20.0891 | 0.0032786 | 0.0037134 | 10.1762 | 4.97 | 166.884 | 14.65 | 1.6207 | 0.5835 | 0.39331 | 0.61954 | 0.022171 | 0.096458 | 0.37203 | 1.0289 | 0.97352 | 0.027341 | 0.011671 | 0.014088 | 6.3269 | 0.00080849 | 0.21498 | 0.00058689 | 0.84292 | 0.063614 | 0.12166 | 5.9113 | 0.0094021 | 16.5639 | 8.0435 | 565.3882 | 17.6669 | 1.9022 | 19.7337 | 8.8006 | 0.49215 | 0.14459 | 0.21161 | 0.032715 | 0.1016 | 0.075247 | 1.8016 | 0.63676 | 0.18514 | 0.52628 | 0.21281 | 13.2355 | 0.0031471 | 0.0027662 | 3.5766 | 2.9562 | 59.4292 | 9.1072 | 2.8379 | 0.24044 | 0.28538 | 0.66656 | 0.012157 | 0.054466 | 0.20242 | 1.1842 | 1.1659 | 849.2795 | 330.5186 | 253.1512 | 216.4604 | 55.1492 | 101.6248 | 43.4278 | 3382.3124 | 306.7142 | 99.9038 | 20.5656 | 130.9224 | 8.6854 | 246.9344 | 85.9975 | 11.6492 | 58.0163 | 0.32788 | 3695.0468 | 2.3107 | 6.858 | 2.1155 | 3.4571 | 11.0157 | 0.53501 | 0.80283 | 4.3009 | 0.30318 | 14.4256 | 0.22872 | 0.0010844 | 0.040209 | 0.017022 | 0.39231 | 1.0783 | 1.5397 | 5.2827 | 0.90885 | 1.7899
9 | 0.17476 | 0.030934 | 0.024095 | 1.2618 | 0.99154 | 0.99669 | 0.70152 | 0.050737 | 0.8105 | 0.58069 | 0.58471 | 0.80696 | 0.77066 | 0.22384 | 1389.9248 | 279.5963 | 0.95552 | 0.83332 | 0.20714 | 0.15042 | 0.10621 | 2.7549 | 2.9267 | 262.6074 | 0.0075503 | 159.5405 | 103.9223 | 17.4859 | 148.6033 | 16.6998 | 1.9796 | 60.333 | 15.2843 | 14.1767 | 2896.1247 | 82.9759 | 100.5493 | 1799.523 | 123.498 | 89.0801 | 251.4955 | 272.8039 | 221.4783 | 33.1381 | 45.413 | 0.77473 | 0.2681 | 0.20563 | 0.01582 | 0.0016599 | 7.1334e-05 | 35.9456 | 10.5422 | 2.4441 | 0.79673 | 0.63981 | 0.10805 | 1.9375 | 67.983 | 11.2333 | 0.26135 | 0.82177 | 25.6625 | 96.4068 | 29.2362 | 20.44 | 149.8334 | 8.6382 | 0.030249 | 0.24469 | 0.94788 | 36.4845 | 15.7186 | 742.9031 | 132.3618 | 2.5863 | 0.10159 | 0.44281 | 0.11108 | 254.1697 | 131.4449 | 91.674 | 70.2681 | 18.2937 | 1352.9262 | 268.0067 | 106.537 | 86.2038 | 294.0891 | 180.324 | 87.8861 | 82.2439 | 9.0346 | 0.64226 | 0.67661 | 0.49556 | 53.9891 | 5.6667 | 1.6805 | 2.5211 | 0.17017 | 8.5025e-05 | 34.8875 | 0.84489 | 0.22598 | 0.22682 | 0.17161 | 2.5946 | 0.95939 | 1.3287 | 0.49006 | 73.4835 | 17.59 | 25.6653 | 10.2099 | 134.0321 | 105.0832 | 2017.2638 | 227.9301 | 417.2045 | 182.1862 | 916.7082 | 350.9242 | 98.4493 | 426.3827 | 0.33903 | 0.38155 | 0.13134 | 0.079256 | 0.010416 | 0.0054287 | 2.7299e-05 | 0.0021339 | 38.9608 | 11.5566 | 1.0711 | 0.18037 | 2.6452 | 6.7199 | 413.3197 | 87.5677 | 3.9019 | 5.7434 | 151.3992 | 8.9433 | 120.007 | 42.5018 | 30.1897 | 92.8973 | 652.5356 | 72.6227 | 605.3252 | 9.7649 | 118.188 | 790.1819 | 130.6106 | 105.7406 | 52.1738 | 77.3432 | 204.2829 | 48.3883 | 9.3192 | 197.5797 | 73.2494 | 9.5399 | 54.2111 | 684.7973 | 5.7898 | 77.8343 | 60.0038 | 175.6933 | 310.6341 | 88.7482 | 55.9125 | 27.6888 | 49.6735 | 0.010151 | 0.001208 | 0.23555 | 39.0183 | 2.6312 | 9.0028 | 2.0968 | 295.3727 | 9.4479 | 6.0594 | 0.60696 | 6937.0767 | 731.5128 | 1446.105 | 1499.0221 | 33.3727 | 1.0215 | 22.8064 | 2.6697 | 5967.7951 | 1379.5923 | 499.6417 | 105.8224 | 155.0089 | 9.0225 | 146.1229 | 0.0013896 | 39.5337 | 0.15399 | 13.4258 | 75.1612 | 5.8963 | 67.1849 | 221.4592 | 0.11829 | 0.24092 | 2.6705 | 3.6528 | 0.32554 | 0.22254 | 1.0773 | 0.15857 | 33.1771 | 0.0030245 | 13.2128 | 281.7213 | 0.024945 | 114.3899 | 5.5977 | 0.046531 | 0.64447 | 0.26469 | 4.7848 | 0.095765 | 1.7682 | 1.0654 | 1.5996 | 0.019709 | 0.11826 | 0.053709 | 4.1597 | 0.039772 | 0.50227 | 0.20872 | 8.5363 | 0.00042875 | 0.00354 | 0.0027347 | 5.4315 | 0.019658 | 0.3325 | 0.20496 | 0.25431 | 0.001225 | 0.021417 | 0.012933 | 1.1372 | 0.0056783 | 0.10021 | 0.055192 | 0.73455 | 0.0036433 | 0.046694 | 0.17481 | 0.51689 | 0.28272 | 0.97365 | 290.5054 | 0.015277 | 1.9531 | 0.01147 | 3.5459 | 5.1162 | 2.7137 | 207.9784 | 0.082237 | 10.0077 | 8.734 | 14.5037 | 103048.0894 | 8.2213 | 314.1114 | 8.9215 | 4.5661 | 1.9437 | 1.8882 | 2.5679 | 1.4871 | 2.0143 | 12.7172 | 3.9488 | 0.65245 | 8.0449 | 2.8808 | 257.3554 | 8.4359 | 0.41626 | 19.3457 | 26.8475 | 597.1808 | 64.0294 | 4.4626 | 2.6606 | 7.062 | 7.0778 | 0.25038 | 1.1742 | 5.5865 | 6.6327 | 6.2451 | 0.0019559 | 0.0013419 | 0.0043613 | 1.3943 | 9.0268e-05 | 0.0066991 | 5.4776e-05 | 0.018092 | 0.0026359 | 0.0078408 | 12.0797 | 0.0006698 | 0.64981 | 0.3142 | 8.1152 | 1.3996 | 0.036288 | 1.189 | 0.33256 | 0.020886 | 0.0076022 | 0.0072116 | 0.0033764 | 0.0064206 | 0.0072773 | 0.063214 | 0.077031 | 0.0032948 | 0.031141 | 0.010693 | 1.0977 | 0.00046637 | 0.0004734 | 0.098873 | 0.12572 | 2.6746 | 0.32095 | 0.020998 | 0.049745 | 0.027334 | 0.034672 | 0.0012301 | 0.0053866 | 0.018286 | 0.025344 | 0.025988 | 0.037451 | 0.017908 | 0.061088 | 17.6915 | 0.0011549 | 0.098014 | 0.0007873 | 0.41053 | 0.051637 | 0.14698 | 7.3322 | 0.010674 | 22.7337 | 14.7704 | 533.9552 | 28.5349 | 1.7352 | 30.6803 | 14.917 | 0.87933 | 0.10835 | 0.091559 | 0.059535 | 0.094723 | 0.17473 | 2.0489 | 1.3701 | 0.049073 | 0.84015 | 0.17795 | 19.1388 | 0.0037917 | 0.0036241 | 10.5739 | 5.2192 | 158.6401 | 13.1744 | 1.7321 | 0.64327 | 0.39635 | 0.61252 | 0.021574 | 0.089112 | 0.36159 | 1.1773 | 1.1485 | 0.027622 | 0.011859 | 0.015499 | 6.4953 | 0.00090444 | 0.22464 | 0.0005364 | 0.85238 | 0.058943 | 0.12371 | 5.3221 | 0.0088701 | 16.3487 | 8.8244 | 545.4547 | 21.0725 | 1.6809 | 20.779 | 9.1285 | 0.5605 | 0.16586 | 0.20611 | 0.027841 | 0.11733 | 0.081394 | 1.9123 | 0.53827 | 0.16558 | 0.46564 | 0.23071 | 12.5901 | 0.0032025 | 0.0028585 | 3.9378 | 2.8122 | 63.1334 | 8.079 | 2.9281 | 0.2425 | 0.27215 | 0.69521 | 0.013189 | 0.048039 | 0.24658 | 1.2215 | 1.0993 | 707.9183 | 322.5896 | 243.6852 | 212.8432 | 63.8985 | 87.4155 | 36.9909 | 3674.9692 | 277.4328 | 84.3668 | 19.6306 | 119.5099 | 8.4396 | 217.3291 | 112.3184 | 13.7568 | 53.21 | 0.4542 | 3175.377 | 2.2061 | 6.4388 | 1.7885 | 3.0634 | 12.6559 | 0.6486 | 0.63281 | 2.8503 | 0.21258 | 16.2767 | 0.18066 | 0.0022161 | 0.02155 | 0.0067821 | 0.19224 | 1.3227 | 2.0192 | 4.0163 | 1.0204 | 0.82209
10 | 0.13738 | 0.012564 | 0.022132 | 1.2305 | 0.99046 | 0.99537 | 0.74319 | 0.072748 | 0.79728 | 0.55767 | 0.71117 | 0.8124 | 0.87477 | 0.1847 | 1849.2074 | 361.26 | 0.95933 | 0.85388 | 0.12471 | 0.17653 | 0.22149 | 1.5759 | 3.5934 | 432.0177 | 0.0013234 | 154.8266 | 98.9357 | 14.8749 | 176.9552 | 14.7731 | 2.1187 | 50.9003 | 13.1681 | 11.3246 | 2302.2913 | 94.3238 | 85.8949 | 1819.3457 | 100.126 | 84.7881 | 300.7804 | 238.8491 | 196.4703 | 36.7883 | 58.9097 | 0.74054 | 0.19372 | 0.3267 | 0.01406 | 0.0020406 | 6.6165e-05 | 31.7564 | 14.0604 | 3.0642 | 0.8143 | 0.62786 | 0.11128 | 2.2558 | 47.7251 | 5.8692 | 0.28833 | 0.76897 | 20.5894 | 99.5025 | 25.9437 | 22.5218 | 134.0026 | 8.057 | 0.032681 | 0.26763 | 0.72347 | 41.0507 | 17.3826 | 624.1241 | 112.4202 | 3.792 | 0.10507 | 0.62053 | 0.10209 | 298.296 | 155.5157 | 96.4834 | 57.1535 | 16.6309 | 1229.0424 | 218.8538 | 96.3542 | 75.0836 | 272.2622 | 145.558 | 87.1658 | 88.6118 | 8.8165 | 0.41498 | 0.71002 | 0.23729 | 56.8802 | 5.5707 | 1.83 | 2.7141 | 0.19298 | 7.2985e-05 | 26.7764 | 0.90961 | 0.23671 | 0.2023 | 0.14559 | 3.0866 | 0.96239 | 0.86381 | 0.53497 | 107.2426 | 13.5998 | 24.8909 | 7.8904 | 139.7308 | 208.4618 | 1864.917 | 259.293 | 362.8456 | 161.5092 | 682.0304 | 304.2164 | 97.0614 | 399.7885 | 0.24259 | 0.38789 | 0.10312 | 0.083376 | 0.0095636 | 0.0050888 | 2.7658e-05 | 0.0024881 | 31.7194 | 12.0312 | 1.0189 | 0.19292 | 1.988 | 6.0209 | 406.9486 | 83.6541 | 3.6418 | 5.5015 | 145.0779 | 10.0287 | 121.852 | 44.3599 | 32.6154 | 102.8282 | 760.8084 | 72.3212 | 615.0038 | 8.2806 | 112.8751 | 772.8129 | 164.7397 | 82.2927 | 58.3232 | 77.2434 | 206.6429 | 49.898 | 7.6387 | 190.7257 | 91.5605 | 11.7017 | 48.6587 | 569.798 | 7.3316 | 82.9905 | 56.7548 | 181.2404 | 284.9802 | 78.7225 | 54.0219 | 33.0515 | 40.9008 | 0.010452 | 0.0012331 | 0.27544 | 30.1142 | 2.8455 | 13.1897 | 2.5588 | 236.5978 | 7.838 | 4.9891 | 0.47029 | 5748.8792 | 810.2923 | 1227.2731 | 1104.8071 | 29.5708 | 0.96964 | 20.5824 | 2.6865 | 4567.2229 | 1165.0154 | 552.2185 | 96.3903 | 130.5027 | 8.6898 | 156.1931 | 0.0014597 | 34.6779 | 0.16852 | 11.2876 | 60.6509 | 5.3312 | 79.0216 | 214.1255 | 0.1072 | 0.26803 | 2.8133 | 2.057 | 0.15703 | 0.24142 | 1.2707 | 0.19567 | 31.1815 | 0.0027632 | 14.6097 | 312.8011 | 0.026257 | 121.9148 | 5.0696 | 0.044698 | 0.6636 | 0.2788 | 5.2121 | 0.08748 | 1.6839 | 1.117 | 1.5201 | 0.018594 | 0.11778 | 0.058103 | 4.3697 | 0.040431 | 0.55471 | 0.20817 | 8.6131 | 0.00046279 | 0.0034199 | 0.0029541 | 4.8428 | 0.019514 | 0.37358 | 0.22341 | 0.2596 | 0.0010811 | 0.022052 | 0.013957 | 1.174 | 0.0050108 | 0.092814 | 0.049853 | 0.64706 | 0.0038296 | 0.041562 | 0.16128 | 0.51027 | 0.26299 | 1.1553 | 367.053 | 0.017436 | 1.9348 | 0.011201 | 4.822 | 3.9587 | 2.5895 | 203.9489 | 0.39512 | 10.8733 | 9.226 | 12.669 | 120514.3867 | 8.3228 | 336.6973 | 9.5469 | 4.4296 | 2.0859 | 2.0141 | 3.04 | 1.5272 | 1.666 | 12.6507 | 3.8647 | 0.72636 | 8.2334 | 2.5659 | 273.7734 | 9.0235 | 0.46041 | 16.7126 | 26.6267 | 578.2739 | 68.2089 | 4.5487 | 2.9305 | 7.8107 | 7.2392 | 0.25356 | 1.2945 | 5.534 | 7.3085 | 6.0697 | 0.0019205 | 0.0011986 | 0.0046577 | 1.4366 | 8.6745e-05 | 0.0076444 | 5.3572e-05 | 0.017472 | 0.002842 | 0.0087427 | 12.8208 | 0.00068213 | 0.62414 | 0.28572 | 7.4908 | 1.2979 | 0.040823 | 1.1728 | 0.28145 | 0.017966 | 0.0074037 | 0.0074879 | 0.0037189 | 0.0062816 | 0.0072281 | 0.064227 | 0.073396 | 0.0036167 | 0.033943 | 0.010203 | 1.2016 | 0.00043358 | 0.00044847 | 0.10954 | 0.12775 | 2.9302 | 0.2801 | 0.022839 | 0.04583 | 0.028625 | 0.035908 | 0.0011276 | 0.0047831 | 0.021436 | 0.025972 | 0.026939 | 0.03996 | 0.016917 | 0.063816 | 18.9974 | 0.0012574 | 0.10779 | 0.00085811 | 0.44355 | 0.049096 | 0.15231 | 7.8382 | 0.010846 | 23.4038 | 14.4762 | 516.5001 | 26.1768 | 1.6007 | 26.9667 | 13.2008 | 0.82316 | 0.11346 | 0.094123 | 0.05996 | 0.0962 | 0.1587 | 1.8945 | 1.5207 | 0.04099 | 0.79573 | 0.17553 | 18.5728 | 0.0034648 | 0.0032613 | 10.853 | 5.6369 | 155.8146 | 14.0267 | 1.8045 | 0.69267 | 0.45571 | 0.56776 | 0.020617 | 0.08702 | 0.35237 | 1.0593 | 1.0748 | 0.026831 | 0.011198 | 0.016643 | 7.4424 | 0.00079945 | 0.21306 | 0.00053122 | 1.0232 | 0.061836 | 0.13495 | 4.8858 | 0.0090227 | 17.2638 | 9.1204 | 537.4135 | 20.8035 | 1.9465 | 19.5637 | 8.9279 | 0.51582 | 0.13687 | 0.20079 | 0.029076 | 0.10767 | 0.077837 | 1.898 | 0.56235 | 0.16069 | 0.5289 | 0.19407 | 11.4446 | 0.0026929 | 0.0032594 | 4.07 | 3.1745 | 64.5519 | 8.5612 | 3.308 | 0.26002 | 0.29882 | 0.64336 | 0.013616 | 0.049954 | 0.24417 | 1.1402 | 1.3107 | 772.3489 | 276.2455 | 255.4954 | 202.8756 | 60.5358 | 111.0096 | 45.827 | 3520.5893 | 316.0835 | 96.3413 | 22.2133 | 132.6935 | 8.7833 | 206.8002 | 94.1899 | 13.483 | 50.3631 | 0.402 | 2311.2762 | 2.005 | 7.7839 | 1.4802 | 3.2113 | 8.8997 | 0.40927 | 0.92626 | 3.0282 | 0.28412 | 7.1002 | 0.21167 | 0.0011175 | 0.026446 | 0.008403 | 0.23934 | 2.3989 | 1.4565 | 4.4779 | 1.8547 | 1.1188
11 | 0.13179 | 0.014415 | 0.010744 | 1.3396 | 0.99282 | 0.99861 | 0.65732 | 0.07138 | 0.89435 | 0.39326 | 0.80949 | 0.71796 | 0.77699 | 0.19776 | 1466.9312 | 308.0776 | 0.95784 | 0.83476 | 0.12388 | 0.2698 | 0.3161 | 1.1974 | 3.0105 | 462.7866 | 0.0018516 | 168.9111 | 107.0121 | 13.3652 | 162.5257 | 18.2243 | 2.0781 | 61.6726 | 14.347 | 12.1029 | 3021.4018 | 80.5657 | 96.4155 | 1900.0526 | 122.5935 | 99.9738 | 275.7836 | 215.8881 | 210.0552 | 34.1149 | 46.3708 | 0.83158 | 0.094506 | 0.12542 | 0.017953 | 0.0023278 | 9.5504e-05 | 36.4322 | 10.0633 | 2.6745 | 0.89154 | 0.54092 | 0.11932 | 2.5308 | 61.6196 | 3.2697 | 0.33566 | 0.90739 | 24.4892 | 81.237 | 33.7141 | 16.8889 | 137.4313 | 8.3815 | 0.034972 | 0.28847 | 0.66866 | 38.913 | 12.3683 | 639.8741 | 82.9503 | 3.1603 | 0.11233 | 0.68266 | 0.11909 | 308.0488 | 166.1343 | 80.1346 | 55.8788 | 17.6063 | 1190.5263 | 288.8999 | 74.4874 | 85.5696 | 267.9904 | 148.042 | 91.7719 | 70.6687 | 6.8926 | 0.819 | 0.85987 | 0.34564 | 66.749 | 6.6223 | 2.0425 | 2.2852 | 0.15298 | 7.6767e-05 | 27.1191 | 1.1093 | 0.25809 | 0.20947 | 0.12326 | 2.449 | 0.95204 | 0.99841 | 0.51779 | 73.5984 | 18.2992 | 29.0643 | 8.9178 | 142.8523 | 154.0727 | 2068.5595 | 219.392 | 378.6633 | 193.694 | 875.6543 | 371.0555 | 88.9642 | 466.9373 | 0.049201 | 0.043117 | 0.18489 | 0.072033 | 0.010596 | 0.0055777 | 2.5766e-05 | 0.0022557 | 28.5892 | 9.9198 | 0.8269 | 0.13788 | 2.3483 | 6.519 | 393.0826 | 59.1889 | 3.1026 | 4.2805 | 143.7348 | 9.5726 | 124.15 | 39.1993 | 31.2681 | 90.6515 | 646.7098 | 68.0988 | 558.4923 | 10.723 | 126.3136 | 657.867 | 155.332 | 93.6987 | 49.5189 | 63.2541 | 233.535 | 61.2521 | 10.0254 | 166.1782 | 88.6413 | 10.7685 | 44.4591 | 539.9126 | 7.2515 | 69.3667 | 61.0046 | 196.3216 | 314.4275 | 90.8704 | 43.7455 | 31.4214 | 45.2753 | 0.012234 | 0.0013786 | 0.32092 | 26.8833 | 2.3627 | 10.9742 | 2.5916 | 220.6121 | 10.9292 | 3.9433 | 0.47673 | 6066.5118 | 836.9995 | 1319.5672 | 1410.0829 | 31.5889 | 1.1879 | 24.3939 | 3.0411 | 5480.4403 | 1482.1322 | 535.486 | 84.9009 | 142.3923 | 7.7123 | 178.2166 | 0.0014197 | 28.962 | 0.16144 | 12.5048 | 70.005 | 3.3735 | 56.7604 | 157.8929 | 0.11507 | 0.20761 | 2.3828 | 3.1568 | 0.14231 | 0.25526 | 0.9479 | 0.18398 | 31.852 | 0.0025143 | 14.2798 | 303.7344 | 0.023035 | 130.929 | 5.1986 | 0.046334 | 0.63206 | 0.2601 | 4.6494 | 0.090415 | 1.7584 | 1.1337 | 1.5096 | 0.018161 | 0.11304 | 0.055653 | 4.6281 | 0.038309 | 0.49423 | 0.21528 | 7.6288 | 0.00039822 | 0.0033098 | 0.0030747 | 5.2702 | 0.021081 | 0.38853 | 0.21967 | 0.27292 | 0.0010925 | 0.02166 | 0.012715 | 1.1156 | 0.0052533 | 0.1004 | 0.057317 | 0.71053 | 0.0033071 | 0.042091 | 0.19504 | 0.54107 | 0.25629 | 1.0692 | 346.0706 | 0.013237 | 1.9763 | 0.011316 | 4.5725 | 5.8904 | 2.2705 | 206.6895 | 0.48565 | 10.2023 | 9.7062 | 14.3077 | 106485.5976 | 9.1166 | 340.7162 | 8.9669 | 4.1869 | 1.9174 | 2.0634 | 3.0521 | 1.5071 | 1.8518 | 13.8414 | 4.1705 | 0.69905 | 7.7888 | 2.9573 | 259.8608 | 9.1324 | 0.43471 | 19.9747 | 25.2832 | 658.5807 | 64.9256 | 4.7636 | 2.5825 | 8.0555 | 7.4312 | 0.28326 | 1.1437 | 5.648 | 7.6255 | 5.8738 | 0.0022552 | 0.0012825 | 0.0040356 | 1.465 | 8.4748e-05 | 0.0075511 | 6.1455e-05 | 0.020238 | 0.0028365 | 0.0078848 | 13.1331 | 0.00070447 | 0.60402 | 0.30789 | 8.7526 | 1.3926 | 0.034741 | 1.3432 | 0.28709 | 0.020431 | 0.0080182 | 0.0066956 | 0.0032578 | 0.0054606 | 0.0063098 | 0.054149 | 0.068384 | 0.0035363 | 0.032834 | 0.010274 | 1.1204 | 0.00047499 | 0.00040654 | 0.10082 | 0.13015 | 2.9588 | 0.32535 | 0.021955 | 0.046853 | 0.025189 | 0.037511 | 0.0011196 | 0.0052032 | 0.019503 | 0.026431 | 0.027461 | 0.037909 | 0.015808 | 0.056341 | 18.4606 | 0.0012471 | 0.098858 | 0.00089574 | 0.45495 | 0.044806 | 0.15593 | 7.7316 | 0.011673 | 23.635 | 13.1793 | 525.4292 | 27.4138 | 1.944 | 26.5816 | 14.1461 | 0.84992 | 0.1142 | 0.096003 | 0.057425 | 0.091921 | 0.1542 | 2.0045 | 1.2935 | 0.04565 | 0.82183 | 0.16463 | 19.7176 | 0.0032198 | 0.0031156 | 10.0517 | 5.1536 | 159.0955 | 12.9031 | 1.543 | 0.68529 | 0.43941 | 0.66746 | 0.021065 | 0.10195 | 0.33556 | 1.0164 | 1.161 | 0.028235 | 0.010425 | 0.015627 | 7.6279 | 0.00089927 | 0.20383 | 0.00056316 | 0.91964 | 0.066697 | 0.11348 | 5.2328 | 0.0085104 | 17.7516 | 8.7706 | 575.3323 | 19.389 | 1.7823 | 18.8106 | 8.0199 | 0.57091 | 0.1375 | 0.2144 | 0.028721 | 0.10514 | 0.082043 | 1.7851 | 0.56001 | 0.18875 | 0.51655 | 0.22503 | 11.4041 | 0.0032724 | 0.0031702 | 3.6527 | 3.0739 | 68.2591 | 8.8425 | 3.1642 | 0.25447 | 0.28905 | 0.71767 | 0.012431 | 0.055938 | 0.23176 | 1.2886 | 1.2399 | 709.2155 | 314.8207 | 240.6739 | 174.0483 | 70.9715 | 88.2875 | 44.8563 | 3238.1272 | 256.1556 | 78.9175 | 20.9898 | 120.3573 | 10.2666 | 237.4136 | 87.5373 | 11.5698 | 59.3823 | 0.46911 | 3071.4798 | 2.0786 | 8.0887 | 1.8962 | 3.3432 | 13.4151 | 0.42074 | 0.71216 | 2.8994 | 0.29324 | 7.4675 | 0.1518 | 0.0013848 | 0.048115 | 0.0077566 | 0.33824 | 1.6116 | 2.0914 | 2.7763 | 1.4854 | 1.9774
12 | 0.15212 | 0.040882 | 0.015339 | 1.4335 | 0.99339 | 0.99614 | 0.91578 | 0.038128 | 0.85846 | 0.60348 | 0.80191 | 0.73962 | 0.80735 | 0.23453 | 1299.0728 | 97.6918 | 0.95316 | 0.86691 | 0.13423 | 0.18604 | 0.47351 | 0.34887 | 5.4428 | 657.3425 | 0.0057892 | 167.7862 | 115.4795 | 16.0488 | 132.5759 | 14.3834 | 1.9541 | 53.6978 | 14.8312 | 11.9093 | 2749.4374 | 75.3838 | 96.5294 | 1713.2007 | 127.841 | 91.3202 | 295.5861 | 262.0231 | 216.122 | 36.1138 | 49.8564 | 0.93674 | 0.25219 | 0.31007 | 0.016028 | 0.0019996 | 9.1569e-05 | 37.7487 | 10.573 | 2.8238 | 0.87641 | 0.51976 | 0.11271 | 2.2783 | 65.4471 | 4.2445 | 0.33759 | 0.87118 | 27.6114 | 125.0308 | 26.6935 | 21.2469 | 118.4511 | 9.2093 | 0.034108 | 0.29011 | 0.69003 | 26.7198 | 21.5681 | 800.0791 | 124.2885 | 3.356 | 0.078986 | 0.68069 | 0.094509 | 330.8735 | 152.868 | 82.0775 | 69.0367 | 16.7302 | 1217.518 | 232.1846 | 103.3523 | 76.2691 | 249.7466 | 168.8562 | 95.5846 | 73.8105 | 7.5404 | 0.68674 | 0.95935 | 0.21353 | 52.1833 | 4.8901 | 1.7258 | 2.4033 | 0.19644 | 6.5986e-05 | 37.556 | 1.0903 | 0.20323 | 0.25013 | 0.15279 | 3.5001 | 0.95602 | 1.1518 | 0.4472 | 104.148 | 16.1009 | 34.0858 | 9.3385 | 158.3051 | 188.5325 | 1820.9175 | 229.0101 | 401.4885 | 200.9533 | 743.3106 | 400.7199 | 92.8761 | 434.4737 | 0.081909 | 0.11218 | 0.19876 | 0.066337 | 0.0088339 | 0.0070289 | 1.9878e-05 | 0.0020019 | 28.3776 | 9.7815 | 1.0289 | 0.15377 | 2.1368 | 5.5677 | 297.4128 | 70.3213 | 3.8129 | 4.8589 | 156.8094 | 8.7743 | 104.8037 | 40.2853 | 32.3144 | 86.0429 | 676.1777 | 69.0809 | 669.3676 | 9.3728 | 121.4215 | 676.9178 | 133.3813 | 85.3957 | 50.942 | 70.1802 | 228.9884 | 56.0396 | 9.8817 | 167.4698 | 93.3012 | 11.2493 | 45.4576 | 649.7044 | 5.9687 | 86.9097 | 65.1282 | 168.9147 | 242.7035 | 97.2065 | 46.3533 | 33.7337 | 49.4465 | 0.010528 | 0.0010766 | 0.25322 | 27.6111 | 2.5547 | 11.9625 | 3.3802 | 208.3521 | 8.1044 | 4.4984 | 0.42684 | 5934.46 | 903.5416 | 1206.2438 | 1180.4669 | 28.4958 | 0.88457 | 22.4286 | 2.8405 | 4459.8639 | 1348.9668 | 510.6732 | 95.1866 | 138.1732 | 8.8028 | 159.5423 | 0.0013179 | 33.0312 | 0.18485 | 13.1311 | 52.8158 | 4.0601 | 93.228 | 198.7793 | 0.11088 | 0.25442 | 2.9471 | 2.7421 | 0.20066 | 0.21606 | 1.3654 | 0.16426 | 36.9576 | 0.0030454 | 14.3209 | 278.3279 | 0.026793 | 129.8369 | 5.3367 | 0.050177 | 0.63904 | 0.25902 | 4.4914 | 0.089078 | 1.6218 | 1.0512 | 1.4539 | 0.018889 | 0.12051 | 0.055515 | 4.5222 | 0.037067 | 0.5285 | 0.22632 | 8.0398 | 0.00043624 | 0.0037022 | 0.0027735 | 5.3257 | 0.022161 | 0.39979 | 0.23314 | 0.28962 | 0.0011658 | 0.018904 | 0.013402 | 1.1218 | 0.0054863 | 0.089643 | 0.05399 | 0.67985 | 0.0033649 | 0.046398 | 0.17188 | 0.54961 | 0.25256 | 1.0932 | 354.4651 | 0.016811 | 1.9418 | 0.012817 | 3.9108 | 4.0852 | 2.3166 | 202.5829 | 0.4238 | 9.5737 | 8.3165 | 13.871 | 110992.8767 | 7.9467 | 305.3328 | 9.2319 | 4.4911 | 2.2236 | 1.9728 | 2.6176 | 1.7284 | 1.8795 | 14.4295 | 3.9255 | 0.67844 | 7.8262 | 2.7168 | 283.6881 | 7.9029 | 0.40178 | 18.7522 | 24.6804 | 638.4067 | 63.0334 | 4.0903 | 2.9683 | 8.5337 | 7.1264 | 0.2927 | 1.2091 | 4.8072 | 7.5486 | 6.456 | 0.0018973 | 0.0012216 | 0.0038471 | 1.4045 | 9.7269e-05 | 0.0075449 | 5.8392e-05 | 0.01671 | 0.0026712 | 0.0081406 | 11.9399 | 0.00072894 | 0.57939 | 0.27512 | 7.3452 | 1.3486 | 0.038404 | 1.3908 | 0.30523 | 0.01838 | 0.0079291 | 0.0074351 | 0.0035034 | 0.0057978 | 0.006725 | 0.056046 | 0.080023 | 0.00372 | 0.029947 | 0.011088 | 1.1369 | 0.000463 | 0.00046846 | 0.092485 | 0.13242 | 2.8137 | 0.33178 | 0.023222 | 0.048104 | 0.025887 | 0.038442 | 0.0010535 | 0.0056035 | 0.022004 | 0.02452 | 0.022642 | 0.042179 | 0.016785 | 0.061297 | 19.512 | 0.0011672 | 0.097554 | 0.00081349 | 0.37957 | 0.047697 | 0.14218 | 7.7036 | 0.010568 | 21.8443 | 13.5461 | 468.1585 | 30.2001 | 1.6514 | 29.5501 | 12.8572 | 0.97443 | 0.099872 | 0.10365 | 0.055395 | 0.087246 | 0.17896 | 1.7251 | 1.2845 | 0.046466 | 0.76559 | 0.16677 | 21.1592 | 0.0032544 | 0.0033069 | 10.7566 | 5.319 | 161.4764 | 15.2958 | 1.7695 | 0.67728 | 0.46061 | 0.58173 | 0.021313 | 0.097982 | 0.39663 | 1.001 | 1.043 | 0.028599 | 0.010804 | 0.01669 | 7.2645 | 0.00086726 | 0.22099 | 0.00063135 | 0.97397 | 0.062541 | 0.12736 | 5.1383 | 0.0081002 | 15.1906 | 8.3789 | 529.6143 | 19.2272 | 1.6524 | 20.1551 | 9.0328 | 0.50797 | 0.15917 | 0.23783 | 0.031148 | 0.11247 | 0.0724 | 1.8486 | 0.57228 | 0.18076 | 0.50127 | 0.22615 | 11.5967 | 0.002722 | 0.0027916 | 4.0115 | 2.7074 | 63.6055 | 8.1994 | 3.375 | 0.27231 | 0.29286 | 0.68162 | 0.012216 | 0.048632 | 0.23891 | 1.2013 | 1.1094 | 820.9401 | 299.5129 | 202.9402 | 175.7571 | 62.0327 | 114.4812 | 42.5738 | 3269.8061 | 319.7736 | 98.0227 | 22.3068 | 138.9275 | 10.664 | 199.7907 | 109.5856 | 10.7746 | 57.5168 | 0.33839 | 2692.8497 | 2.5082 | 7.1937 | 2.0424 | 2.47 | 12.315 | 0.59394 | 0.73247 | 3.7196 | 0.2669 | 10.4308 | 0.10036 | 0.00095574 | 0.037833 | 0.012334 | 0.16421 | 1.7811 | 1.2935 | 3.4903 | 1.9267 | 1.1835
13 | 0.16422 | 0.032511 | 0.012724 | 1.4516 | 0.99134 | 0.99091 | 0.94819 | 0.028535 | 0.87643 | 0.57127 | 0.71561 | 0.83079 | 0.86352 | 0.17639 | 1724.3279 | 225.1708 | 0.93187 | 0.85861 | 0.17647 | 0.30917 | 0.33019 | 3.307 | 3.8991 | 599.6371 | 7.0202e-05 | 144.103 | 116.7273 | 13.6934 | 127.612 | 16.2333 | 2.2289 | 57.1998 | 12.4708 | 13.4848 | 3060.7735 | 87.664 | 93.2252 | 1454.5018 | 107.725 | 94.2315 | 234.3463 | 253.7354 | 259.2296 | 32.1032 | 54.4792 | 0.91517 | 0.33373 | 0.26305 | 0.017355 | 0.0023001 | 7.2979e-05 | 28.6706 | 12.262 | 2.9676 | 0.74455 | 0.67802 | 0.11504 | 2.4539 | 67.636 | 6.7337 | 0.35797 | 0.91792 | 19.8632 | 112.3726 | 30.7612 | 18.7964 | 157.9446 | 9.3257 | 0.035506 | 0.30811 | 0.9349 | 30.4275 | 13.3785 | 870.7284 | 80.0864 | 2.3934 | 0.096923 | 0.50425 | 0.10398 | 212.7733 | 161.442 | 85.4828 | 68.3889 | 17.9931 | 1272.0694 | 263.7932 | 104.1565 | 73.9465 | 255.7389 | 174.3589 | 79.871 | 76.7326 | 7.758 | 0.40102 | 0.58218 | 0.25832 | 48.5325 | 7.0142 | 2.249 | 2.0748 | 0.16211 | 6.8216e-05 | 33.7705 | 1.0636 | 0.22306 | 0.17288 | 0.13623 | 2.5193 | 0.95719 | 1.0745 | 0.43337 | 99.4564 | 14.9676 | 31.7691 | 8.8641 | 151.8188 | 148.1301 | 1819.0961 | 206.8403 | 411.0441 | 196.6784 | 851.3683 | 358.549 | 84.6698 | 445.3628 | 0.091239 | 0.20832 | 0.14575 | 0.077208 | 0.0090232 | 0.0059217 | 2.0907e-05 | 0.001949 | 29.9633 | 14.2268 | 1.1294 | 0.17327 | 2.7849 | 6.2383 | 313.4359 | 85.8214 | 2.8369 | 5.4427 | 156.9891 | 9.4673 | 132.9894 | 50.0264 | 36.0484 | 83.2375 | 769.7895 | 66.6102 | 659.0759 | 9.6871 | 103.8494 | 712.9409 | 146.2264 | 108.2847 | 59.0646 | 72.3762 | 219.9269 | 55.0856 | 7.8068 | 182.4524 | 97.4189 | 9.6755 | 42.603 | 588.178 | 6.3584 | 66.638 | 69.462 | 188.7821 | 249.9807 | 79.9303 | 49.9972 | 30.8228 | 48.3123 | 0.0099683 | 0.0011867 | 0.23192 | 28.5558 | 2.8071 | 10.1343 | 2.4414 | 215.2118 | 12.0405 | 5.6638 | 0.57406 | 6243.4423 | 790.3779 | 1561.2318 | 1249.7585 | 27.7489 | 1.326 | 25.0956 | 3.1875 | 5890.5873 | 1402.0138 | 523.4343 | 88.0378 | 157.5657 | 9.2173 | 172.3161 | 0.0014971 | 38.0231 | 0.14549 | 13.3185 | 71.3454 | 6.2374 | 65.2751 | 180.3423 | 0.10476 | 0.22931 | 1.0186 | 2.3694 | 0.31299 | 0.2064 | 1.2123 | 0.12654 | 32.0285 | 0.0026991 | 13.3715 | 291.5589 | 0.026584 | 117.9268 | 5.2152 | 0.041815 | 0.63765 | 0.26064 | 4.9208 | 0.092809 | 1.8035 | 0.98566 | 1.5701 | 0.017359 | 0.12327 | 0.051389 | 4.2794 | 0.037748 | 0.56344 | 0.21105 | 7.9648 | 0.00043011 | 0.0031833 | 0.0028739 | 5.1664 | 0.020033 | 0.3654 | 0.21512 | 0.25775 | 0.0011306 | 0.020822 | 0.012416 | 1.2748 | 0.0050921 | 0.098926 | 0.056818 | 0.68889 | 0.0035579 | 0.041283 | 0.18006 | 0.52844 | 0.29886 | 1.0505 | 304.3477 | 0.016519 | 1.9982 | 0.011519 | 3.1105 | 3.654 | 2.988 | 187.3555 | 0.19674 | 10.5548 | 9.1061 | 14.8294 | 122015.9656 | 8.4602 | 300.9366 | 9.633 | 4.0711 | 2.1535 | 1.9553 | 2.53 | 1.7211 | 2.0033 | 14.1019 | 4.0869 | 0.76984 | 8.0742 | 2.5181 | 249.863 | 8.3531 | 0.46797 | 18.4043 | 29.0131 | 595.7992 | 69.7525 | 4.6405 | 2.8312 | 7.5142 | 7.3436 | 0.28112 | 1.3311 | 5.2268 | 6.9596 | 6.848 | 0.0021956 | 0.0013212 | 0.0046201 | 1.5898 | 9.4916e-05 | 0.0064432 | 6.4469e-05 | 0.019934 | 0.0025259 | 0.0080321 | 12.4397 | 0.00074701 | 0.57143 | 0.32192 | 8.3942 | 1.2277 | 0.03974 | 1.2952 | 0.28474 | 0.017654 | 0.0071789 | 0.0076855 | 0.0034834 | 0.0065004 | 0.0065016 | 0.053472 | 0.070489 | 0.0038228 | 0.030809 | 0.01125 | 1.1045 | 0.00040325 | 0.00041102 | 0.09334 | 0.11525 | 3.0311 | 0.30997 | 0.021844 | 0.044738 | 0.028231 | 0.033991 | 0.0011832 | 0.0048498 | 0.020312 | 0.024495 | 0.025417 | 0.039344 | 0.018334 | 0.055131 | 18.6047 | 0.0013542 | 0.093647 | 0.00075978 | 0.42056 | 0.052596 | 0.13981 | 7.6396 | 0.011715 | 21.5426 | 13.6271 | 454.9589 | 26.4573 | 1.7854 | 29.8431 | 13.9178 | 0.83641 | 0.10344 | 0.10731 | 0.052671 | 0.10198 | 0.16585 | 1.6924 | 1.3563 | 0.048438 | 0.80161 | 0.16352 | 21.4215 | 0.0032024 | 0.0034781 | 9.4752 | 5.4204 | 148.3595 | 12.82 | 1.7377 | 0.6332 | 0.41763 | 0.62761 | 0.022459 | 0.086155 | 0.38669 | 1.1136 | 1.0922 | 0.024954 | 0.012089 | 0.014917 | 6.8745 | 0.00087929 | 0.23706 | 0.00061381 | 0.8835 | 0.066814 | 0.13155 | 5.5992 | 0.0086897 | 16.8149 | 8.5453 | 513.148 | 19.5191 | 1.9837 | 20.4268 | 7.7799 | 0.55093 | 0.1527 | 0.22471 | 0.02803 | 0.10322 | 0.08035 | 1.7265 | 0.63921 | 0.17505 | 0.50518 | 0.2157 | 13.3796 | 0.0029506 | 0.0032517 | 3.6887 | 2.6143 | 57.0734 | 8.7856 | 3.0986 | 0.24455 | 0.30609 | 0.65207 | 0.01474 | 0.05133 | 0.21098 | 1.2422 | 1.1527 | 689.2665 | 269.7052 | 238.8598 | 199.1048 | 68.4829 | 100.9932 | 44.0338 | 2961.4321 | 324.0246 | 82.6147 | 19.016 | 116.7929 | 9.2272 | 214.8092 | 107.5673 | 12.326 | 55.1061 | 0.35489 | 2398.435 | 2.6905 | 5.9136 | 2.2933 | 2.9174 | 9.7094 | 0.46334 | 0.87814 | 3.9294 | 0.29822 | 15.1736 | 0.10425 | 0.0010303 | 0.019061 | 0.017734 | 0.40185 | 2.1598 | 2.5167 | 3.2301 | 0.74324 | 0.92574
14 | 0.17087 | 0.015238 | 0.023369 | 1.1351 | 0.99552 | 0.99031 | 0.6984 | 0.027043 | 0.92027 | 0.51468 | 0.77108 | 0.8241 | 0.79742 | 0.17263 | 1155.5901 | 191.5869 | 0.93981 | 0.82846 | 0.19612 | 0.16004 | 0.14476 | 3.1283 | 4.1132 | 512.2635 | 0.0032402 | 181.9493 | 133.8503 | 14.6716 | 160.1362 | 15.9446 | 1.7599 | 54.9564 | 16.2905 | 9.8077 | 2685.6848 | 79.5893 | 100.7892 | 1576.9179 | 112.8249 | 77.2328 | 241.7876 | 268.1629 | 203.8565 | 35.8991 | 55.4617 | 0.87884 | 0.21658 | 0.35973 | 0.019237 | 0.0017025 | 7.4391e-05 | 31.3364 | 11.045 | 2.5552 | 0.83765 | 0.60842 | 0.10061 | 2.6832 | 52.0117 | 3.6275 | 0.32845 | 0.8376 | 26.1841 | 86.6091 | 30.248 | 16.8019 | 140.0068 | 7.685 | 0.031897 | 0.28112 | 0.74311 | 33.5147 | 13.8365 | 686.4229 | 98.5462 | 2.7548 | 0.072682 | 0.66315 | 0.098871 | 223.1884 | 132.7065 | 87.9324 | 65.2903 | 14.3732 | 1131.3413 | 285.1039 | 81.9436 | 71.2142 | 237.8566 | 142.7398 | 98.7623 | 89.7011 | 8.517 | 0.73634 | 0.94143 | 0.40603 | 49.9199 | 5.7962 | 2.3602 | 2.7754 | 0.16823 | 7.8051e-05 | 38.9192 | 1.04 | 0.26596 | 0.25753 | 0.19979 | 3.0341 | 0.95434 | 1.166 | 0.34766 | 95.9331 | 19.5297 | 26.8611 | 9.2554 | 147.0808 | 182.0952 | 2267.7699 | 211.3879 | 307.8468 | 197.8011 | 871.3443 | 330.2991 | 94.2274 | 451.906 | 0.29244 | 0.16149 | 0.16715 | 0.069912 | 0.010375 | 0.0048047 | 2.0492e-05 | 0.002085 | 33.0918 | 13.4561 | 1.1103 | 0.18906 | 1.9466 | 4.208 | 352.1393 | 81.7713 | 3.0305 | 5.2091 | 128.5534 | 7.794 | 126.7015 | 46.746 | 33.5491 | 78.1407 | 663.6784 | 61.7674 | 706.6276 | 10.3806 | 109.5516 | 802.5928 | 144.3707 | 99.9366 | 56.5006 | 66.8512 | 241.0766 | 58.1926 | 8.8939 | 186.0694 | 93.13 | 12.328 | 54.7068 | 601.2668 | 6.9251 | 67.6739 | 71.0795 | 198.6456 | 267.8191 | 89.5114 | 51.9667 | 32.25 | 41.3178 | 0.0089378 | 0.0013506 | 0.22328 | 30.9768 | 2.3395 | 11.4557 | 2.8548 | 303.9481 | 7.5634 | 4.563 | 0.50612 | 6267.1541 | 750.2199 | 1424.8471 | 1143.7809 | 35.8326 | 0.79247 | 26.6574 | 2.4361 | 5834.4357 | 1525.6641 | 557.3674 | 99.2149 | 151.9014 | 8.4017 | 165.9079 | 0.0013494 | 30.4844 | 0.17418 | 12.913 | 46.3824 | 5.726 | 72.6327 | 211.1436 | 0.11245 | 0.25989 | 1.1786 | 3.5673 | 0.38497 | 0.25813 | 0.99278 | 0.19077 | 36.2399 | 0.0030104 | 12.7661 | 319.95 | 0.025985 | 124.4905 | 5.2617 | 0.045858 | 0.61504 | 0.26982 | 4.8026 | 0.097504 | 1.7528 | 1.1045 | 1.5058 | 0.018826 | 0.12246 | 0.054828 | 4.6751 | 0.037908 | 0.52285 | 0.21258 | 8.2807 | 0.00044318 | 0.00336 | 0.0029649 | 4.7425 | 0.018653 | 0.35085 | 0.22113 | 0.24072 | 0.0011112 | 0.022485 | 0.013209 | 1.1889 | 0.0056569 | 0.095538 | 0.051206 | 0.72232 | 0.0038805 | 0.04821 | 0.16505 | 0.5428 | 0.27741 | 1.1062 | 245.2467 | 0.016247 | 1.9847 | 0.012965 | 3.3494 | 5.305 | 2.5206 | 195.9027 | 0.23638 | 10.8553 | 8.6311 | 15.1947 | 112439.6475 | 7.7553 | 325.2824 | 9.199 | 4.2879 | 2.1866 | 2.0294 | 2.6489 | 1.5535 | 1.7478 | 13.3904 | 4.233 | 0.68648 | 7.5682 | 2.6985 | 272.09 | 8.8533 | 0.41113 | 17.9395 | 25.4949 | 672.3627 | 66.3209 | 4.9415 | 2.824 | 8.3382 | 7.8621 | 0.28614 | 1.2828 | 5.3613 | 6.7105 | 6.167 | 0.0018886 | 0.0011867 | 0.0044043 | 1.6371 | 8.8993e-05 | 0.007707 | 5.5431e-05 | 0.018301 | 0.0026216 | 0.0076229 | 11.7101 | 0.00070569 | 0.6405 | 0.32064 | 8.223 | 1.363 | 0.039055 | 1.3485 | 0.27575 | 0.017761 | 0.0077948 | 0.0073065 | 0.003562 | 0.0060196 | 0.0074696 | 0.06005 | 0.070974 | 0.0034971 | 0.031692 | 0.0098174 | 1.2076 | 0.00047836 | 0.00045348 | 0.10662 | 0.11436 | 3.0174 | 0.29862 | 0.01924 | 0.042223 | 0.028906 | 0.034943 | 0.0010685 | 0.0051581 | 0.020159 | 0.024015 | 0.027065 | 0.044007 | 0.017459 | 0.059886 | 17.823 | 0.0013311 | 0.11029 | 0.00082971 | 0.44143 | 0.047192 | 0.16672 | 7.5072 | 0.012106 | 21.1409 | 14.1709 | 493.5927 | 26.7684 | 1.7156 | 31.0104 | 15.496 | 0.94438 | 0.10392 | 0.10545 | 0.058003 | 0.097446 | 0.16157 | 1.9504 | 1.3229 | 0.047623 | 0.90631 | 0.1671 | 21.0347 | 0.0037333 | 0.0037849 | 9.8953 | 5.5282 | 151.0089 | 13.3827 | 1.872 | 0.65476 | 0.46537 | 0.66442 | 0.021889 | 0.090415 | 0.38044 | 1.1554 | 1.0073 | 0.028025 | 0.010604 | 0.016357 | 6.3985 | 0.00083455 | 0.21879 | 0.00056678 | 0.94404 | 0.060375 | 0.11794 | 5.8398 | 0.0086433 | 16.8638 | 7.5855 | 517.6697 | 20.7201 | 1.6318 | 19.205 | 8.6097 | 0.51942 | 0.15544 | 0.20167 | 0.030236 | 0.099409 | 0.070005 | 1.8248 | 0.57556 | 0.18283 | 0.47499 | 0.22172 | 12.1974 | 0.0028753 | 0.0030217 | 4.1611 | 2.9305 | 59.552 | 8.4254 | 3.0178 | 0.28469 | 0.31488 | 0.68646 | 0.014538 | 0.057127 | 0.2237 | 1.3073 | 1.2451 | 796.8598 | 307.977 | 266.4323 | 195.5488 | 64.7833 | 108.3467 | 45.1419 | 2901.4674 | 284.5691 | 78.0333 | 17.1775 | 111.3476 | 9.0039 | 229.2128 | 110.9851 | 10.5937 | 49.7957 | 0.34604 | 3338.1003 | 2.2921 | 7.2394 | 2.0815 | 2.5964 | 11.9059 | 0.42495 | 0.88966 | 3.0967 | 0.34836 | 13.0691 | 0.21985 | 0.0020074 | 0.036823 | 0.010969 | 0.37526 | 2.273 | 2.4596 | 2.0802 | 1.6491 | 1.2837
15 | 0.16848 | 0.02086 | 0.011793 | 1.3402 | 0.99841 | 0.99702 | 0.88185 | 0.055717 | 0.82628 | 0.6591 | 0.65861 | 0.75153 | 0.84079 | 0.23774 | 2131.8412 | 452.5619 | 0.94889 | 0.81126 | 0.13238 | 0.33547 | 0.085907 | 0.11274 | 7.3666 | 147.5687 | 0.0087745 | 124.4592 | 105.5225 | 14.4543 | 141.7783 | 13.7402 | 1.9146 | 68.5407 | 15.0208 | 12.6618 | 2414.0335 | 89.6104 | 107.5903 | 1654.0267 | 102.7557 | 91.9752 | 257.7081 | 213.8568 | 201.006 | 28.6611 | 59.4556 | 0.76354 | 0.12249 | 0.014462 | 0.014747 | 0.0018469 | 8.3201e-05 | 39.513 | 12.8375 | 3.2332 | 0.98224 | 0.57636 | 0.085182 | 2.8465 | 62.9042 | 9.0539 | 0.35335 | 0.81433 | 17.2871 | 119.0776 | 31.612 | 24.5809 | 135.1913 | 7.8203 | 0.033075 | 0.30471 | 0.71283 | 41.5382 | 15.9114 | 795.0959 | 122.5349 | 2.2502 | 0.08219 | 0.58546 | 0.11373 | 284.7284 | 138.5906 | 83.4514 | 66.665 | 15.284 | 1063.1332 | 246.8662 | 91.7007 | 82.5276 | 273.4002 | 162.371 | 84.6327 | 93.2945 | 7.4181 | 0.59925 | 0.91844 | 0.56161 | 51.4724 | 5.0163 | 2.3491 | 2.4881 | 0.18182 | 6.9532e-05 | 29.8937 | 0.94722 | 0.23093 | 0.27067 | 0.14237 | 2.8181 | 0.96374 | 1.2759 | 0.37841 | 76.0224 | 15.7413 | 37.5514 | 9.6185 | 145.102 | 131.4188 | 2124.5502 | 215.2769 | 355.8835 | 185.3277 | 724.8416 | 384.2395 | 80.9926 | 395.173 | 0.11165 | 0.1721 | 0.051528 | 0.085567 | 0.0098284 | 0.0057434 | 2.2738e-05 | 0.0025354 | 37.2087 | 10.7726 | 1.193 | 0.14724 | 2.7135 | 4.3686 | 304.7409 | 66.0852 | 2.6008 | 5.9248 | 134.1583 | 10.1186 | 137.7106 | 40.5866 | 35.6288 | 81.2361 | 587.1584 | 65.6793 | 604.6459 | 9.161 | 106.1024 | 624.301 | 146.9677 | 95.8342 | 61.6016 | 69.8054 | 244.3396 | 52.1592 | 10.15 | 171.7302 | 89.4125 | 10.0197 | 51.7724 | 628.7833 | 6.6798 | 80.6441 | 61.2816 | 193.5288 | 300.7209 | 92.4289 | 45.2916 | 35.7799 | 40.0101 | 0.0083134 | 0.0011073 | 0.25688 | 37.699 | 2.0524 | 9.994 | 2.2535 | 335.0935 | 8.51 | 5.337 | 0.53453 | 6777.9672 | 838.0374 | 1526.4397 | 1072.2778 | 31.9509 | 0.70344 | 24.0021 | 2.6042 | 5773.6557 | 1858.6784 | 476.8252 | 100.8657 | 153.0138 | 8.5374 | 188.7407 | 0.0012643 | 26.6107 | 0.1407 | 11.6988 | 78.874 | 3.5453 | 91.2086 | 189.0358 | 0.1032 | 0.26254 | 2.2975 | 2.8413 | 0.20892 | 0.26607 | 0.93299 | 0.12178 | 34.6999 | 0.0029751 | 14.8136 | 271.8714 | 0.022378 | 121.5822 | 5.3889 | 0.045656 | 0.6449 | 0.24039 | 4.6845 | 0.095241 | 1.8323 | 1.0363 | 1.4959 | 0.020335 | 0.1197 | 0.052396 | 4.3273 | 0.037626 | 0.51638 | 0.20666 | 8.9848 | 0.0004214 | 0.0035821 | 0.0026888 | 4.7745 | 0.021188 | 0.37834 | 0.24612 | 0.2692 | 0.0010537 | 0.019143 | 0.013115 | 1.2167 | 0.0054012 | 0.08778 | 0.055914 | 0.7801 | 0.0036736 | 0.045704 | 0.17439 | 0.52284 | 0.29223 | 1.0896 | 335.1969 | 0.012468 | 1.9546 | 0.011805 | 5.2928 | 4.9534 | 3.0816 | 201.3305 | 0.33858 | 10.1654 | 9.1548 | 12.9124 | 105338.8333 | 9.0991 | 305.4842 | 8.5245 | 4.5449 | 2.1002 | 1.8059 | 2.954 | 1.4686 | 1.9087 | 14.9547 | 3.8952 | 0.70441 | 8.156 | 2.785 | 252.9122 | 8.69 | 0.47779 | 17.7202 | 27.2333 | 586.1233 | 60.5969 | 4.3187 | 2.7191 | 7.1796 | 8.0154 | 0.24284 | 1.1147 | 4.9284 | 7.739 | 6.7386 | 0.0022211 | 0.0012382 | 0.0038852 | 1.5312 | 9.144e-05 | 0.007437 | 5.4169e-05 | 0.017966 | 0.0024545 | 0.0073565 | 13.4981 | 0.00077507 | 0.69424 | 0.29045 | 8.6486 | 1.3244 | 0.035293 | 1.2004 | 0.27328 | 0.019619 | 0.0080868 | 0.0068316 | 0.0034254 | 0.0062044 | 0.0074277 | 0.06218 | 0.075266 | 0.003553 | 0.0332 | 0.0095893 | 1.0662 | 0.00044013 | 0.00042188 | 0.10222 | 0.1225 | 2.7257 | 0.30301 | 0.020487 | 0.044094 | 0.025106 | 0.036038 | 0.0011696 | 0.0050338 | 0.021147 | 0.02331 | 0.024112 | 0.041816 | 0.016355 | 0.054555 | 19.8618 | 0.0012247 | 0.10028 | 0.00077448 | 0.44946 | 0.046 | 0.16258 | 7.2277 | 0.011111 | 23.7739 | 12.9893 | 445.3531 | 31.3207 | 1.8209 | 30.0226 | 12.936 | 0.99805 | 0.10262 | 0.10111 | 0.04962 | 0.089227 | 0.17494 | 1.9119 | 1.4801 | 0.040561 | 0.78633 | 0.17216 | 18.286 | 0.0035794 | 0.0035404 | 9.8424 | 4.9379 | 163.7376 | 15.1843 | 1.6955 | 0.70042 | 0.43395 | 0.65918 | 0.021398 | 0.084571 | 0.39969 | 1.0956 | 1.1825 | 0.025251 | 0.011449 | 0.015805 | 6.9528 | 0.00075063 | 0.23099 | 0.00062411 | 0.95185 | 0.068078 | 0.13643 | 5.8194 | 0.008283 | 16.1896 | 8.2763 | 555.4742 | 18.5964 | 1.7598 | 20.9515 | 7.6915 | 0.54738 | 0.14752 | 0.19754 | 0.030329 | 0.097433 | 0.072995 | 2.0351 | 0.55447 | 0.19519 | 0.50922 | 0.20132 | 13.2806 | 0.0028343 | 0.0031071 | 4.2206 | 3.0335 | 64.162 | 7.5243 | 3.4206 | 0.25815 | 0.32322 | 0.72661 | 0.012958 | 0.053954 | 0.2281 | 1.2717 | 1.2872 | 802.3838 | 286.2578 | 223.723 | 226.5028 | 54.282 | 105.8504 | 37.6218 | 3130.3463 | 270.1714 | 86.2998 | 20.2432 | 136.7332 | 9.7414 | 225.2132 | 95.6355 | 12.0705 | 66.3512 | 0.43071 | 3248.8093 | 2.4436 | 5.5927 | 1.7745 | 3.0285 | 8.3808 | 0.5151 | 0.6781 | 3.5049 | 0.31907 | 5.6417 | 0.13155 | 0.001898 | 0.054471 | 0.012973 | 0.29106 | 1.6399 | 1.8302 | 3.1422 | 0.72079 | 1.0782
16 | 0.15028 | 0.019476 | 0.013645 | 1.4604 | 0.9996 | 0.99311 | 0.76874 | 0.089819 | 0.90517 | 0.52408 | 0.83569 | 0.79314 | 0.89784 | 0.20924 | 1567.4764 | 430.9843 | 0.94678 | 0.85176 | 0.17218 | 0.23185 | 0.37558 | 2.1057 | 5.8445 | 350.597 | 0.00094405 | 151.4317 | 109.5744 | 12.9193 | 156.8402 | 12.748 | 1.9382 | 55.1922 | 13.5837 | 13.985 | 2498.6675 | 81.6059 | 105.6666 | 1928.0473 | 117.4872 | 102.328 | 264.6417 | 280.3408 | 230.0054 | 33.8275 | 51.3039 | 0.72857 | 0.12874 | 0.1591 | 0.01706 | 0.0015873 | 8.8013e-05 | 29.3817 | 11.9992 | 2.7913 | 0.85049 | 0.70296 | 0.086758 | 2.7586 | 51.5022 | 2.5007 | 0.24309 | 0.89512 | 16.8856 | 126.1764 | 36.1333 | 21.7471 | 129.0207 | 8.2978 | 0.03832 | 0.2317 | 0.89619 | 36.0366 | 12.0475 | 831.8463 | 109.158 | 3.0548 | 0.099843 | 0.39322 | 0.077063 | 226.7116 | 136.728 | 77.7892 | 60.8573 | 14.7256 | 1086.4213 | 223.226 | 100.9146 | 73.232 | 229.0476 | 155.7813 | 85.8223 | 91.6304 | 8.6593 | 0.45286 | 0.79284 | 0.54051 | 70.9654 | 6.0421 | 1.6136 | 2.3908 | 0.1759 | 9.163e-05 | 28.7659 | 1.1776 | 0.25979 | 0.21612 | 0.17302 | 3.3192 | 0.95561 | 1.032 | 0.39727 | 68.2992 | 14.1473 | 33.32 | 8.3688 | 130.7799 | 168.8797 | 1934.9802 | 236.4095 | 396.4995 | 203.0052 | 692.0485 | 406.1452 | 80.5646 | 476.1395 | 0.1823 | 0.25646 | 0.12025 | 0.068153 | 0.0082178 | 0.0051862 | 2.6263e-05 | 0.0021958 | 38.0967 | 13.9976 | 0.80044 | 0.15715 | 2.18 | 4.5352 | 425.5424 | 68.0337 | 3.7485 | 4.2498 | 117.6 | 9.3399 | 123.5862 | 47.3633 | 29.1669 | 104.3809 | 598.4102 | 70.7308 | 724.445 | 9.9839 | 133.6722 | 782.315 | 133.7561 | 89.1172 | 55.9607 | 75.9109 | 252.3075 | 63.0303 | 8.8752 | 177.0176 | 94.6482 | 11.0965 | 49.5973 | 618.3398 | 6.2583 | 74.5024 | 66.304 | 161.4039 | 292.6651 | 93.7985 | 49.1101 | 29.2633 | 43.6532 | 0.010737 | 0.0012697 | 0.30967 | 36.9559 | 2.148 | 12.711 | 3.2041 | 312.7076 | 11.4415 | 4.27 | 0.45126 | 6364.4799 | 782.3257 | 1400.1964 | 1205.5635 | 26.5936 | 0.7858 | 20.6505 | 3.0649 | 4996.174 | 1276.2836 | 577.3877 | 97.7437 | 148.4024 | 8.9866 | 150.0031 | 0.0014802 | 32.3406 | 0.17592 | 13.9865 | 88.7547 | 6.0161 | 51.3471 | 164.2165 | 0.12357 | 0.24842 | 1.8049 | 3.9212 | 0.17996 | 0.20188 | 0.90952 | 0.15397 | 35.0996 | 0.0025665 | 15.1176 | 297.409 | 0.0242 | 115.6337 | 5.1267 | 0.047786 | 0.60462 | 0.25253 | 5.0816 | 0.091189 | 1.738 | 1.0683 | 1.4634 | 0.01898 | 0.11155 | 0.056913 | 4.3092 | 0.039657 | 0.48192 | 0.19963 | 8.9513 | 0.00048101 | 0.0031561 | 0.0032834 | 5.6921 | 0.018401 | 0.37118 | 0.20321 | 0.27038 | 0.0012269 | 0.02274 | 0.012752 | 1.2495 | 0.0057512 | 0.08608 | 0.049097 | 0.77761 | 0.0038228 | 0.040904 | 0.17792 | 0.53947 | 0.303 | 1.1426 | 375.0929 | 0.016037 | 1.9448 | 0.012464 | 4.7532 | 5.3717 | 2.912 | 201.7956 | 0.077734 | 10.4406 | 8.0958 | 13.9509 | 109282.37 | 9.3165 | 343.2819 | 9.4468 | 3.9464 | 2.2632 | 2.0056 | 2.9246 | 1.6177 | 1.7239 | 14.0556 | 4.4479 | 0.7142 | 7.3662 | 2.6341 | 261.7948 | 8.9432 | 0.45845 | 19.5573 | 24.4687 | 649.9306 | 70.8317 | 4.2618 | 2.6329 | 7.3328 | 7.7954 | 0.25983 | 1.3462 | 5.3923 | 7.1523 | 6.6015 | 0.0022793 | 0.001213 | 0.0039593 | 1.3818 | 8.041e-05 | 0.0067791 | 5.7795e-05 | 0.019231 | 0.0025224 | 0.0075495 | 12.8816 | 0.00078035 | 0.69085 | 0.32664 | 7.9883 | 1.2868 | 0.039286 | 1.3284 | 0.32564 | 0.018947 | 0.0069989 | 0.0068941 | 0.0032389 | 0.0065385 | 0.0065933 | 0.061172 | 0.067705 | 0.0035911 | 0.032325 | 0.01094 | 1.0565 | 0.00043283 | 0.000436 | 0.10844 | 0.11042 | 2.8927 | 0.32279 | 0.02231 | 0.046302 | 0.025499 | 0.033059 | 0.0012192 | 0.0050896 | 0.019675 | 0.022997 | 0.025544 | 0.040605 | 0.01725 | 0.05559 | 16.7323 | 0.0012007 | 0.10202 | 0.00088873 | 0.40387 | 0.050045 | 0.16891 | 7.918 | 0.011915 | 20.5231 | 12.7714 | 540.1704 | 28.7556 | 1.8954 | 28.7288 | 14.5984 | 0.98258 | 0.11694 | 0.097456 | 0.05397 | 0.099871 | 0.1645 | 1.7874 | 1.4484 | 0.043745 | 0.89556 | 0.18012 | 19.0303 | 0.0031282 | 0.003489 | 9.72 | 5.2839 | 156.5879 | 15.1245 | 1.6527 | 0.5872 | 0.45201 | 0.64089 | 0.01923 | 0.10126 | 0.34442 | 0.98069 | 1.1167 | 0.029279 | 0.010876 | 0.014602 | 7.4834 | 0.00090884 | 0.21189 | 0.00059919 | 0.92771 | 0.062975 | 0.13449 | 5.419 | 0.0078348 | 14.8651 | 8.4272 | 506.6166 | 18.3839 | 1.8562 | 18.5547 | 7.5174 | 0.47937 | 0.15994 | 0.23986 | 0.03153 | 0.11427 | 0.085051 | 1.7559 | 0.54866 | 0.19011 | 0.46192 | 0.20214 | 11.2707 | 0.0030102 | 0.0029342 | 3.9754 | 2.9114 | 62.1655 | 7.9366 | 3.35 | 0.27126 | 0.28414 | 0.70295 | 0.013972 | 0.048307 | 0.23001 | 1.0792 | 1.1266 | 642.7171 | 358.6498 | 226.1585 | 230.5551 | 56.4458 | 98.7274 | 42.283 | 3195.5069 | 310.6049 | 89.9603 | 18.8048 | 109.01 | 9.3891 | 204.0079 | 106.4561 | 10.9413 | 63.4224 | 0.42141 | 3429.3786 | 2.0398 | 5.2197 | 1.927 | 2.1003 | 9.9543 | 0.62995 | 1.0021 | 3.8705 | 0.23023 | 14.811 | 0.17049 | 0.0023552 | 0.044526 | 0.0065595 | 0.30756 | 1.4187 | 2.2545 | 5.6384 | 1.7149 | 1.8892
17 | 0.14278 | 0.026864 | 0.0077239 | 1.1581 | 0.995 | 0.99268 | 0.85479 | 0.062309 | 0.88681 | 0.62464 | 0.72761 | 0.78253 | 0.78097 | 0.22882 | 1947.4037 | 206.3279 | 0.9493 | 0.82493 | 0.13966 | 0.22364 | 0.49084 | 3.5298 | 6.4454 | 387.4327 | 0.0092733 | 128.7879 | 99.4794 | 16.4666 | 146.9297 | 15.4719 | 1.8866 | 52.5981 | 13.7131 | 9.9916 | 2373.9152 | 99.4714 | 79.8909 | 1693.8969 | 101.8918 | 79.3143 | 289.4592 | 237.482 | 261.3241 | 29.0125 | 52.2224 | 0.74943 | 0.069074 | 0.07114 | 0.018282 | 0.0019802 | 8.2849e-05 | 35.642 | 13.8872 | 2.9394 | 1.0251 | 0.53855 | 0.088911 | 2.3821 | 55.157 | 10.6961 | 0.28252 | 0.88941 | 23.1833 | 104.7586 | 39.1815 | 16.1514 | 156.82 | 8.5357 | 0.037718 | 0.2545 | 0.76266 | 28.4184 | 19.6806 | 593.9141 | 90.0036 | 2.8494 | 0.11782 | 0.51759 | 0.12331 | 323.0349 | 163.1689 | 95.1941 | 58.5848 | 16.288 | 1154.8688 | 239.3162 | 76.9375 | 92.9088 | 259.5276 | 150.814 | 96.2298 | 90.52 | 7.1406 | 0.78732 | 0.78053 | 0.51503 | 62.9047 | 6.2302 | 1.9128 | 2.2016 | 0.18687 | 8.9449e-05 | 29.417 | 1.3613 | 0.21451 | 0.17679 | 0.1605 | 2.7512 | 0.95339 | 1.1051 | 0.36631 | 90.2188 | 14.4448 | 36.4755 | 7.7064 | 118.9749 | 197.2833 | 1765.0587 | 254.8928 | 297.3714 | 189.2003 | 763.0358 | 337.8453 | 78.8998 | 386.6018 | 0.20529 | 0.33031 | 0.11354 | 0.074091 | 0.0074355 | 0.0071383 | 2.4717e-05 | 0.0025729 | 35.8823 | 13.1638 | 0.84608 | 0.1749 | 2.217 | 5.1901 | 429.0401 | 77.2758 | 2.6732 | 5.7788 | 130.1715 | 8.1675 | 134.973 | 48.4885 | 29.5966 | 95.1934 | 619.8351 | 55.3541 | 588.5089 | 10.5742 | 119.1285 | 827.6848 | 128.3213 | 87.1339 | 48.2992 | 68.8336 | 192.0655 | 53.8212 | 8.3377 | 156.768 | 77.434 | 9.3511 | 41.1205 | 613.6831 | 7.1635 | 73.8399 | 68.501 | 214.1472 | 270.6877 | 94.6913 | 47.9289 | 27.3819 | 52.5067 | 0.0098962 | 0.0010296 | 0.26946 | 39.5746 | 1.9869 | 13.0926 | 2.3202 | 229.5271 | 12.2611 | 5.8835 | 0.58324 | 7181.3559 | 972.6912 | 1337.4534 | 1291.3865 | 30.1111 | 1.0556 | 23.8022 | 3.1432 | 4780.2904 | 1701.9844 | 608.9875 | 84.2121 | 133.8093 | 9.2766 | 186.417 | 0.001147 | 37.586 | 0.15911 | 11.1231 | 80.7464 | 4.6813 | 84.577 | 191.3468 | 0.12299 | 0.21196 | 1.953 | 2.4299 | 0.22373 | 0.21867 | 0.86252 | 0.12888 | 31.5888 | 0.00293 | 13.1138 | 325.428 | 0.024297 | 119.1592 | 5.2867 | 0.043986 | 0.6672 | 0.24841 | 4.8402 | 0.084078 | 1.7844 | 1.0882 | 1.5457 | 0.018304 | 0.11644 | 0.054217 | 4.0683 | 0.03625 | 0.51856 | 0.2293 | 8.3741 | 0.00045681 | 0.0033322 | 0.0031093 | 5.5797 | 0.021795 | 0.33741 | 0.23125 | 0.26303 | 0.0011803 | 0.021203 | 0.014378 | 1.2625 | 0.0054556 | 0.083673 | 0.047581 | 0.75531 | 0.0033383 | 0.042542 | 0.18533 | 0.52731 | 0.27034 | 1.029 | 301.2136 | 0.01578 | 1.9461 | 0.012285 | 4.9293 | 4.4514 | 3.1305 | 193.8184 | 0.3126 | 9.7365 | 8.8731 | 13.6582 | 115553.4248 | 8.6445 | 310.9182 | 9.3645 | 4.3423 | 2.2376 | 1.8522 | 2.7345 | 1.6439 | 1.8833 | 13.1983 | 4.3601 | 0.66279 | 8.6844 | 2.7463 | 244.202 | 7.9967 | 0.40955 | 18.3715 | 25.8325 | 610.9585 | 65.3858 | 4.9776 | 3.0404 | 7.6053 | 8.3607 | 0.25143 | 1.2475 | 5.6008 | 7.0268 | 6.2884 | 0.0019653 | 0.0013134 | 0.0039754 | 1.6118 | 8.8071e-05 | 0.00662 | 6.2927e-05 | 0.017158 | 0.002432 | 0.0083846 | 12.6299 | 0.00077103 | 0.67703 | 0.32949 | 7.8184 | 1.1905 | 0.034188 | 1.3766 | 0.29355 | 0.019358 | 0.0073096 | 0.0065666 | 0.0036553 | 0.0059844 | 0.0063646 | 0.054743 | 0.06762 | 0.003718 | 0.029612 | 0.010564 | 1.1553 | 0.00047042 | 0.00041894 | 0.10406 | 0.11613 | 2.8717 | 0.30063 | 0.021157 | 0.045429 | 0.026266 | 0.036678 | 0.0012432 | 0.0055271 | 0.018693 | 0.023205 | 0.023944 | 0.043729 | 0.018165 | 0.064233 | 19.0713 | 0.0011785 | 0.10402 | 0.00091997 | 0.42389 | 0.048471 | 0.14046 | 7.2063 | 0.010408 | 19.8045 | 13.074 | 506.0798 | 29.7604 | 1.6841 | 26.502 | 14.3093 | 0.89797 | 0.10979 | 0.10627 | 0.056055 | 0.088431 | 0.17675 | 1.8339 | 1.3459 | 0.044555 | 0.92449 | 0.17109 | 18.7016 | 0.0033758 | 0.0034199 | 9.0847 | 5.0909 | 152.0858 | 14.9601 | 1.6413 | 0.60543 | 0.40542 | 0.64181 | 0.022764 | 0.09345 | 0.35668 | 1.138 | 1.1288 | 0.029511 | 0.011617 | 0.014262 | 6.5795 | 0.00080061 | 0.23892 | 0.00058048 | 1.0049 | 0.068762 | 0.13332 | 5.0506 | 0.0091647 | 15.5458 | 8.9118 | 489.4586 | 19.8378 | 1.7314 | 18.0927 | 8.1364 | 0.53316 | 0.15158 | 0.21987 | 0.031157 | 0.1039 | 0.084314 | 1.9211 | 0.53483 | 0.1916 | 0.48849 | 0.2184 | 12.6837 | 0.0030205 | 0.0030956 | 4.1342 | 2.6634 | 66.0606 | 8.6566 | 3.2344 | 0.24672 | 0.27571 | 0.72042 | 0.014313 | 0.051182 | 0.21794 | 1.1853 | 1.2734 | 673.4256 | 282.0427 | 211.3795 | 209.5456 | 58.5756 | 92.9411 | 36.7048 | 3872.5082 | 252.8458 | 77.1611 | 21.8005 | 105.0081 | 8.5316 | 240.2881 | 102.1823 | 13.0501 | 53.975 | 0.33276 | 3098.6111 | 2.738 | 7.0268 | 1.8527 | 2.731 | 10.3796 | 0.48558 | 0.82172 | 3.5402 | 0.26468 | 8.2692 | 0.16637 | 0.0017112 | 0.04736 | 0.014828 | 0.35322 | 1.1318 | 1.6449 | 4.7925 | 1.4361 | 0.78534
18 | 0.13598 | 0.037099 | 0.016583 | 1.174 | 0.99941 | 0.99368 | 0.82599 | 0.021995 | 0.87988 | 0.59124 | 0.845 | 0.77687 | 0.88253 | 0.21519 | 1627.7865 | 268.1275 | 0.95354 | 0.8146 | 0.19185 | 0.19036 | 0.43113 | 1.3884 | 8.1127 | 274.6522 | 0.0035665 | 150.0948 | 114.8448 | 12.3254 | 144.8481 | 12.4092 | 2.2072 | 64.3876 | 16.0246 | 10.9049 | 2814.1304 | 101.0847 | 84.4845 | 1483.8826 | 131.3264 | 97.8805 | 247.783 | 264.2834 | 249.5885 | 30.3579 | 46.7535 | 0.71193 | 0.14687 | 0.25043 | 0.016555 | 0.0021789 | 9.0613e-05 | 26.9329 | 14.194 | 3.4649 | 0.78387 | 0.56237 | 0.092909 | 2.3224 | 43.301 | 8.8935 | 0.30575 | 0.86663 | 22.0816 | 105.4441 | 35.6444 | 23.4125 | 143.2461 | 10.3413 | 0.031226 | 0.27414 | 0.98575 | 29.0708 | 20.3998 | 707.7521 | 86.2843 | 2.3064 | 0.11157 | 0.4821 | 0.083726 | 278.3824 | 127.3387 | 98.1343 | 62.4025 | 15.834 | 1138.1486 | 254.9873 | 97.9673 | 78.7756 | 240.9865 | 166.363 | 81.8092 | 85.5029 | 8.7139 | 0.50072 | 0.61848 | 0.32797 | 57.6786 | 5.4217 | 1.9454 | 2.8212 | 0.16058 | 9.4121e-05 | 38.1798 | 1.202 | 0.24104 | 0.23921 | 0.17942 | 3.577 | 0.96031 | 1.2619 | 0.41127 | 106.338 | 12.3288 | 40.0026 | 9.9909 | 136.8633 | 160.6591 | 1994.5734 | 264.4058 | 382.1922 | 187.7808 | 809.381 | 392.0167 | 76.3068 | 369.6862 | 0.37777 | 0.12636 | 0.030601 | 0.058736 | 0.0086816 | 0.0068555 | 2.8252e-05 | 0.0019085 | 34.4307 | 10.1716 | 0.99902 | 0.15997 | 2.4477 | 5.8354 | 376.7874 | 62.043 | 2.7334 | 6.1157 | 137.2052 | 8.5575 | 115.8436 | 43.1972 | 28.6124 | 82.4127 | 751.6758 | 58.9138 | 648.3256 | 10.0521 | 139.0616 | 691.2682 | 137.6898 | 98.625 | 54.8355 | 73.5765 | 214.7543 | 60.0408 | 9.4599 | 152.1792 | 74.8637 | 10.436 | 43.6621 | 531.2875 | 6.5218 | 72.359 | 58.4239 | 207.3018 | 319.113 | 75.8897 | 50.3555 | 36.0092 | 39.479 | 0.0096984 | 0.0013072 | 0.26418 | 29.2264 | 2.2286 | 10.4097 | 3.3268 | 269.373 | 9.2248 | 4.846 | 0.42314 | 7350.4979 | 741.5913 | 1288.5994 | 1325.8431 | 34.4725 | 0.91616 | 21.7385 | 2.5626 | 4610.0465 | 1455.364 | 582.9509 | 89.299 | 126.1271 | 9.9151 | 153.7653 | 0.001548 | 31.12 | 0.16379 | 13.8719 | 58.5518 | 4.9894 | 73.2558 | 202.9673 | 0.1097 | 0.24264 | 2.0324 | 3.3834 | 0.25375 | 0.26726 | 1.3391 | 0.14579 | 34.0267 | 0.002856 | 12.8002 | 275.7337 | 0.025756 | 109.0685 | 5.4008 | 0.048732 | 0.65038 | 0.25534 | 5.0321 | 0.099733 | 1.7136 | 1.1489 | 1.4887 | 0.019954 | 0.11359 | 0.05455 | 4.3837 | 0.038758 | 0.5408 | 0.2162 | 7.7704 | 0.00046902 | 0.0037628 | 0.0029114 | 5.3461 | 0.019785 | 0.36231 | 0.21735 | 0.28551 | 0.001209 | 0.020467 | 0.014279 | 1.1434 | 0.0049631 | 0.09748 | 0.052183 | 0.65221 | 0.0037306 | 0.04477 | 0.19431 | 0.51861 | 0.28981 | 1.1855 | 325.5233 | 0.017754 | 1.9966 | 0.012175 | 3.6606 | 5.7988 | 2.4726 | 199.9263 | 0.26169 | 10.5773 | 9.3714 | 13.6724 | 124837.2233 | 8.051 | 316.47 | 8.8447 | 4.1378 | 2.0394 | 1.9042 | 2.8163 | 1.6842 | 1.9394 | 13.6216 | 4.0262 | 0.7298 | 7.6863 | 2.6845 | 279.3821 | 8.2695 | 0.41875 | 19.1267 | 27.4342 | 685.6064 | 66.9376 | 4.4009 | 2.8758 | 7.2905 | 8.2759 | 0.28883 | 1.2315 | 4.7107 | 6.8217 | 6.1468 | 0.0020909 | 0.0013789 | 0.0045672 | 1.645 | 8.6042e-05 | 0.0070623 | 6.5404e-05 | 0.017809 | 0.0028786 | 0.0087423 | 13.0916 | 0.00075384 | 0.68035 | 0.30988 | 8.841 | 1.2658 | 0.0379 | 1.2647 | 0.30077 | 0.01955 | 0.0082672 | 0.0073798 | 0.0038291 | 0.006157 | 0.0067859 | 0.053285 | 0.078675 | 0.0038944 | 0.031425 | 0.01009 | 1.0898 | 0.00045871 | 0.00042827 | 0.10556 | 0.12154 | 2.8436 | 0.29234 | 0.022558 | 0.04878 | 0.029554 | 0.03421 | 0.0011665 | 0.0048949 | 0.020494 | 0.025638 | 0.023597 | 0.036464 | 0.018696 | 0.058221 | 16.3404 | 0.0011462 | 0.093556 | 0.00081996 | 0.39103 | 0.045582 | 0.1448 | 7.4019 | 0.011367 | 23.1494 | 14.6999 | 487.9705 | 30.6479 | 1.8571 | 27.8058 | 15.2586 | 0.90718 | 0.10766 | 0.11001 | 0.052529 | 0.10321 | 0.18447 | 2.0125 | 1.3085 | 0.0441 | 0.85457 | 0.15559 | 20.7246 | 0.0031454 | 0.0036884 | 10.5047 | 5.5703 | 148.0161 | 13.7781 | 1.5616 | 0.57553 | 0.40958 | 0.59052 | 0.019039 | 0.10001 | 0.36736 | 1.1862 | 1.1721 | 0.028767 | 0.011154 | 0.015134 | 7.0738 | 0.00082978 | 0.19813 | 0.00063723 | 0.8668 | 0.064705 | 0.1201 | 5.4971 | 0.0077425 | 16.1177 | 7.5528 | 535.3573 | 18.843 | 1.8058 | 19.01 | 8.4527 | 0.58466 | 0.16272 | 0.22969 | 0.029361 | 0.10841 | 0.071961 | 1.8802 | 0.58403 | 0.1675 | 0.54163 | 0.2077 | 12.0771 | 0.0029713 | 0.0030742 | 3.4897 | 2.7623 | 61.097 | 7.6229 | 3.18 | 0.2632 | 0.32838 | 0.61576 | 0.012748 | 0.056647 | 0.20771 | 1.2534 | 1.2135 | 762.6246 | 290.1501 | 248.1476 | 195.9438 | 63.5897 | 95.4286 | 40.6288 | 3307.7793 | 288.5605 | 93.3534 | 17.6371 | 133.944 | 8.3402 | 189.1587 | 91.7552 | 12.6931 | 60.3445 | 0.3686 | 2725.2459 | 2.8429 | 6.1781 | 1.9788 | 2.1698 | 13.0392 | 0.44939 | 0.66771 | 4.2119 | 0.24888 | 10.6468 | 0.1255 | 0.0020913 | 0.050481 | 0.016426 | 0.22557 | 1.4971 | 1.029 | 3.8007 | 1.1444 | 2.1821
19 | 0.18111 | 0.025189 | 0.0086559 | 1.1169 | 0.99705 | 0.9923 | 0.94105 | 0.065503 | 0.851 | 0.62935 | 0.63028 | 0.85274 | 0.88954 | 0.21916 | 1414.4228 | 383.8177 | 0.94119 | 0.84499 | 0.15143 | 0.23766 | 0.24807 | 2.3994 | 3.8173 | 818.0454 | 0.0049151 | 159.2573 | 119.6196 | 16.188 | 163.9173 | 15.2297 | 1.6917 | 62.4296 | 14.0177 | 11.1911 | 2567.7937 | 90.8698 | 89.2608 | 1845.3408 | 119.3393 | 99.2899 | 306.4303 | 243.4949 | 244.4655 | 28.4777 | 47.5311 | 0.84718 | 0.030845 | 0.10244 | 0.014586 | 0.0017736 | 8.1274e-05 | 27.6848 | 13.3792 | 3.2732 | 0.72272 | 0.48501 | 0.10371 | 2.4042 | 70.6441 | 1.3015 | 0.2753 | 0.77756 | 20.1364 | 108.7439 | 42.3008 | 17.5668 | 123.8412 | 9.9224 | 0.037077 | 0.26231 | 0.86909 | 44.0542 | 18.8716 | 580.1066 | 140.5009 | 2.6911 | 0.093448 | 0.40693 | 0.079056 | 338.5057 | 140.5918 | 99.0476 | 73.0959 | 15.611 | 1258.0154 | 214.717 | 93.6454 | 88.6587 | 292.1572 | 171.1001 | 77.0239 | 84.7057 | 7.7473 | 0.53673 | 0.90563 | 0.4437 | 59.7303 | 6.9423 | 1.9757 | 1.9543 | 0.14667 | 9.5934e-05 | 32.4988 | 0.98224 | 0.20558 | 0.26144 | 0.1908 | 2.5459 | 0.96189 | 0.93072 | 0.55489 | 83.1447 | 18.189 | 34.9169 | 9.0925 | 149.0928 | 134.6801 | 2273.3332 | 249.5566 | 390.1315 | 156.8831 | 772.7771 | 361.6839 | 101.0963 | 481.0788 | 0.010768 | 0.082781 | 0.17751 | 0.078161 | 0.010065 | 0.0061807 | 2.134e-05 | 0.0018066 | 39.1538 | 13.7034 | 1.1642 | 0.17775 | 2.5434 | 4.7889 | 327.9164 | 89.3621 | 3.4513 | 3.8592 | 150.342 | 8.0116 | 118.1435 | 48.7796 | 34.7863 | 85.0888 | 720.6116 | 60.2843 | 720.228 | 8.4108 | 128.077 | 747.5187 | 161.6524 | 97.2346 | 57.9415 | 61.4137 | 248.6593 | 47.9532 | 8.1835 | 178.4819 | 76.2708 | 11.4083 | 50.6377 | 514.1461 | 5.8721 | 70.3746 | 67.3312 | 169.8423 | 262.3408 | 77.099 | 45.5649 | 30.243 | 50.6208 | 0.0094013 | 0.0011428 | 0.2995 | 32.6681 | 2.1003 | 14.0471 | 3.1161 | 257.8711 | 11.8134 | 6.1796 | 0.52077 | 7055.8702 | 944.0026 | 1198.1575 | 1495.2583 | 28.2322 | 1.1564 | 21.0273 | 2.4143 | 5610.592 | 1160.6078 | 541.4466 | 104.028 | 122.3957 | 10.0155 | 149.0535 | 0.0011215 | 29.6876 | 0.14476 | 14.218 | 90.7523 | 3.7315 | 59.1514 | 195.177 | 0.1266 | 0.29292 | 1.3514 | 2.9624 | 0.39463 | 0.20741 | 1.0234 | 0.13255 | 30.911 | 0.0026034 | 12.4653 | 306.3284 | 0.022932 | 111.919 | 5.6526 | 0.046052 | 0.62437 | 0.25683 | 4.8628 | 0.09663 | 1.6745 | 1.0742 | 1.366 | 0.020192 | 0.11211 | 0.051752 | 4.4692 | 0.038145 | 0.49635 | 0.22338 | 8.1804 | 0.00046512 | 0.0036886 | 0.0028634 | 5.5181 | 0.018868 | 0.34433 | 0.21221 | 0.25126 | 0.0012662 | 0.019529 | 0.012567 | 1.2901 | 0.0048106 | 0.089102 | 0.053336 | 0.75775 | 0.0034939 | 0.043025 | 0.17011 | 0.53595 | 0.28543 | 1.0445 | 380.8372 | 0.012213 | 2.0086 | 0.012577 | 4.4578 | 4.2877 | 2.8911 | 199.1037 | 0.34826 | 9.434 | 8.4697 | 14.0816 | 118855.0877 | 8.3759 | 355.4084 | 8.015 | 4.0086 | 1.93 | 1.7906 | 2.8416 | 1.4583 | 1.6926 | 13.2714 | 4.3402 | 0.76252 | 8.7011 | 2.5899 | 286.6743 | 7.882 | 0.45018 | 20.2081 | 26.2975 | 631.2379 | 62.3888 | 4.8458 | 3.1005 | 8.306 | 7.5093 | 0.2467 | 1.2642 | 4.6696 | 7.4974 | 6.3796 | 0.0020228 | 0.0011635 | 0.0043276 | 1.4561 | 9.2325e-05 | 0.0071786 | 6.0354e-05 | 0.019734 | 0.0027449 | 0.0085194 | 12.5454 | 0.0007588 | 0.66187 | 0.27797 | 8.0516 | 1.2467 | 0.041527 | 1.4178 | 0.2892 | 0.020186 | 0.0077618 | 0.0071433 | 0.0037558 | 0.0056019 | 0.0073508 | 0.055546 | 0.078841 | 0.0039667 | 0.0346 | 0.01097 | 1.0413 | 0.00044378 | 0.00043126 | 0.090973 | 0.12378 | 2.7502 | 0.28354 | 0.023438 | 0.049343 | 0.029919 | 0.032305 | 0.0012506 | 0.0051021 | 0.021249 | 0.022531 | 0.024629 | 0.042294 | 0.018072 | 0.059393 | 16.902 | 0.0013652 | 0.09625 | 0.00083545 | 0.3877 | 0.053334 | 0.15351 | 7.1148 | 0.011492 | 22.5033 | 14.4305 | 479.2946 | 29.5789 | 1.7001 | 31.4067 | 13.6642 | 0.91734 | 0.11571 | 0.097864 | 0.050558 | 0.099969 | 0.15546 | 1.7443 | 1.4969 | 0.04618 | 0.9155 | 0.17392 | 21.6035 | 0.0036456 | 0.0035536 | 9.3656 | 5.4678 | 142.3931 | 13.5276 | 1.7185 | 0.66962 | 0.38934 | 0.59639 | 0.020384 | 0.084282 | 0.32909 | 1.1024 | 1.0515 | 0.026193 | 0.011063 | 0.01476 | 7.2911 | 0.00086088 | 0.20767 | 0.00055342 | 0.90598 | 0.059356 | 0.12287 | 5.2896 | 0.0083449 | 17.3234 | 7.9627 | 583.3677 | 20.2761 | 1.8342 | 17.4337 | 7.943 | 0.52495 | 0.14953 | 0.21674 | 0.030619 | 0.11528 | 0.074461 | 1.8369 | 0.58837 | 0.16245 | 0.45111 | 0.19763 | 11.9416 | 0.0027643 | 0.0029177 | 3.8868 | 3.1418 | 66.3629 | 8.2447 | 2.9644 | 0.2692 | 0.30414 | 0.73664 | 0.013767 | 0.05786 | 0.22558 | 1.2934 | 1.2055 | 748.475 | 343.0616 | 205.8774 | 225.3265 | 53.6293 | 113.3858 | 46.4626 | 3490.6538 | 295.3686 | 94.6286 | 20.0283 | 137.3538 | 9.5768 | 220.7929 | 104.4364 | 10.4033 | 56.2145 | 0.38948 | 3530.2892 | 2.2377 | 7.511 | 1.6673 | 3.3285 | 12.1458 | 0.65525 | 0.74647 | 4.0407 | 0.23719 | 13.8474 | 0.20302 | 0.0018072 | 0.034778 | 0.015181 | 0.14796 | 1.8098 | 2.3582 | 4.3323 | 1.7933 | 1.4425

## ngA-Uganda-results
Element | N recovery | P recovery | K recovery | TEA results | LCA results
Feature | Total N [% N] | Total P [% P] | Total K [% K] | Annual net cost [USD/cap/yr] | GlobalWarming [kg CO2-eq/cap/yr] | H_Ecosystems [points/cap/yr] | H_Health [points/cap/yr] | H_Resources [points/cap/yr]
0 | 52.5242 | 37.332 | 22.6321 | 83.7925 | 63.2194 | 0.16085 | 7.6849 | 7.9103
1 | 52.5242 | 37.332 | 22.6321 | 101.3228 | 73.0071 | 0.23841 | 7.4028 | 10.9924
2 | 52.5242 | 37.332 | 22.6321 | 188.3517 | 94.1409 | 0.21763 | 16.5425 | 12.0329
3 | 52.5242 | 37.332 | 22.6321 | 104.4494 | 106.9029 | 0.29164 | 11.7846 | 17.7095
4 | 52.5242 | 37.332 | 22.6321 | 169.7833 | 99.2188 | 0.25609 | 17.0833 | 13.2456
5 | 52.5242 | 37.332 | 22.6321 | 210.8053 | 103.9627 | 0.31442 | 11.8093 | 15.2736
6 | 52.5242 | 37.332 | 22.6321 | 94.9311 | 61.5087 | 0.099979 | 11.5599 | 5.6931
7 | 52.5242 | 37.332 | 22.6321 | 178.3168 | 104.6148 | 0.25305 | 16.6551 | 14.6466
8 | 52.5242 | 37.332 | 22.6321 | 73.9466 | 96.1945 | 0.14522 | 21.8633 | 6.3837
9 | 52.5242 | 37.332 | 22.6321 | 110.8919 | 74.6415 | 0.19702 | 8.6056 | 10.1935
10 | 52.5242 | 37.332 | 22.6321 | 176.7263 | 80.7278 | 0.25084 | 12.3826 | 10.7664
11 | 52.5242 | 37.332 | 22.6321 | 113.6376 | 84.7592 | 0.19197 | 15.0389 | 11.2841
12 | 52.5242 | 37.332 | 22.6321 | 82.4766 | 57.903 | 0.092003 | 9.2027 | 5.5606
13 | 52.5242 | 37.332 | 22.6321 | 216.7374 | 89.0485 | 0.29545 | 9.0682 | 15.5079
14 | 52.5242 | 37.332 | 22.6321 | 154.0048 | 68.1313 | 0.20164 | 6.9583 | 9.2509
15 | 52.5242 | 37.332 | 22.6321 | 189.4506 | 117.8522 | 0.37133 | 12.9971 | 18.4632
16 | 52.5242 | 37.332 | 22.6321 | 149.4927 | 102.1422 | 0.30056 | 12.3574 | 14.4884
17 | 52.5242 | 37.332 | 22.6321 | 98.1787 | 85.9331 | 0.22456 | 10.2881 | 12.4364
18 | 52.5242 | 37.332 | 22.6321 | 122.4833 | 67.2387 | 0.23018 | 5.9722 | 12.467
19 | 52.5242 | 37.332 | 22.6321 | 147.5812 | 83.9614 | 0.20894 | 10.3263 | 11.0419

## ngB-China-param
Element | Excretion-B1 | [21 empty] | MURT-B2 | [11 empty] | NEWgenerator an MBR-B3 | [36 empty] | Sludge pasteurization-B4 | [8 empty] | NEWgenerator ion exchange-B5 | [39 empty] | NEWgenerator chlorination-B6 | [24 empty] | NEWgenerator controls-B8 | [41 empty] | NEWgenerator housing-B9 | [9 empty] | NEWgenerator pretreatment-B10 | [11 empty] | NEWgenerator foundation-B11 |  | MURT-B2 |  |  | TEA |  |  |  | LCA | [225 empty] | NEWgenerator gridtied-B7 | [7 empty] | Excretion-B1 | LCA |  |  |  | TEA
Feature | Excretion N prot [fraction] | Excretion P prot v [fraction] | Excretion P prot a [fraction] | Excretion K cal [g K/1000 kcal] | Excretion N exc [fraction of intake] | Excretion P exc [fraction of intake] | Excretion K exc [fraction of intake] | Excretion e exc [fraction of intake] | Excretion N ur [fraction of total] | Excretion P ur [fraction of total] | Excretion K ur [fraction of total] | Excretion e fec [fraction of total] | Excretion N ur NH3 [fraction of total N in urine] | Excretion N fec NH3 [fraction of total N in feces] | Excretion ur exc [g/cap/d] | Excretion fec exc [g/cap/d] | Excretion ur moi [fraction] | Excretion fec moi [fraction] | Excretion mg ur [g Mg/cap/d] | Excretion mg fec [g Mg/cap/d] | Excretion ca ur [g Ca/cap/d] | Excretion ca fec [g Ca/cap/d] | MURT collection period [days] | MURT sludge accum rate [L/cap/yr] | MURT N volatilization [fraction of N input] | MURT squatting pan cost [USD] | MURT urinal cost [USD] | MURT led cost [USD] | MURT anticor floor cost [USD] | MURT fan cost [USD] | MURT circuit change cost [USD] | MURT pipe cost [USD] | MURT squatting pan weight [kg] | MURT urinal weight [kg] | NEWgenerator an MBR anmbr reactor tank [USD] | NEWgenerator an MBR anmbr reactor media [USD] | NEWgenerator an MBR anmbr reactor fittings [USD] | NEWgenerator an MBR anmbr membrane module [USD] | NEWgenerator an MBR anmbr permeate pump [USD] | NEWgenerator an MBR anmbr backwash pump [USD] | NEWgenerator an MBR anmbr water pump [USD] | NEWgenerator an MBR anmbr membrane fittings [USD] | NEWgenerator an MBR anmbr biogas gas bag [USD] | NEWgenerator an MBR anmbr biogas fittings [USD] | NEWgenerator an MBR anmbr biogas ventilation [USD] | NEWgenerator an MBR anmbr COD removal [ratio] | NEWgenerator an MBR anmbr TN removal [ratio] | NEWgenerator an MBR anmbr TP removal [ratio] | NEWgenerator an MBR anmbr water pump energy percycle [kWh] | NEWgenerator an MBR anmbr permeate pump energy percycle [kWh] | NEWgenerator an MBR anmbr backwash pump energy percycle [kWh] | NEWgenerator an MBR anmbr batch cycle perday [# batches day-1] | NEWgenerator an MBR anmbr labor maintenance membrane chem cleaning [hrs/yr] | NEWgenerator an MBR anmbr labor maintenance sludge removal [hrs/yr] | NEWgenerator an MBR anmbr labor replacement membrane pump [hrs/yr] | NEWgenerator an MBR anmbr labor replacement permeate pump [hrs/yr] | NEWgenerator an MBR anmbr labor replacement membrane module [hrs/yr] | NEWgenerator an MBR anmbr labor replacement misc repairs [hr/y] | NEWgenerator an MBR anmbr reactor weight [kg] | NEWgenerator an MBR anmbr tau [d] | NEWgenerator an MBR anmbr soluble methane fraction [nan] | NEWgenerator an MBR anmbr VSS TSS ratio [nan] | NEWgenerator an MBR anmbr membrane weight [kg] | NEWgenerator an MBR anmbr PE weight [kg] | NEWgenerator an MBR anmbr PVC weight [kg] | NEWgenerator an MBR anmbr plastic weight [kg] | NEWgenerator an MBR anmbr piping [USD] | NEWgenerator an MBR anmbr piping PVC weight [kg] | NEWgenerator an MBR anmbr sludge yield [kg-VSS/kg-BOD removed] | NEWgenerator an MBR anmbr methane yield [m3-CH4/kg COD removed] | NEWgenerator an MBR dissolved methane HFMC removed [nan] | Sludge pasteurization sludge dryer weight [kg] | Sludge pasteurization sludge barrel weight [kg] | Sludge pasteurization sludge dryer [USD] | Sludge pasteurization sludge barrel [USD] | Sludge pasteurization sludge labor maintenance [h] | Fraction biogas lost [fraction] | Biogas efficiency [fraction] | Heat loss [fraction] | Sludge temperature [fraction] | NEWgenerator ion exchange ion eq2 tank [USD] | NEWgenerator ion exchange ion eq2 pump [USD] | NEWgenerator ion exchange ion eq2 powered valve [USD] | NEWgenerator ion exchange ion eq2 fittings [USD] | NEWgenerator ion exchange ion zeolite tanks [USD] | NEWgenerator ion exchange ion filtration media [USD] | NEWgenerator ion exchange ion gac [USD] | NEWgenerator ion exchange ion zeolite [USD] | NEWgenerator ion exchange ion zeolite fittings [USD] | NEWgenerator ion exchange ion eq3 tank [USD] | NEWgenerator ion exchange ion eq3 pump [USD] | NEWgenerator ion exchange ion eq3 filter [USD] | NEWgenerator ion exchange ion eq3 fittings [USD] | NEWgenerator ion exchange ion COD removal [nan] | NEWgenerator ion exchange ion TN removal [nan] | NEWgenerator ion exchange ion TP removal [nan] | NEWgenerator ion exchange ion labor maintenance zeolite regeneration [hr/y] | NEWgenerator ion exchange ion labor maintenance GAC replacement [hr/y] | NEWgenerator ion exchange ion labor replacement zeolite [hr/y] | NEWgenerator ion exchange ion labor replacement misc repairs [hr/y] | NEWgenerator ion exchange ion labor replacement other pump [hrs/yr] | NEWgenerator ion exchange ion backwash pump energy percycle [kWh] | NEWgenerator ion exchange ion batch cycle perday [# batches day-1] | NEWgenerator ion exchange ion gac unit cost [USD/kg] | NEWgenerator ion exchange ion zeolite unit cost [USD/kg] | NEWgenerator ion exchange ion na cl unit cost [USD/kg] | NEWgenerator ion exchange ion na OH unit cost [USD/kg] | NEWgenerator ion exchange ion regen freq per yr [events/yr] | NEWgenerator ion exchange ion regen efficiency [nan] | NEWgenerator ion exchange ion polycarbonate weight [kg] | NEWgenerator ion exchange ion steel weight [kg] | NEWgenerator ion exchange ion PE weight [kg] | NEWgenerator ion exchange ion PVC weight [kg] | NEWgenerator ion exchange ion plastic weight [kg] | NEWgenerator ion exchange ion piping PVC weight [kg] | NEWgenerator ion exchange ion piping [USD] | NEWgenerator ion exchange ion replacement scenario drums [USD] | NEWgenerator ion exchange ion largerncs scenario zeolite tanks [USD] | NEWgenerator ion exchange ion largerncs scenario zeolite [USD] | NEWgenerator ion exchange ion zeolite fittings largerncs [USD] | NEWgenerator chlorination chlorination recycle pump [USD] | NEWgenerator chlorination chlorination electochlorinator [USD] | NEWgenerator chlorination chlorination powered valve [USD] | NEWgenerator chlorination chlorination fittings [USD] | NEWgenerator chlorination chlorination tanks [USD] | NEWgenerator chlorination chlorination COD removal [%] | NEWgenerator chlorination chlorination TN removal [%] | NEWgenerator chlorination chlorination TP removal [%] | NEWgenerator chlorination chlorination chlorinator energy percycle [kWh] | NEWgenerator chlorination chlorination pump energy percycle [kWh] | NEWgenerator chlorination chlorination ventilation energy percycle [kWh] | NEWgenerator chlorination chlorination valve energy percycle [kWh] | NEWgenerator chlorination chlorination product water pump energy percycle [kWh] | NEWgenerator chlorination chlorination batch cycle per day [# batches day-1] | NEWgenerator chlorination chlorination labor maintenance chlorinator recharging [hr/y] | NEWgenerator chlorination chlorination labor replacement chlorinator replacement [hr/y] | NEWgenerator chlorination chlorination labor replacement other pump [hr/y] | NEWgenerator chlorination chlorination labor replacement misc repairs [hr/y] | NEWgenerator chlorination chlorination na cl dosage [mg/L] | NEWgenerator chlorination chlorination throughput flow [L/d] | NEWgenerator chlorination chlorination PE weight [kg] | NEWgenerator chlorination chlorination PVC weight [kg] | NEWgenerator chlorination chlorination electronics active weight [kg] | NEWgenerator chlorination chlorination piping [USD] | NEWgenerator chlorination chlorination piping PVC weight [kg] | NEWgenerator controls control box enclosure panel [USD] | NEWgenerator controls control box arduino microcontroller [USD] | NEWgenerator controls control box microcontroller din rails [USD] | NEWgenerator controls control box wifi [USD] | NEWgenerator controls control box solid state relays [USD] | NEWgenerator controls control box other relays [USD] | NEWgenerator controls control box conductors [USD] | NEWgenerator controls control box din rails [USD] | NEWgenerator controls control sensors enclosure panel [USD] | NEWgenerator controls control sensors signal conditioners [USD] | NEWgenerator controls control sensors din rails [USD] | NEWgenerator controls control sensors voltage converter [USD] | NEWgenerator controls control orp enclosure panel [USD] | NEWgenerator controls control orp voltage converter [USD] | NEWgenerator controls control orp controller [USD] | NEWgenerator controls control orp probe [USD] | NEWgenerator controls control orp cables [USD] | NEWgenerator controls control pump enclosure panel [USD] | NEWgenerator controls control pump voltage converter [USD] | NEWgenerator controls control pump voltage rectifier [USD] | NEWgenerator controls control pump box relay [USD] | NEWgenerator controls control sensors level sensor [USD] | NEWgenerator controls control sensors level switch [USD] | NEWgenerator controls control sensors flow switches [USD] | NEWgenerator controls control sensors proximity sensor [USD] | NEWgenerator controls control stranded cables [USD] | NEWgenerator controls control sensor cables [USD] | NEWgenerator controls control cable glands [USD] | NEWgenerator controls control gauge ferrules [USD] | NEWgenerator controls control zip ties [USD] | NEWgenerator controls control terminal block jumper [USD] | NEWgenerator controls control system energy percycle [kW] | NEWgenerator controls control system ORP energy percycle [kW] | NEWgenerator controls control background runtime energy perday [kWh] | NEWgenerator controls control batch cycle perday [# batches day-1] | NEWgenerator controls control labor replacement misc repairs [hr/y] | NEWgenerator controls control polycarbonate weight [kg] | NEWgenerator controls control aluminum weight [kg] | NEWgenerator controls control cable length [m] | NEWgenerator controls control electronics passive weight [kg] | NEWgenerator controls control electronics active weight [kg] | NEWgenerator controls control control units weight [kg] | NEWgenerator housing housing framework [USD] | NEWgenerator housing housing framework shipping [USD] | NEWgenerator housing housing fittings [USD] | NEWgenerator housing housing steel weight [kg] | NEWgenerator housing housing zinc coated steel weight [kg] | NEWgenerator housing housing zinc coat [m2] | NEWgenerator housing housing aluminum weight [kg] | NEWgenerator housing housing PE weight [kg] | NEWgenerator housing housing largerncs framework [USD] | NEWgenerator housing cheaper housing framework [USD] | NEWgenerator pretreatment pretreatment eq tank [USD] | NEWgenerator pretreatment pretreatment tank PE weight [kg] | NEWgenerator pretreatment pretreatment piping [USD] | NEWgenerator pretreatment pretreatment piping PVC weight [kg] | NEWgenerator pretreatment pretreatment feed pump [USD] | NEWgenerator pretreatment pretreatment feed pump energy percycle [kWh] | NEWgenerator pretreatment pretreatment batch cycle perday [# batches day-1] | NEWgenerator pretreatment pretreatment labor replacement other pump [hrs/yr] | NEWgenerator pretreatment pretreatment labor screen pit cleaning [hrs/yr] | NEWgenerator pretreatment pretreatment barscreen cost [USD] | NEWgenerator pretreatment pretreatment barscreen weight [kg] | NEWgenerator pretreatment pretreatment barscreen [USD] | NEWgenerator foundation foundation concrete unit cost [USD m-3] | NEWgenerator foundation foundation concrete thickness [m] | Max ch4 emission [g CH4/g COD] | Full degradation time [yr] | Log degradation [-] | Price factor [-] | Zeolite price [USD/kg] | GAC price [USD/kg] | Na OH price [USD/kg] | CH4 CF [kg CO2-eq/kg CH4] | CH4 ecosystems CF [points/kg CH4] | CH4 health CF [points/kg CH4] | N2O CF [kg CO2-eq/kg N2O] | N2O ecosystems CF [points/kg N2O] | N2O health CF [points/kg N2O] | N fertilizer CF [kg CO2-eq/kg N] | N fertilizer ecosystems CF [points/kg N] | N fertilizer health CF [points/kg N] | N fertilizer resources CF [points/kg N] | P fertilizer CF [kg CO2-eq/kg P] | P fertilizer ecosystems CF [points/kg P] | P fertilizer health CF [points/kg P] | P fertilizer resources CF [points/kg P] | K fertilizer CF [kg CO2-eq/kg K] | K fertilizer ecosystems CF [points/kg K] | K fertilizer health CF [points/kg K] | K fertilizer resources CF [points/kg K] | Conc nh3 CF [kg CO2-eq/kg] | Conc nh3 ecosystems CF [points/kg] | Conc nh3 health CF [points/kg] | Conc nh3 resources CF [points/kg] | GAC CF [kg CO2-eq/kg] | GAC ecosystems CF [points/kg] | GAC health CF [points/kg] | GAC resources CF [points/kg] | Zeolite CF [kg CO2-eq/kg] | Zeolite ecosystems CF [points/kg] | Zeolite health CF [points/kg] | Zeolite resources CF [points/kg] | Na cl CF [kg CO2-eq/kg] | Na cl ecosystems CF [points/kg] | Na cl health CF [points/kg] | Na cl resources CF [points/kg] | Na OH CF [kg CO2-eq/kg] | Na OH ecosystems CF [points/kg] | Na OH health CF [points/kg] | Na OH resources CF [points/kg] | LPG CF [kg CO2-eq/kg] | LPG ecosystems CF [points/kg] | LPG health CF [points/kg] | LPG resources CF [points/kg] | Excavation-Global warming [kg CO2-eq/m3] | Brick-Global warming [kg CO2-eq/kg] | Cement-Global warming [kg CO2-eq/kg] | Concrete-Global warming [kg CO2-eq/m3] | Gravel-Global warming [kg CO2-eq/kg] | Plastic-Global warming [kg CO2-eq/kg] | Sand-Global warming [kg CO2-eq/kg] | Stainless steel-global warming [kg CO2-eq/kg] | Stainless steel sheet-global warming [kg CO2-eq/kg] | Steel-Global warming [kg CO2-eq/kg] | Wood-Global warming [kg CO2-eq/m3] | Trucking-Global warming [kg CO2-eq/tonne*km] | Electric motor-global warming [kg CO2-eq/ea] | Electronics-Global warming [kg CO2-eq/kg] | Catalytic converter-global warming [kg CO2-eq/ea] | Oil heat exchanger-global warming [kg CO2-eq/ea] | Pump-Global warming [kg CO2-eq/ea] | Hydronic heat exchanger-global warming [kg CO2-eq/ea] | Electric connectors-global warming [kg CO2-eq/kg] | Electric cables-global warming [kg CO2-eq/m] | PVC-Global warming [kg CO2-eq/kg] | PE-Global warming [kg CO2-eq/kg] | Polymer-Global warming [kg CO2-eq/kg] | Cationic resin-global warming [kg CO2-eq/kg] | Ceramic-Global warming [kg CO2-eq/kg] | Fan-Global warming [kg CO2-eq/kg] | Aluminum-Global warming [kg CO2-eq/kg] | LPG-Global warming [kg CO2-eq/kg] | Zinc coat-global warming [kg CO2-eq/m2] | Polyacrylamide-Global warming [kg CO2-eq/kg] | Photovoltaic panel-global warming [kg CO2-eq/m2] | GACProduction-Global warming [kg CO2-eq/kg] | GACRegeneration-Global warming [kg CO2-eq/kg] | Switches-Global warming [kg CO2-eq/kg] | Control units-global warming [kg CO2-eq/kg] | Electronics active-global warming [kg CO2-eq/kg] | Electronics passive-global warming [kg CO2-eq/kg] | Transformers-Global warming [kg CO2-eq/kg] | Fertilizer offset-global warming [kg CO2-eq/kg] | Polycarbonate-Global warming [kg CO2-eq/kg] | Membrane-Global warming [kg CO2-eq/kg] | Na cl-global warming [kg CO2-eq/kg] | Na oh-global warming [kg CO2-eq/kg] | Zeolite-Global warming [kg CO2-eq/kg] | Battery-Global warming [kg CO2-eq/kg] | Lithium battery-global warming [kg CO2-eq/kg] | Excavation-H ecosystems [kg CO2-eq/m3] | Brick-H ecosystems [kg CO2-eq/kg] | Cement-H ecosystems [kg CO2-eq/kg] | Concrete-H ecosystems [kg CO2-eq/m3] | Gravel-H ecosystems [kg CO2-eq/kg] | Plastic-H ecosystems [kg CO2-eq/kg] | Sand-H ecosystems [kg CO2-eq/kg] | Stainless steel-h ecosystems [kg CO2-eq/kg] | Stainless steel sheet-h ecosystems [kg CO2-eq/kg] | Steel-H ecosystems [kg CO2-eq/kg] | Wood-H ecosystems [kg CO2-eq/m3] | Trucking-H ecosystems [kg CO2-eq/tonne*km] | Electric motor-h ecosystems [kg CO2-eq/ea] | Electronics-H ecosystems [kg CO2-eq/kg] | Catalytic converter-h ecosystems [kg CO2-eq/ea] | Oil heat exchanger-h ecosystems [kg CO2-eq/ea] | Pump-H ecosystems [kg CO2-eq/ea] | Hydronic heat exchanger-h ecosystems [kg CO2-eq/ea] | Electric connectors-h ecosystems [kg CO2-eq/kg] | Electric cables-h ecosystems [kg CO2-eq/m] | PVC-H ecosystems [kg CO2-eq/kg] | PE-H ecosystems [kg CO2-eq/kg] | Polymer-H ecosystems [kg CO2-eq/kg] | Cationic resin-h ecosystems [kg CO2-eq/kg] | Ceramic-H ecosystems [kg CO2-eq/kg] | Fan-H ecosystems [kg CO2-eq/kg] | Aluminum-H ecosystems [kg CO2-eq/kg] | LPG-H ecosystems [kg CO2-eq/kg] | Zinc coat-h ecosystems [kg CO2-eq/m2] | Polyacrylamide-H ecosystems [kg CO2-eq/kg] | Photovoltaic panel-h ecosystems [kg CO2-eq/m2] | GACProduction-H ecosystems [kg CO2-eq/kg] | GACRegeneration-H ecosystems [kg CO2-eq/kg] | Switches-H ecosystems [kg CO2-eq/kg] | Control units-h ecosystems [kg CO2-eq/kg] | Electronics active-h ecosystems [kg CO2-eq/kg] | Electronics passive-h ecosystems [kg CO2-eq/kg] | Transformers-H ecosystems [kg CO2-eq/kg] | Fertilizer offset-h ecosystems [kg CO2-eq/kg] | Polycarbonate-H ecosystems [kg CO2-eq/kg] | Membrane-H ecosystems [kg CO2-eq/kg] | Na cl-h ecosystems [kg CO2-eq/kg] | Na oh-h ecosystems [kg CO2-eq/kg] | Zeolite-H ecosystems [kg CO2-eq/kg] | Battery-H ecosystems [kg CO2-eq/kg] | Lithium battery-h ecosystems [kg CO2-eq/kg] | Excavation-H health [kg CO2-eq/m3] | Brick-H health [kg CO2-eq/kg] | Cement-H health [kg CO2-eq/kg] | Concrete-H health [kg CO2-eq/m3] | Gravel-H health [kg CO2-eq/kg] | Plastic-H health [kg CO2-eq/kg] | Sand-H health [kg CO2-eq/kg] | Stainless steel-h health [kg CO2-eq/kg] | Stainless steel sheet-h health [kg CO2-eq/kg] | Steel-H health [kg CO2-eq/kg] | Wood-H health [kg CO2-eq/m3] | Trucking-H health [kg CO2-eq/tonne*km] | Electric motor-h health [kg CO2-eq/ea] | Electronics-H health [kg CO2-eq/kg] | Catalytic converter-h health [kg CO2-eq/ea] | Oil heat exchanger-h health [kg CO2-eq/ea] | Pump-H health [kg CO2-eq/ea] | Hydronic heat exchanger-h health [kg CO2-eq/ea] | Electric connectors-h health [kg CO2-eq/kg] | Electric cables-h health [kg CO2-eq/m] | PVC-H health [kg CO2-eq/kg] | PE-H health [kg CO2-eq/kg] | Polymer-H health [kg CO2-eq/kg] | Cationic resin-h health [kg CO2-eq/kg] | Ceramic-H health [kg CO2-eq/kg] | Fan-H health [kg CO2-eq/kg] | Aluminum-H health [kg CO2-eq/kg] | LPG-H health [kg CO2-eq/kg] | Zinc coat-h health [kg CO2-eq/m2] | Polyacrylamide-H health [kg CO2-eq/kg] | Photovoltaic panel-h health [kg CO2-eq/m2] | GACProduction-H health [kg CO2-eq/kg] | GACRegeneration-H health [kg CO2-eq/kg] | Switches-H health [kg CO2-eq/kg] | Control units-h health [kg CO2-eq/kg] | Electronics active-h health [kg CO2-eq/kg] | Electronics passive-h health [kg CO2-eq/kg] | Transformers-H health [kg CO2-eq/kg] | Fertilizer offset-h health [kg CO2-eq/kg] | Polycarbonate-H health [kg CO2-eq/kg] | Membrane-H health [kg CO2-eq/kg] | Na cl-h health [kg CO2-eq/kg] | Na oh-h health [kg CO2-eq/kg] | Zeolite-H health [kg CO2-eq/kg] | Battery-H health [kg CO2-eq/kg] | Lithium battery-h health [kg CO2-eq/kg] | Excavation-H resources [kg CO2-eq/m3] | Brick-H resources [kg CO2-eq/kg] | Cement-H resources [kg CO2-eq/kg] | Concrete-H resources [kg CO2-eq/m3] | Gravel-H resources [kg CO2-eq/kg] | Plastic-H resources [kg CO2-eq/kg] | Sand-H resources [kg CO2-eq/kg] | Stainless steel-h resources [kg CO2-eq/kg] | Stainless steel sheet-h resources [kg CO2-eq/kg] | Steel-H resources [kg CO2-eq/kg] | Wood-H resources [kg CO2-eq/m3] | Trucking-H resources [kg CO2-eq/tonne*km] | Electric motor-h resources [kg CO2-eq/ea] | Electronics-H resources [kg CO2-eq/kg] | Catalytic converter-h resources [kg CO2-eq/ea] | Oil heat exchanger-h resources [kg CO2-eq/ea] | Pump-H resources [kg CO2-eq/ea] | Hydronic heat exchanger-h resources [kg CO2-eq/ea] | Electric connectors-h resources [kg CO2-eq/kg] | Electric cables-h resources [kg CO2-eq/m] | PVC-H resources [kg CO2-eq/kg] | PE-H resources [kg CO2-eq/kg] | Polymer-H resources [kg CO2-eq/kg] | Cationic resin-h resources [kg CO2-eq/kg] | Ceramic-H resources [kg CO2-eq/kg] | Fan-H resources [kg CO2-eq/kg] | Aluminum-H resources [kg CO2-eq/kg] | LPG-H resources [kg CO2-eq/kg] | Zinc coat-h resources [kg CO2-eq/m2] | Polyacrylamide-H resources [kg CO2-eq/kg] | Photovoltaic panel-h resources [kg CO2-eq/m2] | GACProduction-H resources [kg CO2-eq/kg] | GACRegeneration-H resources [kg CO2-eq/kg] | Switches-H resources [kg CO2-eq/kg] | Control units-h resources [kg CO2-eq/kg] | Electronics active-h resources [kg CO2-eq/kg] | Electronics passive-h resources [kg CO2-eq/kg] | Transformers-H resources [kg CO2-eq/kg] | Fertilizer offset-h resources [kg CO2-eq/kg] | Polycarbonate-H resources [kg CO2-eq/kg] | Membrane-H resources [kg CO2-eq/kg] | Na cl-h resources [kg CO2-eq/kg] | Na oh-h resources [kg CO2-eq/kg] | Zeolite-H resources [kg CO2-eq/kg] | Battery-H resources [kg CO2-eq/kg] | Lithium battery-h resources [kg CO2-eq/kg] | NEWgenerator gridtied grid power ac conversion [USD] | NEWgenerator gridtied grid power dc distribution [USD] | NEWgenerator gridtied grid power misc [USD] | NEWgenerator gridtied grid labor replacement misc repairs [hr/y] | NEWgenerator gridtied grid polycarbonate weight [kg] | NEWgenerator gridtied grid aluminium weight [kg] | NEWgenerator gridtied grid electronics passive weight [kg] | NEWgenerator gridtied grid electronics active weight [kg] | Operator daily wage [USD/h] | Energy gwp [kg CO2-eq/kWh] | Energy h ecosystems [points/kWh] | Energy h health [points/kWh] | Energy h resources [points/kWh] | Nacl price [USD/kg] | Lpg price [USD/kg] | N fertilizer price [USD/kg N] | P fertilizer price [USD/kg P] | K fertilizer price [USD/kg K] | Nh3 fertilizer price [USD/kg N]
0 | 0.16334 | 0.01868 | 0.029366 | 1.1409 | 0.99033 | 0.99381 | 0.87155 | 0.099815 | 0.8844 | 0.53576 | 0.61316 | 0.83206 | 0.84806 | 0.22763 | 1727.9538 | 231.8615 | 0.93999 | 0.82388 | 0.15669 | 0.31985 | 0.45247 | 1.826 | 5.8274 | 602.5171 | 0.002284 | 131.3055 | 101.8172 | 15.8761 | 157.8275 | 12.6168 | 1.9457 | 52.8091 | 14.8928 | 10.5862 | 2703.3849 | 81.6524 | 91.2101 | 1676.2497 | 101.509 | 89.2667 | 255.4737 | 268.4293 | 240.5581 | 34.6744 | 52.7281 | 0.83107 | 0.11987 | 0.17033 | 0.013622 | 0.0021683 | 8.2528e-05 | 33.8504 | 13.6461 | 2.9088 | 0.97904 | 0.54293 | 0.095982 | 2.1361 | 44.9313 | 9.1773 | 0.30253 | 0.82253 | 24.9913 | 94.4921 | 29.0409 | 20.8765 | 147.081 | 10.0189 | 0.038834 | 0.25602 | 0.6627 | 44.1515 | 12.6724 | 597.7255 | 106.1898 | 2.2279 | 0.12965 | 0.6527 | 0.099757 | 274.1328 | 130.3329 | 85.7626 | 60.2567 | 13.958 | 1198.8734 | 261.93 | 83.1034 | 83.0726 | 248.4751 | 169.0929 | 79.6198 | 88.903 | 7.1764 | 0.60359 | 0.58767 | 0.51382 | 56.2268 | 6.9098 | 2.3702 | 2.3675 | 0.17761 | 8.3105e-05 | 28.2439 | 0.88529 | 0.24701 | 0.26442 | 0.15096 | 3.0102 | 0.95352 | 1.319 | 0.50815 | 91.8174 | 16.8738 | 29.8474 | 8.317 | 123.8435 | 127.9753 | 2152.5603 | 238.5592 | 391.4396 | 163.7669 | 828.1435 | 406.0839 | 98.4963 | 477.9817 | 0.30839 | 0.29489 | 0.020717 | 0.073965 | 0.0080172 | 0.0061063 | 2.6998e-05 | 0.0025423 | 37.8169 | 14.2308 | 1.1743 | 0.19765 | 2.5664 | 6.1683 | 399.1967 | 64.9298 | 3.4228 | 3.7879 | 134.2188 | 9.3645 | 131.0478 | 48.6465 | 28.8333 | 94.1231 | 735.5913 | 56.7261 | 584.0697 | 8.6454 | 129.0742 | 659.1013 | 156.4658 | 96.9345 | 58.8193 | 68.3526 | 239.036 | 52.7537 | 9.0541 | 164.8338 | 78.5061 | 12.6023 | 43.4608 | 575.6713 | 6.7256 | 68.9752 | 68.1751 | 200.2038 | 294.7463 | 73.6394 | 53.6897 | 27.5003 | 39.3375 | 0.010224 | 0.0010306 | 0.23007 | 31.1941 | 2.8754 | 13.292 | 2.705 | 285.02 | 9.4987 | 5.2494 | 0.59123 | 6819.3133 | 941.1994 | 1551.4401 | 1194.2476 | 27.9302 | 0.69356 | 25.7904 | 2.4782 | 5588.548 | 1246.8866 | 501.416 | 98.5064 | 135.717 | 9.3959 | 164.5731 | 0.0015604 | 39.0228 | 0.18619 | 12.5164 | 67.5672 | 5.3076 | 93.6952 | 195.6052 | 0.11331 | 0.22381 | 1.5931 | 2.4996 | 0.35094 | 0.23279 | 0.94696 | 0.16464 | 31.0645 | 0.0028622 | 12.7803 | 295.4341 | 0.024535 | 131.6115 | 5.5674 | 0.049242 | 0.60865 | 0.25521 | 4.9211 | 0.09889 | 1.8303 | 1.0549 | 1.5403 | 0.017926 | 0.1114 | 0.054943 | 4.4831 | 0.041377 | 0.5272 | 0.21526 | 7.9613 | 0.00044716 | 0.0031062 | 0.0031429 | 5.1372 | 0.021578 | 0.38102 | 0.23854 | 0.24198 | 0.0011551 | 0.019401 | 0.013243 | 1.2501 | 0.0057666 | 0.1013 | 0.056005 | 0.71459 | 0.003791 | 0.043768 | 0.18481 | 0.53685 | 0.28223 | 1.1192 | 271.9494 | 0.01286 | 1.9362 | 0.012809 | 5.4198 | 4.2585 | 2.3537 | 194.218 | 0.15668 | 9.6086 | 8.8783 | 12.9297 | 125242.3853 | 9.4233 | 297.469 | 8.7132 | 4.6059 | 2.1182 | 1.9179 | 2.935 | 1.5663 | 1.7746 | 13.317 | 3.8778 | 0.75006 | 8.6027 | 2.6592 | 250.3982 | 9.069 | 0.43329 | 18.0513 | 28.7913 | 608.1976 | 65.1991 | 4.969 | 3.0197 | 7.7369 | 7.2723 | 0.246 | 1.226 | 5.4025 | 6.6968 | 6.0117 | 0.001991 | 0.0013115 | 0.0042534 | 1.3697 | 9.2772e-05 | 0.0063545 | 5.8792e-05 | 0.01854 | 0.0028921 | 0.0074719 | 13.1542 | 0.00068789 | 0.65182 | 0.30607 | 7.7458 | 1.1873 | 0.040492 | 1.3585 | 0.32145 | 0.02051 | 0.0074561 | 0.0066013 | 0.0034014 | 0.0057393 | 0.0063485 | 0.060771 | 0.068784 | 0.0033719 | 0.033401 | 0.010751 | 1.1472 | 0.00041333 | 0.00044729 | 0.090408 | 0.1156 | 2.8683 | 0.29977 | 0.020806 | 0.050417 | 0.028872 | 0.038626 | 0.0011644 | 0.005833 | 0.020996 | 0.024575 | 0.022874 | 0.038909 | 0.016075 | 0.062133 | 16.7759 | 0.0013048 | 0.0976 | 0.00080492 | 0.38592 | 0.048559 | 0.15506 | 6.8617 | 0.010413 | 20.9145 | 13.6113 | 513.8294 | 30.1458 | 1.5932 | 26.4236 | 14.3722 | 0.82497 | 0.10033 | 0.094069 | 0.053165 | 0.096837 | 0.1843 | 1.867 | 1.4844 | 0.048859 | 0.91454 | 0.17263 | 18.231 | 0.0035551 | 0.0035361 | 9.527 | 5.6075 | 154.1628 | 13.1091 | 1.6893 | 0.63919 | 0.45739 | 0.57862 | 0.01885 | 0.085083 | 0.34938 | 1.058 | 0.9953 | 0.026213 | 0.010486 | 0.015803 | 7.0105 | 0.0008644 | 0.22922 | 0.00052449 | 0.94288 | 0.068267 | 0.11913 | 5.2033 | 0.0086083 | 16.6095 | 7.7844 | 557.4514 | 18.8226 | 1.7871 | 17.9799 | 8.1433 | 0.57228 | 0.15957 | 0.22388 | 0.02937 | 0.10002 | 0.077662 | 1.9562 | 0.62378 | 0.16875 | 0.53297 | 0.21622 | 11.2045 | 0.0031669 | 0.0028285 | 4.195 | 2.9313 | 65.8146 | 8.4666 | 2.9123 | 0.23386 | 0.31994 | 0.67847 | 0.013014 | 0.055049 | 0.21154 | 1.1793 | 1.1737 | 377.0283 | 513.7064 | 68.1355 | 2.4313 | 4.5282 | 1.0793 | 4.7566 | 4.1321 | 6.8263 | 0.19142 | 0.0013773 | 0.035636 | 0.013373 | 0.17594 | 1.5726 | 0.96863 | 3.662 | 1.2203 | 2.0883
1 | 0.13163 | 0.029103 | 0.023752 | 1.4793 | 0.99067 | 0.99763 | 0.84395 | 0.065547 | 0.77756 | 0.63592 | 0.78304 | 0.85839 | 0.86528 | 0.21244 | 1780.2602 | 291.2325 | 0.94135 | 0.84189 | 0.13224 | 0.17378 | 0.46625 | 0.93436 | 4.4547 | 288.0271 | 0.0072942 | 120.4234 | 119.2452 | 16.936 | 147.4697 | 15.2871 | 1.788 | 47.7884 | 12.331 | 13.3969 | 3022.7393 | 89.5576 | 86.5107 | 1844.2682 | 131.7841 | 87.888 | 243.4434 | 273.3505 | 223.5947 | 30.2555 | 56.2995 | 0.78147 | 0.25811 | 0.26833 | 0.016346 | 0.0022893 | 8.3216e-05 | 29.5547 | 10.3764 | 2.4916 | 0.95286 | 0.52378 | 0.087816 | 2.0243 | 54.8716 | 6.5553 | 0.25541 | 0.80286 | 21.7727 | 111.9739 | 40.7181 | 22.7986 | 158.9121 | 9.2085 | 0.032662 | 0.23995 | 0.74281 | 40.2754 | 20.3509 | 606.1313 | 133.3693 | 2.7731 | 0.10391 | 0.50144 | 0.11714 | 255.7067 | 156.6179 | 91.0683 | 57.2038 | 15.9164 | 1305.946 | 229.656 | 103.5347 | 69.418 | 224.1722 | 136.3495 | 94.2372 | 81.9608 | 7.9215 | 0.77499 | 0.71238 | 0.37123 | 67.8841 | 6.6923 | 1.88 | 2.06 | 0.14658 | 6.9258e-05 | 35.503 | 0.86407 | 0.21249 | 0.22268 | 0.19926 | 2.7303 | 0.96826 | 1.0805 | 0.3639 | 109.7986 | 14.8032 | 36.7321 | 8.4286 | 151.249 | 148.568 | 2003.7807 | 220.4446 | 329.5138 | 194.7295 | 866.5698 | 366.5932 | 90.9878 | 470.0623 | 0.14217 | 0.1654 | 0.05106 | 0.063194 | 0.0093687 | 0.0066545 | 2.6499e-05 | 0.0021396 | 30.6502 | 12.4629 | 1.0156 | 0.19152 | 2.2826 | 4.6585 | 321.5684 | 82.4808 | 3.7573 | 5.5386 | 156.0796 | 10.1748 | 120.1466 | 45.4347 | 33.4738 | 91.0019 | 596.2333 | 60.1724 | 732.2788 | 9.0153 | 114.8084 | 769.4368 | 129.9986 | 95.54 | 47.496 | 67.8801 | 208.9874 | 56.8539 | 9.9146 | 190.8888 | 76.0219 | 10.1382 | 49.5834 | 602.465 | 5.9543 | 67.2997 | 64.6739 | 202.1812 | 289.0531 | 89.9188 | 48.5479 | 29.9399 | 47.8221 | 0.011611 | 0.00096349 | 0.29105 | 30.9276 | 2.4195 | 13.8943 | 2.4246 | 218.218 | 9.182 | 5.5913 | 0.58696 | 5957.2079 | 846.6408 | 1474.9683 | 1150.9477 | 32.156 | 0.73098 | 22.7942 | 3.0354 | 5148.7817 | 1149.8092 | 526.5471 | 85.1185 | 147.7897 | 9.2451 | 169.2751 | 0.0011677 | 36.5767 | 0.17372 | 13.3545 | 72.7944 | 3.797 | 86.2884 | 162.7843 | 0.10367 | 0.1913 | 2.9763 | 2.953 | 0.2609 | 0.25669 | 1.2368 | 0.13692 | 36.3566 | 0.0028757 | 14.6423 | 276.6728 | 0.025118 | 126.2357 | 5.41 | 0.04542 | 0.6454 | 0.25686 | 5.0824 | 0.10083 | 1.7721 | 1.1637 | 1.5042 | 0.019239 | 0.12411 | 0.052013 | 4.6227 | 0.038014 | 0.52007 | 0.20357 | 8.6858 | 0.00043652 | 0.0036948 | 0.0029192 | 4.8012 | 0.019587 | 0.3305 | 0.20944 | 0.24941 | 0.0012029 | 0.020021 | 0.013856 | 1.2619 | 0.0048908 | 0.09081 | 0.054561 | 0.77997 | 0.0033678 | 0.048513 | 0.16139 | 0.5233 | 0.30518 | 1.0376 | 293.5984 | 0.012132 | 1.9638 | 0.012769 | 4.4432 | 6.1897 | 2.2517 | 187.571 | 0.33364 | 9.5148 | 8.4064 | 14.2433 | 117058.2224 | 7.8991 | 307.2973 | 9.285 | 4.2257 | 2.1941 | 1.7991 | 2.8285 | 1.6292 | 1.9543 | 14.1992 | 4.2388 | 0.72217 | 7.7981 | 2.6409 | 280.344 | 8.0873 | 0.48792 | 20.3411 | 26.0581 | 635.8735 | 70.3574 | 4.4268 | 2.9214 | 7.3664 | 8.0888 | 0.24945 | 1.3203 | 5.0327 | 6.5025 | 6.0836 | 0.002286 | 0.0011731 | 0.0040375 | 1.4219 | 9.6238e-05 | 0.0071379 | 5.3893e-05 | 0.01993 | 0.0026747 | 0.0075424 | 12.8588 | 0.00066212 | 0.59507 | 0.28984 | 7.8003 | 1.2321 | 0.035745 | 1.2633 | 0.31515 | 0.019521 | 0.0078921 | 0.0064326 | 0.0034339 | 0.0054278 | 0.0066691 | 0.053575 | 0.069536 | 0.0034841 | 0.033091 | 0.011147 | 1.0293 | 0.00043514 | 0.00041454 | 0.097255 | 0.11643 | 2.5761 | 0.3298 | 0.022708 | 0.045657 | 0.029484 | 0.036309 | 0.0012615 | 0.0057641 | 0.021626 | 0.024941 | 0.025977 | 0.042937 | 0.018838 | 0.053226 | 18.7026 | 0.0012399 | 0.097215 | 0.00078132 | 0.44448 | 0.049006 | 0.1663 | 6.8131 | 0.011353 | 22.0755 | 14.6719 | 476.7783 | 29.029 | 1.6402 | 25.8505 | 14.4912 | 0.96847 | 0.11695 | 0.098179 | 0.055284 | 0.095426 | 0.1589 | 1.96 | 1.4012 | 0.040794 | 0.77077 | 0.18 | 18.6106 | 0.0037121 | 0.0034568 | 9.9429 | 5.7115 | 157.9681 | 15.0124 | 1.6239 | 0.58531 | 0.46546 | 0.6058 | 0.022479 | 0.089951 | 0.34053 | 1.1328 | 1.0976 | 0.028219 | 0.010313 | 0.01437 | 7.4015 | 0.00088898 | 0.2234 | 0.00061876 | 0.97522 | 0.063489 | 0.13167 | 5.0983 | 0.0090889 | 15.2792 | 8.1378 | 526.2347 | 19.2016 | 1.8968 | 20.9046 | 8.7015 | 0.49682 | 0.14022 | 0.237 | 0.028211 | 0.10431 | 0.076985 | 1.8408 | 0.5725 | 0.17743 | 0.45989 | 0.22195 | 13.0741 | 0.0032597 | 0.002716 | 3.9039 | 2.6788 | 59.6511 | 8.8316 | 3.298 | 0.26117 | 0.29648 | 0.72994 | 0.014304 | 0.052535 | 0.20906 | 1.1874 | 1.2061 | 426.5529 | 520.6789 | 61.5154 | 1.9687 | 4.317 | 1.0944 | 4.6579 | 3.6651 | 9.7007 | 0.17266 | 0.0011089 | 0.027996 | 0.018041 | 0.14345 | 1.3342 | 1.5279 | 3.2843 | 1.1694 | 0.79961
2 | 0.13426 | 0.011673 | 0.010164 | 1.3997 | 0.99683 | 0.99575 | 0.69211 | 0.032967 | 0.83138 | 0.46386 | 0.82002 | 0.81156 | 0.8315 | 0.23101 | 1544.0464 | 253.1963 | 0.94646 | 0.87018 | 0.18312 | 0.29709 | 0.37067 | 0.61057 | 8.3412 | 226.9455 | 0.0081739 | 138.0101 | 110.7078 | 17.2594 | 143.9931 | 14.026 | 1.5887 | 62.5618 | 13.3963 | 12.4844 | 2469.6683 | 79.9842 | 81.6255 | 1872.51 | 128.2231 | 93.6745 | 271.2396 | 277.6539 | 206.5203 | 36.9618 | 54.2959 | 0.72195 | 0.35144 | 0.060379 | 0.017615 | 0.0020187 | 8.5453e-05 | 27.412 | 13.1439 | 2.4192 | 1.0155 | 0.59021 | 0.10776 | 2.5404 | 53.2528 | 10.9677 | 0.27981 | 0.90712 | 18.2526 | 121.8052 | 27.236 | 20.7644 | 122.3915 | 7.9239 | 0.03541 | 0.25123 | 0.85307 | 24.7233 | 15.4967 | 861.1767 | 136.4286 | 2.9365 | 0.071026 | 0.68512 | 0.12333 | 282.9146 | 145.6839 | 77.0285 | 67.2241 | 14.3455 | 1220.8905 | 274.7202 | 102.5806 | 92.9645 | 253.4739 | 158.4699 | 86.3136 | 69.224 | 6.9015 | 0.81823 | 0.61292 | 0.38762 | 60.2357 | 5.3599 | 2.1084 | 2.1691 | 0.17554 | 7.7748e-05 | 37.1614 | 1.3242 | 0.24134 | 0.17827 | 0.14434 | 3.2299 | 0.95129 | 1.377 | 0.4807 | 99.5004 | 18.0147 | 25.6692 | 8.6202 | 130.2879 | 186.3143 | 2188.2264 | 225.9377 | 288.892 | 168.2932 | 905.8033 | 374.8393 | 87.0796 | 367.0854 | 0.36812 | 0.36591 | 0.043714 | 0.078455 | 0.0084597 | 0.0051388 | 2.5245e-05 | 0.0020505 | 32.6253 | 10.4036 | 1.0905 | 0.16635 | 2.6064 | 5.0151 | 366.6136 | 88.4694 | 2.8028 | 4.7397 | 131.9398 | 9.0223 | 132.7254 | 42.4705 | 35.1675 | 97.4597 | 650.9569 | 66.9363 | 559.4922 | 8.204 | 104.7258 | 746.2486 | 153.3113 | 108.9131 | 63.5832 | 77.1699 | 258.3892 | 47.9248 | 8.0206 | 178.2172 | 89.3235 | 9.3452 | 53.8321 | 659.9644 | 7.1769 | 80.6499 | 70.4781 | 177.608 | 271.8699 | 94.8332 | 51.4916 | 28.2091 | 50.4432 | 0.011032 | 0.0013983 | 0.32234 | 28.7387 | 2.778 | 13.1231 | 2.7279 | 237.8068 | 10.6448 | 5.3896 | 0.56498 | 5784.3047 | 761.2549 | 1562.1738 | 1509.4941 | 33.0928 | 1.0542 | 23.3181 | 3.1003 | 4998.4763 | 1611.2585 | 519.0294 | 109.5635 | 141.5541 | 8.8059 | 153.7339 | 0.0015386 | 34.6861 | 0.14678 | 14.6975 | 68.4815 | 5.1275 | 64.2516 | 219.8404 | 0.11507 | 0.24346 | 1.432 | 2.1801 | 0.20823 | 0.21824 | 1.1774 | 0.17299 | 36.4089 | 0.0027151 | 12.9734 | 325.7585 | 0.022533 | 123.9855 | 5.535 | 0.047048 | 0.64366 | 0.2432 | 5.2697 | 0.091948 | 1.8 | 1.1273 | 1.5526 | 0.019099 | 0.11885 | 0.052678 | 4.7576 | 0.037832 | 0.48366 | 0.21199 | 8.9944 | 0.0004727 | 0.0033064 | 0.0027683 | 4.8402 | 0.018951 | 0.33672 | 0.20737 | 0.28295 | 0.0012609 | 0.01971 | 0.014179 | 1.3132 | 0.0056335 | 0.093802 | 0.054118 | 0.7402 | 0.0039118 | 0.046296 | 0.17084 | 0.51126 | 0.26445 | 1.0985 | 304.7108 | 0.016822 | 1.9499 | 0.011511 | 4.6658 | 6 | 2.9998 | 186.0115 | 0.40275 | 9.0964 | 9.5796 | 13.7236 | 115923.3874 | 8.6393 | 313.8395 | 9.1858 | 4.5328 | 2.0206 | 1.9585 | 2.5581 | 1.7378 | 1.8585 | 13.9816 | 3.8116 | 0.73284 | 8.8034 | 2.5719 | 261.8126 | 8.7357 | 0.47385 | 18.2795 | 28.3437 | 692.0019 | 58.7649 | 4.2697 | 2.992 | 8.307 | 7.5325 | 0.26746 | 1.1331 | 5.4662 | 6.4868 | 6.48 | 0.0019731 | 0.001267 | 0.0043178 | 1.496 | 8.3854e-05 | 0.0069429 | 6.1654e-05 | 0.01824 | 0.0027592 | 0.0080655 | 12.193 | 0.0007373 | 0.58269 | 0.32816 | 8.251 | 1.2502 | 0.038065 | 1.3416 | 0.30674 | 0.021192 | 0.0070557 | 0.0070409 | 0.0037451 | 0.0060419 | 0.0064763 | 0.058894 | 0.075665 | 0.0033977 | 0.029692 | 0.010289 | 1.1042 | 0.00040057 | 0.00047853 | 0.092074 | 0.11293 | 2.7118 | 0.3025 | 0.021343 | 0.046124 | 0.027572 | 0.032937 | 0.0011388 | 0.005589 | 0.021413 | 0.023413 | 0.025503 | 0.042499 | 0.018733 | 0.063017 | 19.3682 | 0.0012657 | 0.10515 | 0.00087305 | 0.41959 | 0.049453 | 0.16444 | 7.2223 | 0.010068 | 23.5339 | 14.8034 | 489.8714 | 26.4254 | 1.8272 | 27.2342 | 13.0967 | 0.95199 | 0.1047 | 0.10263 | 0.056053 | 0.097362 | 0.17484 | 1.8613 | 1.375 | 0.043512 | 0.76746 | 0.15417 | 20.3712 | 0.0033786 | 0.0037789 | 9.4568 | 5.2137 | 159.4292 | 15.4478 | 1.5993 | 0.59009 | 0.42352 | 0.6242 | 0.021206 | 0.10145 | 0.36065 | 1.0668 | 1.0539 | 0.028682 | 0.010216 | 0.014114 | 6.3646 | 0.00075187 | 0.21613 | 0.00057157 | 1.0059 | 0.065203 | 0.12658 | 5.7801 | 0.0093172 | 14.8676 | 7.5108 | 558.1751 | 21.0519 | 1.7126 | 18.1646 | 7.8256 | 0.4843 | 0.15706 | 0.21086 | 0.032796 | 0.10769 | 0.070857 | 1.8586 | 0.54548 | 0.1699 | 0.53046 | 0.22496 | 12.5452 | 0.0026889 | 0.002881 | 3.683 | 3.1283 | 65.0482 | 8.3471 | 3.1164 | 0.25596 | 0.27041 | 0.6321 | 0.013676 | 0.05588 | 0.22066 | 1.2686 | 1.094 | 449.1395 | 469.0862 | 46.0155 | 2.3021 | 4.0977 | 1.6367 | 4.1184 | 2.7224 | 11.4795 | 0.15138 | 0.0019551 | 0.019221 | 0.0068518 | 0.37942 | 2.455 | 2.6804 | 5.1917 | 0.71262 | 1.8145
3 | 0.17219 | 0.033528 | 0.0071424 | 1.3486 | 0.99578 | 0.99033 | 0.90968 | 0.029358 | 0.89735 | 0.4599 | 0.74152 | 0.80473 | 0.83265 | 0.22315 | 1864.5872 | 226.2532 | 0.96088 | 0.81779 | 0.16791 | 0.21812 | 0.35137 | 3.0097 | 2.8723 | 818.8167 | 0.0046384 | 164.6151 | 96.0487 | 13.3315 | 127.036 | 18.4746 | 2.1132 | 63.5054 | 13.9867 | 10.2362 | 2534.9537 | 86.9437 | 103.985 | 1605.2776 | 100.2451 | 92.862 | 280.4521 | 218.3479 | 213.8328 | 32.3373 | 45.6645 | 0.79533 | 0.17392 | 0.37977 | 0.01399 | 0.002254 | 7.2175e-05 | 27.8174 | 12.0162 | 3.4879 | 0.85863 | 0.51425 | 0.083368 | 2.683 | 58.2568 | 7.9045 | 0.35944 | 0.85828 | 23.3003 | 83.0513 | 35.225 | 19.789 | 151.2735 | 7.779 | 0.03025 | 0.27018 | 0.69585 | 41.7677 | 19.4127 | 919.2734 | 113.1681 | 3.2313 | 0.10059 | 0.52111 | 0.085472 | 321.3338 | 163.001 | 94.4188 | 66.4923 | 17.1504 | 1055.025 | 215.104 | 85.1589 | 72.1564 | 241.9007 | 143.475 | 92.1953 | 83.7227 | 6.7165 | 0.68787 | 0.9375 | 0.21972 | 69.4283 | 4.9947 | 1.8174 | 1.9672 | 0.18794 | 8.7748e-05 | 33.759 | 0.927 | 0.26459 | 0.19452 | 0.12087 | 2.9016 | 0.9525 | 1.2053 | 0.46907 | 70.67 | 13.5958 | 24.706 | 9.2823 | 121.669 | 108.9219 | 1796.4294 | 211.7984 | 302.5532 | 171.0085 | 737.1588 | 355.1648 | 89.4539 | 425.564 | 0.3255 | 0.31257 | 0.14785 | 0.08168 | 0.0080738 | 0.005855 | 2.6317e-05 | 0.0022395 | 35.6583 | 13.9257 | 0.94402 | 0.20168 | 2.0501 | 5.5796 | 338.518 | 86.4117 | 3.5652 | 6.0012 | 138.5938 | 7.8731 | 138.6598 | 46.093 | 28.0841 | 77.8124 | 623.9955 | 68.8895 | 729.3148 | 10.5126 | 137.236 | 777.3881 | 151.0958 | 99.6604 | 50.4614 | 71.16 | 191.5292 | 49.0154 | 8.5147 | 200.8868 | 93.7638 | 9.8296 | 46.0094 | 568.4118 | 5.8434 | 77.4273 | 58.9765 | 208.4758 | 280.9218 | 93.1746 | 42.7034 | 32.7594 | 46.7986 | 0.0095463 | 0.0012856 | 0.31739 | 35.8925 | 2.6344 | 10.0266 | 3.0954 | 283.1925 | 11.7189 | 5.0156 | 0.43784 | 6481.3843 | 957.2357 | 1197.8791 | 1254.1611 | 28.9789 | 0.86031 | 23.8965 | 3.0529 | 5356.7222 | 1780.2326 | 508.2878 | 106.3694 | 144.6107 | 9.6942 | 144.7016 | 0.0013667 | 33.4218 | 0.17783 | 12.3751 | 56.1754 | 5.5616 | 72.4467 | 186.9669 | 0.11793 | 0.28137 | 2.2878 | 3.3247 | 0.2454 | 0.22589 | 1.0665 | 0.12076 | 35.1822 | 0.0028261 | 13.4495 | 271.6411 | 0.0262 | 125.2846 | 5.3256 | 0.045517 | 0.66356 | 0.26562 | 5.0669 | 0.087158 | 1.7783 | 1.065 | 1.5925 | 0.019014 | 0.12345 | 0.054085 | 4.1861 | 0.040498 | 0.53226 | 0.20452 | 8.2533 | 0.00041193 | 0.0033448 | 0.0031852 | 5.3 | 0.020194 | 0.38992 | 0.22053 | 0.25939 | 0.0010807 | 0.020383 | 0.012181 | 1.3387 | 0.00517 | 0.095739 | 0.052398 | 0.75742 | 0.0033441 | 0.04565 | 0.16542 | 0.52832 | 0.25503 | 1.0104 | 237.2108 | 0.016511 | 1.9938 | 0.011192 | 5.2982 | 3.7923 | 3.0908 | 195.0021 | 0.20917 | 10.7613 | 8.0601 | 13.606 | 108097.2281 | 9.152 | 337.5801 | 8.4982 | 4.36 | 1.9482 | 1.8529 | 2.9701 | 1.5449 | 1.9189 | 13.8351 | 3.9254 | 0.65349 | 8.9375 | 2.9996 | 277.4354 | 8.9638 | 0.46753 | 17.0888 | 29.3102 | 702.0436 | 63.4867 | 4.7769 | 3.1312 | 7.5123 | 8.3683 | 0.27441 | 1.1667 | 4.695 | 7.0417 | 6.4615 | 0.0022623 | 0.0012449 | 0.0041843 | 1.5755 | 9.2954e-05 | 0.0074195 | 5.5342e-05 | 0.019314 | 0.0023937 | 0.0083597 | 12.4639 | 0.00077246 | 0.67862 | 0.2911 | 7.6722 | 1.2979 | 0.039015 | 1.2443 | 0.33119 | 0.019663 | 0.0080309 | 0.006521 | 0.003563 | 0.0063416 | 0.0063347 | 0.055595 | 0.081512 | 0.0034391 | 0.035812 | 0.011028 | 1.0745 | 0.0004579 | 0.00044455 | 0.1017 | 0.12353 | 3.0252 | 0.29625 | 0.023083 | 0.046372 | 0.029635 | 0.036893 | 0.0011499 | 0.0052622 | 0.021998 | 0.026393 | 0.02369 | 0.038345 | 0.017349 | 0.060461 | 16.4039 | 0.0012177 | 0.10663 | 0.00076301 | 0.37959 | 0.045748 | 0.14607 | 7.5016 | 0.010887 | 21.3724 | 14.0055 | 474.0862 | 28.1835 | 1.8709 | 27.8926 | 12.7944 | 0.92849 | 0.11191 | 0.092032 | 0.049416 | 0.091442 | 0.1789 | 1.7932 | 1.2821 | 0.040358 | 0.92294 | 0.17142 | 21.1766 | 0.00339 | 0.0034317 | 10.8842 | 5.6408 | 162.6975 | 14.7953 | 1.8225 | 0.64802 | 0.4508 | 0.64313 | 0.021662 | 0.091272 | 0.40076 | 1.08 | 1.1226 | 0.026479 | 0.010867 | 0.015156 | 6.3582 | 0.00089749 | 0.20434 | 0.00057771 | 0.85237 | 0.059274 | 0.12176 | 5.3149 | 0.0085106 | 15.0235 | 8.823 | 574.5295 | 19.3605 | 1.6818 | 19.3176 | 7.9068 | 0.54766 | 0.1527 | 0.20212 | 0.02776 | 0.11754 | 0.076519 | 2.0869 | 0.64337 | 0.17186 | 0.47309 | 0.20015 | 12.462 | 0.0027952 | 0.0032598 | 3.5465 | 2.6125 | 57.0082 | 8.9287 | 3.0554 | 0.272 | 0.30391 | 0.60949 | 0.013542 | 0.056642 | 0.22257 | 1.1363 | 1.1383 | 456.7345 | 401.1309 | 40.2543 | 2.1135 | 3.1985 | 1.339 | 4.4757 | 2.6802 | 11.7371 | 0.21307 | 0.0012398 | 0.021322 | 0.017292 | 0.24694 | 1.921 | 1.9901 | 2.3874 | 1.316 | 2.1532
4 | 0.16979 | 0.037503 | 0.020621 | 1.424 | 0.993 | 0.99462 | 0.75408 | 0.090436 | 0.88769 | 0.42804 | 0.65848 | 0.78084 | 0.78263 | 0.17026 | 1444.3495 | 112.9249 | 0.94356 | 0.85171 | 0.15145 | 0.18203 | 0.058821 | 3.2412 | 3.1987 | 483.0274 | 0.0028188 | 129.609 | 114.867 | 16.1305 | 139.276 | 14.4757 | 1.8214 | 69.6997 | 17.8474 | 13.192 | 2958.2497 | 77.5326 | 89.2316 | 1642.9806 | 131.297 | 77.5434 | 296.038 | 285.4647 | 262.0758 | 33.4686 | 47.4215 | 0.75466 | 0.02033 | 0.22062 | 0.014667 | 0.0016841 | 6.7712e-05 | 30.7728 | 12.5069 | 2.5396 | 0.89615 | 0.6888 | 0.098426 | 2.4409 | 66.009 | 10.4515 | 0.24804 | 0.75266 | 26.9168 | 78.1642 | 42.1372 | 17.1291 | 130.3918 | 8.6655 | 0.037781 | 0.31407 | 0.98842 | 30.8836 | 21.0192 | 511.4603 | 128.194 | 3.1731 | 0.084536 | 0.40127 | 0.10959 | 268.0259 | 167.7253 | 82.9514 | 71.9274 | 14.9215 | 1256.9238 | 225.352 | 67.866 | 90.1307 | 268.2714 | 165.3252 | 91.0223 | 86.7018 | 8.7982 | 0.7113 | 0.99128 | 0.32835 | 50.9117 | 5.7707 | 1.8676 | 2.5361 | 0.18807 | 7.4217e-05 | 33.295 | 1.2857 | 0.23479 | 0.2163 | 0.1593 | 2.984 | 0.95426 | 1.3945 | 0.35935 | 94.379 | 14.0089 | 27.1118 | 9.8216 | 158.6912 | 137.7832 | 2074.226 | 271.507 | 398.9011 | 200.6434 | 695.0578 | 314.0916 | 77.8329 | 388.6864 | 0.004612 | 0.23836 | 0.17543 | 0.083009 | 0.010639 | 0.007052 | 2.8499e-05 | 0.0018134 | 34.6607 | 11.9178 | 0.99572 | 0.15445 | 2.8269 | 6.8326 | 417.236 | 95.613 | 2.6513 | 4.3106 | 137.9593 | 10.2781 | 105.1931 | 43.7657 | 36.2854 | 87.312 | 726.4406 | 61.4972 | 647.9443 | 10.6957 | 119.5305 | 631.9752 | 161.6204 | 104.4067 | 56.8166 | 70.8156 | 225.3028 | 55.8593 | 9.2687 | 185.4927 | 80.4788 | 10.2033 | 47.6749 | 532.5083 | 6.9547 | 79.8716 | 67.7141 | 204.7499 | 254.7141 | 77.16 | 44.7481 | 31.4327 | 42.9974 | 0.0082577 | 0.0010835 | 0.28117 | 34.343 | 2.5398 | 12.4633 | 3.1755 | 320.0744 | 10.7779 | 4.1923 | 0.53802 | 6726.6348 | 757.625 | 1397.4861 | 1228.9564 | 34.53 | 1.1199 | 21.2077 | 2.4397 | 4769.071 | 1574.0158 | 599.6389 | 87.8164 | 120.4607 | 9.0325 | 176.353 | 0.0014822 | 36.348 | 0.18808 | 14.0794 | 78.8956 | 5.8298 | 89.4914 | 209.776 | 0.12274 | 0.27756 | 1.1355 | 3.681 | 0.1338 | 0.20176 | 1.0301 | 0.19957 | 36.8892 | 0.0030693 | 13.2604 | 324.2933 | 0.025439 | 126.9988 | 5.4675 | 0.048604 | 0.63784 | 0.23876 | 4.8271 | 0.090532 | 1.6631 | 1.086 | 1.463 | 0.018679 | 0.11375 | 0.055381 | 4.4284 | 0.035953 | 0.51324 | 0.21342 | 7.9706 | 0.00044055 | 0.0035298 | 0.0029639 | 5.0926 | 0.022125 | 0.39885 | 0.20464 | 0.24722 | 0.0011119 | 0.021177 | 0.012805 | 1.2753 | 0.0055591 | 0.083819 | 0.048445 | 0.6873 | 0.0038705 | 0.041796 | 0.18831 | 0.54147 | 0.29494 | 1.1554 | 244.3064 | 0.013005 | 1.93 | 0.01125 | 3.5027 | 5.4495 | 2.177 | 191.5884 | 0.36808 | 9.3237 | 9.2882 | 14.6659 | 111123.4043 | 8.3465 | 329.8532 | 8.1323 | 4.4379 | 2.1441 | 1.8237 | 2.6323 | 1.4975 | 1.8636 | 15.3131 | 4.0165 | 0.68114 | 7.7132 | 2.8208 | 256.515 | 7.8234 | 0.47057 | 17.4901 | 25.9424 | 661.7275 | 68.7119 | 4.8486 | 2.7068 | 8.3472 | 7.0767 | 0.25586 | 1.1218 | 5.2884 | 7.2165 | 6.7474 | 0.0020066 | 0.0012876 | 0.0038637 | 1.5561 | 9.1555e-05 | 0.0070624 | 5.8252e-05 | 0.019705 | 0.0025056 | 0.0084871 | 12.9906 | 0.00072312 | 0.58952 | 0.31624 | 7.3624 | 1.2812 | 0.03604 | 1.4064 | 0.29941 | 0.019308 | 0.0075239 | 0.0067223 | 0.0035971 | 0.0055172 | 0.0067079 | 0.062108 | 0.072627 | 0.0032621 | 0.03539 | 0.011416 | 1.1259 | 0.00046837 | 0.00046379 | 0.10545 | 0.12788 | 2.7525 | 0.30443 | 0.01979 | 0.045077 | 0.028343 | 0.033713 | 0.0010606 | 0.0050781 | 0.020138 | 0.025476 | 0.026116 | 0.037867 | 0.018382 | 0.056352 | 17.7891 | 0.0012904 | 0.094095 | 0.00084479 | 0.4172 | 0.047639 | 0.15959 | 7.0454 | 0.010147 | 22.461 | 15.2712 | 525.6146 | 29.4244 | 1.8829 | 31.0347 | 14.1139 | 0.9937 | 0.10119 | 0.10488 | 0.054772 | 0.087392 | 0.16098 | 2.0245 | 1.5329 | 0.047929 | 0.78697 | 0.16564 | 19.8912 | 0.0035063 | 0.0036942 | 10.5105 | 5.2914 | 151.9002 | 13.935 | 1.6386 | 0.65365 | 0.40298 | 0.63635 | 0.021955 | 0.098074 | 0.38298 | 0.97373 | 1.0269 | 0.026552 | 0.010756 | 0.0146 | 6.7152 | 0.00083638 | 0.2383 | 0.00054896 | 0.96631 | 0.070436 | 0.12391 | 5.4352 | 0.0084059 | 17.0331 | 8.9049 | 579.6321 | 20.4932 | 1.9061 | 20.7708 | 7.7568 | 0.58382 | 0.14836 | 0.21879 | 0.02707 | 0.10839 | 0.072186 | 1.871 | 0.59365 | 0.17937 | 0.48659 | 0.22514 | 11.6073 | 0.0029811 | 0.002917 | 3.6051 | 2.7431 | 61.9425 | 7.9337 | 3.3594 | 0.24852 | 0.29349 | 0.66216 | 0.012958 | 0.052869 | 0.20308 | 1.0913 | 1.255 | 394.8799 | 424.8418 | 42.8344 | 2.605 | 3.4725 | 1.6167 | 3.3679 | 3.0657 | 13.4372 | 0.22936 | 0.0023348 | 0.03901 | 0.008441 | 0.15775 | 0.98093 | 1.9502 | 2.7514 | 1.4429 | 1.3084
5 | 0.16298 | 0.015022 | 0.015426 | 1.12 | 0.99814 | 0.99285 | 0.73341 | 0.083689 | 0.80334 | 0.65574 | 0.67813 | 0.77216 | 0.81403 | 0.20818 | 1231.0044 | 360.4284 | 0.95522 | 0.83808 | 0.12151 | 0.23341 | 0.1204 | 2.2625 | 4.5783 | 511.3045 | 0.0039219 | 160.7071 | 123.4339 | 15.5137 | 141.988 | 15.7392 | 1.9745 | 66.6033 | 15.3256 | 9.6846 | 2447.2721 | 83.8571 | 100.2391 | 1744.1372 | 119.201 | 81.9929 | 283.8036 | 213.6204 | 236.8032 | 34.407 | 57.7088 | 0.83942 | 0.20535 | 0.033995 | 0.014934 | 0.0018135 | 7.4533e-05 | 39.2721 | 11.6638 | 2.6021 | 1.012 | 0.71353 | 0.1191 | 2.3211 | 44.0091 | 7.9706 | 0.29034 | 0.77526 | 18.5501 | 98.4949 | 39.1229 | 24.2187 | 142.3782 | 9.6134 | 0.037487 | 0.28358 | 0.83082 | 26.9272 | 19.052 | 546.3454 | 141.1807 | 3.8558 | 0.09827 | 0.41794 | 0.11318 | 306.4259 | 136.5789 | 99.0839 | 68.824 | 16.7754 | 1273.112 | 284.4667 | 94.5705 | 86.217 | 257.8019 | 150.1882 | 80.0052 | 70.5556 | 8.9176 | 0.49268 | 0.69244 | 0.48165 | 56.7978 | 6.1753 | 1.761 | 2.292 | 0.1697 | 8.9535e-05 | 31.4176 | 0.99058 | 0.20513 | 0.17007 | 0.16128 | 3.5111 | 0.95929 | 0.93621 | 0.38873 | 108.5685 | 15.8885 | 37.4148 | 8.8384 | 156.8717 | 211.0286 | 1971.8088 | 231.5479 | 425.5464 | 176.2537 | 714.255 | 386.2392 | 94.0674 | 419.4382 | 0.021827 | 0.25193 | 0.031258 | 0.084328 | 0.0099206 | 0.0053261 | 2.3733e-05 | 0.0022798 | 31.9228 | 10.5988 | 0.9751 | 0.18731 | 2.3811 | 4.2518 | 385.8998 | 78.2225 | 3.9894 | 6.2038 | 147.4397 | 8.3518 | 135.8544 | 50.2518 | 37.4524 | 104.1962 | 672.8346 | 71.4107 | 635.7261 | 8.0471 | 106.2568 | 759.4215 | 133.6324 | 89.2897 | 49.2642 | 65.8787 | 238.2406 | 55.1467 | 8.3667 | 181.3211 | 97.3293 | 11.7117 | 44.5621 | 583.5709 | 6.2406 | 87.8091 | 58.2289 | 193.5775 | 300.6322 | 95.3302 | 46.6538 | 35.0911 | 48.0809 | 0.010374 | 0.0011814 | 0.3084 | 34.8185 | 2.7856 | 11.9516 | 2.3324 | 274.4192 | 11.2422 | 4.6173 | 0.42817 | 6345.814 | 835.7959 | 1320.7469 | 1276.9105 | 30.9455 | 0.91339 | 21.8249 | 2.5753 | 4948.8235 | 1617.2195 | 607.2235 | 89.0437 | 126.7355 | 8.22 | 159.005 | 0.0010902 | 35.4267 | 0.14033 | 14.3622 | 61.7266 | 4.5523 | 80.1576 | 157.2794 | 0.11862 | 0.2957 | 2.4791 | 2.7479 | 0.19342 | 0.26907 | 1.008 | 0.1947 | 32.4614 | 0.0029155 | 12.8514 | 280.8465 | 0.023802 | 118.7722 | 5.2784 | 0.044279 | 0.65726 | 0.2603 | 4.8746 | 0.093207 | 1.8942 | 1.0347 | 1.5739 | 0.018175 | 0.11509 | 0.050975 | 4.5777 | 0.037602 | 0.52503 | 0.20795 | 7.8776 | 0.00041829 | 0.0032572 | 0.0027177 | 5.6317 | 0.019086 | 0.36305 | 0.21491 | 0.29254 | 0.0011903 | 0.021336 | 0.012442 | 1.1162 | 0.0054883 | 0.085409 | 0.057244 | 0.67978 | 0.0034149 | 0.041224 | 0.17403 | 0.54528 | 0.27713 | 0.97009 | 335.6186 | 0.015283 | 2.0015 | 0.01163 | 4.5731 | 5.7685 | 3.129 | 199.8328 | 0.09828 | 10.804 | 8.9894 | 14.5851 | 113532.6677 | 8.968 | 303.5632 | 9.3116 | 4.1793 | 2.1704 | 1.8947 | 2.612 | 1.5078 | 1.957 | 12.9836 | 3.7158 | 0.66515 | 8.4007 | 2.8277 | 267.8027 | 8.3058 | 0.45934 | 20.2162 | 27.1607 | 642.7632 | 68.1747 | 4.8756 | 2.6366 | 7.2506 | 7.838 | 0.26519 | 1.2418 | 4.7213 | 7.3094 | 6.1873 | 0.002199 | 0.0012233 | 0.0040785 | 1.6074 | 9.0274e-05 | 0.0069104 | 6.2261e-05 | 0.016636 | 0.0025363 | 0.0077232 | 11.8549 | 0.00075854 | 0.63869 | 0.29694 | 7.3668 | 1.2742 | 0.038896 | 1.3953 | 0.2923 | 0.019025 | 0.0069803 | 0.0063723 | 0.0038369 | 0.0059594 | 0.007498 | 0.063696 | 0.067875 | 0.0035315 | 0.030815 | 0.0097296 | 1.1838 | 0.00040593 | 0.00044051 | 0.10211 | 0.12454 | 2.8109 | 0.27624 | 0.020262 | 0.047617 | 0.02706 | 0.037933 | 0.0011788 | 0.0047915 | 0.01903 | 0.026818 | 0.025193 | 0.037762 | 0.017451 | 0.063601 | 17.1221 | 0.0011928 | 0.091658 | 0.00086011 | 0.43833 | 0.046391 | 0.16126 | 7.6223 | 0.012103 | 22.3321 | 14.9664 | 531.0432 | 28.33 | 1.6522 | 28.2961 | 12.9124 | 0.84215 | 0.11041 | 0.093548 | 0.052768 | 0.085808 | 0.16461 | 1.9302 | 1.3137 | 0.046327 | 0.87163 | 0.1679 | 17.7801 | 0.0032454 | 0.0035567 | 10.8099 | 4.7109 | 144.3728 | 12.9274 | 1.8087 | 0.6008 | 0.44716 | 0.65143 | 0.021413 | 0.086315 | 0.38148 | 1.0805 | 1.0105 | 0.024987 | 0.011591 | 0.015314 | 7.4477 | 0.0008108 | 0.21831 | 0.00059559 | 0.87477 | 0.066845 | 0.13592 | 4.9272 | 0.0082071 | 14.5774 | 8.0063 | 587.8748 | 19.4707 | 1.965 | 19.1781 | 9.056 | 0.53017 | 0.14621 | 0.20546 | 0.030119 | 0.11005 | 0.08214 | 1.9945 | 0.53856 | 0.16301 | 0.52383 | 0.22863 | 12.3221 | 0.0029407 | 0.0030809 | 3.7687 | 3.1107 | 62.0881 | 9.1149 | 3.3145 | 0.26633 | 0.28394 | 0.61339 | 0.014449 | 0.049861 | 0.2377 | 1.3009 | 1.106 | 423.074 | 499.2597 | 53.373 | 2.0221 | 2.7974 | 1.4562 | 4.5292 | 2.9105 | 12.4845 | 0.083557 | 0.001578 | 0.024179 | 0.013114 | 0.3031 | 1.6243 | 2.41 | 5.0897 | 0.82478 | 0.89069
6 | 0.14454 | 0.023673 | 0.011103 | 1.2136 | 0.99137 | 0.99161 | 0.82136 | 0.0768 | 0.83707 | 0.56778 | 0.70482 | 0.84695 | 0.89602 | 0.21739 | 1268.681 | 415.9704 | 0.95013 | 0.8302 | 0.20084 | 0.32187 | 0.4087 | 0.40646 | 6.3409 | 316.6424 | 0.0079032 | 167.5654 | 110.1231 | 14.772 | 150.9847 | 15.0545 | 1.8649 | 55.72 | 13.8513 | 12.7067 | 2341.3232 | 94.0485 | 87.5792 | 1667.1771 | 111.9305 | 87.3142 | 307.2398 | 223.0906 | 228.3125 | 30.8931 | 52.3873 | 0.73193 | 0.32401 | 0.32953 | 0.019625 | 0.0021195 | 9.3498e-05 | 35.9393 | 13.2491 | 2.8187 | 0.71572 | 0.56275 | 0.084559 | 2.713 | 48.6608 | 8.6614 | 0.33893 | 0.83718 | 20.8756 | 127.7693 | 33.2 | 16.1969 | 139.7452 | 9.0259 | 0.034202 | 0.28998 | 0.92261 | 37.027 | 21.3902 | 733.7211 | 108.5075 | 2.7161 | 0.080104 | 0.44369 | 0.084339 | 220.3405 | 129.0231 | 101.6744 | 55.407 | 18.3488 | 1106.4191 | 243.6841 | 68.679 | 75.5526 | 281.7432 | 141.1327 | 87.0971 | 79.0913 | 7.0391 | 0.53835 | 0.64844 | 0.17718 | 63.4211 | 6.3598 | 1.7351 | 1.9691 | 0.19397 | 7.8438e-05 | 32.1713 | 1.1149 | 0.22556 | 0.22925 | 0.18205 | 2.4475 | 0.96626 | 1.2868 | 0.49658 | 78.8709 | 12.3659 | 35.7813 | 9.8008 | 135.0906 | 156.3192 | 2214.1161 | 268.1485 | 361.6595 | 153.256 | 836.5863 | 330.7337 | 94.3226 | 450.3315 | 0.12749 | 0.27763 | 0.082796 | 0.064938 | 0.0086524 | 0.0059914 | 1.974e-05 | 0.0024833 | 39.0993 | 11.504 | 0.80641 | 0.18374 | 2.8727 | 6.4413 | 301.7469 | 77.9481 | 3.5335 | 5.0025 | 117.8241 | 8.2587 | 108.7712 | 51.6277 | 36.8061 | 95.3806 | 662.8722 | 72.4995 | 548.3127 | 9.1366 | 120.4873 | 721.9021 | 148.7026 | 81.0407 | 62.2337 | 63.6263 | 224.7225 | 59.5988 | 7.6873 | 158.661 | 92.4557 | 11.8792 | 46.7444 | 686.8143 | 6.18 | 83.6247 | 59.5431 | 189.663 | 252.2209 | 82.887 | 45.1525 | 31.7437 | 50.9242 | 0.010726 | 0.0013071 | 0.23353 | 27.6242 | 2.034 | 12.8259 | 3.2686 | 210.7827 | 7.7624 | 4.6722 | 0.41195 | 5879.9039 | 806.2958 | 1173.1235 | 1068.2963 | 35.2416 | 1.1675 | 20.2958 | 3.1438 | 4483.3638 | 1756.0975 | 487.7109 | 103.3006 | 122.9712 | 8.5789 | 165.104 | 0.0012624 | 28.6198 | 0.14806 | 11.2519 | 64.4977 | 3.7376 | 68.3515 | 216.4725 | 0.12637 | 0.22216 | 2.6225 | 2.3237 | 0.29168 | 0.21117 | 1.2772 | 0.16073 | 35.4986 | 0.0027729 | 14.429 | 311.016 | 0.025564 | 116.7935 | 5.7564 | 0.043222 | 0.60118 | 0.25482 | 4.6072 | 0.094521 | 1.8679 | 1.1024 | 1.4397 | 0.020287 | 0.11862 | 0.049477 | 4.7179 | 0.040057 | 0.56298 | 0.19979 | 8.921 | 0.00044659 | 0.0035813 | 0.0030226 | 5.3656 | 0.020636 | 0.37293 | 0.23215 | 0.27668 | 0.001128 | 0.022471 | 0.013675 | 1.2873 | 0.0048323 | 0.09898 | 0.049506 | 0.67106 | 0.0032985 | 0.047656 | 0.16593 | 0.53283 | 0.26701 | 1.0188 | 378.7945 | 0.016406 | 1.988 | 0.01197 | 3.1717 | 4.8343 | 2.4521 | 200.4349 | 0.30223 | 9.2422 | 8.7016 | 14.4609 | 103054.2304 | 9.2258 | 355.1822 | 8.6692 | 4.7197 | 1.9333 | 2.1157 | 2.8089 | 1.6695 | 1.7519 | 12.6697 | 3.8375 | 0.76715 | 8.1793 | 2.7635 | 293.5248 | 7.6077 | 0.48484 | 17.7535 | 28.6534 | 629.4146 | 60.6649 | 4.3379 | 2.7863 | 7.9046 | 7.2062 | 0.24395 | 1.1481 | 5.1564 | 7.1455 | 6.575 | 0.0020362 | 0.0013291 | 0.0039539 | 1.6318 | 8.169e-05 | 0.0066161 | 6.5023e-05 | 0.018939 | 0.0028445 | 0.0085902 | 13.5733 | 0.00074989 | 0.66675 | 0.30312 | 7.9248 | 1.1984 | 0.036932 | 1.3831 | 0.27593 | 0.017763 | 0.0079212 | 0.0067993 | 0.0036763 | 0.0064952 | 0.0071205 | 0.058179 | 0.073072 | 0.0036401 | 0.035763 | 0.011637 | 1.043 | 0.00045177 | 0.00041138 | 0.10006 | 0.12135 | 2.6462 | 0.30825 | 0.019457 | 0.049104 | 0.026574 | 0.033815 | 0.0012197 | 0.0057087 | 0.02119 | 0.027187 | 0.023946 | 0.039067 | 0.017988 | 0.062612 | 18.9732 | 0.0011812 | 0.10857 | 0.00084185 | 0.44061 | 0.047998 | 0.14216 | 7.3745 | 0.011669 | 23.9192 | 12.8572 | 455.2265 | 26.8105 | 1.7144 | 28.108 | 14.6929 | 0.97295 | 0.11968 | 0.10904 | 0.059748 | 0.098082 | 0.17324 | 2.0075 | 1.3642 | 0.045151 | 0.8845 | 0.15843 | 21.4142 | 0.0032413 | 0.0032984 | 9.809 | 5.4478 | 157.1393 | 14.3086 | 1.6743 | 0.60842 | 0.39326 | 0.58535 | 0.019753 | 0.097481 | 0.36257 | 1.1035 | 1.0693 | 0.024663 | 0.011987 | 0.014699 | 6.8886 | 0.00082853 | 0.24059 | 0.00061486 | 0.89767 | 0.062837 | 0.13337 | 5.7754 | 0.0086927 | 16.387 | 9.0199 | 485.9078 | 20.3281 | 1.8119 | 17.8473 | 7.5148 | 0.54098 | 0.14152 | 0.23306 | 0.030463 | 0.10124 | 0.082851 | 1.9767 | 0.53635 | 0.17543 | 0.53859 | 0.21847 | 11.5108 | 0.0030751 | 0.0027722 | 4.0928 | 2.6595 | 66.6928 | 8.6494 | 3.194 | 0.27775 | 0.30767 | 0.66973 | 0.014137 | 0.049269 | 0.23127 | 1.2836 | 1.1697 | 355.826 | 450.1983 | 74.846 | 2.663 | 3.443 | 1.6828 | 3.8429 | 3.7928 | 10.955 | 0.2367 | 0.00096839 | 0.030414 | 0.016718 | 0.40589 | 0.89927 | 1.6423 | 4.9275 | 1.0373 | 1.7057
7 | 0.13795 | 0.013987 | 0.024839 | 1.4527 | 0.9996 | 0.99654 | 0.67247 | 0.023168 | 0.7735 | 0.71638 | 0.66324 | 0.71474 | 0.80198 | 0.23534 | 991.1083 | 325.7022 | 0.95801 | 0.81357 | 0.13496 | 0.27857 | 0.27272 | 1.3776 | 1.4446 | 332.4151 | 0.0087814 | 141.1518 | 105.3922 | 15.0426 | 168.4388 | 16.6872 | 1.6925 | 58.0498 | 14.6669 | 11.6915 | 2331.1099 | 99.2931 | 94.6851 | 1753.3607 | 105.5562 | 102.1307 | 298.577 | 282.6813 | 218.1844 | 28.0017 | 46.7799 | 0.89036 | 0.074765 | 0.19384 | 0.015594 | 0.0015793 | 8.938e-05 | 30.2893 | 9.6803 | 3.312 | 0.79285 | 0.6742 | 0.10424 | 2.4806 | 63.9351 | 2.9946 | 0.31449 | 0.86276 | 19.5513 | 90.3717 | 29.8719 | 24.6786 | 129.383 | 8.3174 | 0.035912 | 0.32847 | 0.63855 | 35.8186 | 13.6566 | 783.5886 | 97.3783 | 3.0866 | 0.10744 | 0.60458 | 0.076573 | 340.3006 | 131.8117 | 97.5838 | 70.0689 | 15.4139 | 1144.9248 | 237.1264 | 95.355 | 89.403 | 232.2351 | 179.3754 | 94.9796 | 72.9738 | 7.8125 | 0.45731 | 0.91487 | 0.19228 | 54.3898 | 5.4739 | 2.2058 | 2.1276 | 0.15007 | 9.0365e-05 | 28.9767 | 1.1048 | 0.25498 | 0.2491 | 0.16594 | 3.5721 | 0.95733 | 1.0569 | 0.53714 | 89.3097 | 15.4666 | 27.4863 | 10.341 | 118.2134 | 131.2492 | 1913.3139 | 246.8048 | 415.3848 | 198.8891 | 765.3984 | 369.0301 | 80.0025 | 458.193 | 0.21511 | 0.057274 | 0.099962 | 0.061472 | 0.0083886 | 0.0067901 | 2.7412e-05 | 0.0024653 | 33.249 | 12.9303 | 1.0665 | 0.14965 | 2.4547 | 5.437 | 327.3328 | 61.5964 | 3.8333 | 4.4684 | 153.1656 | 8.0601 | 110.7483 | 42.6029 | 33.6197 | 102.7377 | 635.3869 | 74.0371 | 595.3711 | 9.204 | 113.392 | 634.2549 | 166.3499 | 105.62 | 53.7748 | 75.2808 | 215.5329 | 62.0202 | 8.2746 | 193.8641 | 80.2102 | 9.5656 | 54.4947 | 522.1725 | 7.0146 | 65.101 | 61.8637 | 185.4361 | 304.2254 | 87.5034 | 51.6882 | 29.3692 | 45.7136 | 0.0090038 | 0.0011158 | 0.32719 | 38.1709 | 2.5512 | 13.5291 | 2.6091 | 206.9228 | 8.6188 | 6.0724 | 0.62115 | 5603.6642 | 727.6594 | 1299.1561 | 1487.4929 | 32.0963 | 0.82259 | 26.518 | 2.7316 | 5217.693 | 1842.614 | 586.9156 | 83.8312 | 125.3517 | 10.311 | 185.007 | 0.0014204 | 28.015 | 0.16369 | 14.7846 | 84.2798 | 3.3046 | 54.7638 | 222.0597 | 0.12122 | 0.24787 | 2.1039 | 2.8045 | 0.39944 | 0.23853 | 0.97072 | 0.13131 | 32.8409 | 0.0026535 | 13.9593 | 279.2124 | 0.02325 | 120.0634 | 5.2618 | 0.04634 | 0.62365 | 0.25335 | 5.0344 | 0.09584 | 1.8222 | 1.0174 | 1.447 | 0.018794 | 0.12137 | 0.056375 | 4.4528 | 0.037217 | 0.5518 | 0.21037 | 8.1828 | 0.00041146 | 0.0037659 | 0.0027954 | 5.5432 | 0.019473 | 0.34673 | 0.22723 | 0.25342 | 0.001181 | 0.02099 | 0.013308 | 1.1552 | 0.0052131 | 0.091472 | 0.052204 | 0.65556 | 0.0036981 | 0.04537 | 0.17168 | 0.52481 | 0.28937 | 1.1097 | 285.4899 | 0.013338 | 1.982 | 0.012117 | 4.7847 | 4.0234 | 2.8046 | 203.903 | 0.3391 | 10.2339 | 9.1308 | 14.9236 | 111909.1262 | 8.3173 | 300.5257 | 9.6223 | 4.0709 | 2.0045 | 1.9917 | 2.8558 | 1.5505 | 1.7164 | 12.8986 | 3.9786 | 0.78462 | 7.8538 | 2.8838 | 246.251 | 8.8083 | 0.425 | 17.8306 | 26.8239 | 609.2259 | 69.3062 | 4.383 | 2.8076 | 7.8216 | 7.6667 | 0.28749 | 1.2581 | 4.8902 | 6.8684 | 6.8022 | 0.0019102 | 0.0013527 | 0.0044244 | 1.4309 | 8.562e-05 | 0.0077556 | 6.3763e-05 | 0.01679 | 0.0026271 | 0.0080117 | 11.7684 | 0.00067104 | 0.63339 | 0.27904 | 8.0572 | 1.3771 | 0.040805 | 1.2084 | 0.33005 | 0.020726 | 0.0077552 | 0.0069802 | 0.0034673 | 0.0063783 | 0.0072252 | 0.064033 | 0.074348 | 0.0038698 | 0.030235 | 0.01088 | 1.0829 | 0.00047376 | 0.00045747 | 0.095298 | 0.10941 | 2.5677 | 0.28289 | 0.022817 | 0.046887 | 0.028098 | 0.035811 | 0.0011109 | 0.005624 | 0.01941 | 0.024227 | 0.027245 | 0.036448 | 0.017653 | 0.053941 | 16.885 | 0.0011699 | 0.10353 | 0.00080885 | 0.42763 | 0.052198 | 0.16248 | 7.1798 | 0.011949 | 21.5985 | 13.5085 | 448.2044 | 30.893 | 1.8517 | 26.0478 | 13.7482 | 0.92335 | 0.11489 | 0.095897 | 0.058833 | 0.089289 | 0.18057 | 1.8978 | 1.4622 | 0.041329 | 0.86349 | 0.15623 | 19.6291 | 0.003107 | 0.0036249 | 10.7653 | 5.0116 | 150.433 | 13.3385 | 1.7867 | 0.66963 | 0.46004 | 0.61541 | 0.021903 | 0.098739 | 0.39654 | 0.98365 | 1.1683 | 0.028773 | 0.011188 | 0.014009 | 6.4389 | 0.00079549 | 0.19922 | 0.0006028 | 0.86612 | 0.058694 | 0.11752 | 5.3779 | 0.0078358 | 16.32 | 8.2549 | 524.705 | 20.1104 | 1.7491 | 17.4707 | 9.0529 | 0.50414 | 0.16267 | 0.23884 | 0.032125 | 0.10347 | 0.078822 | 1.7854 | 0.59973 | 0.17362 | 0.5022 | 0.18982 | 11.9914 | 0.0032275 | 0.0028492 | 3.5011 | 2.7628 | 64.1726 | 7.5451 | 3.4117 | 0.26225 | 0.32769 | 0.62882 | 0.012212 | 0.058052 | 0.21545 | 1.1699 | 1.1871 | 346.9062 | 531.6401 | 64.6308 | 2.8084 | 2.9285 | 1.1275 | 3.7527 | 4.2808 | 15.661 | 0.097184 | 0.0018447 | 0.047282 | 0.011901 | 0.35386 | 2.4774 | 1.2734 | 3.4954 | 1.5349 | 1.1057
8 | 0.16859 | 0.0069851 | 0.010738 | 1.1139 | 0.99513 | 0.99144 | 0.97907 | 0.044285 | 0.8687 | 0.49903 | 0.71707 | 0.88174 | 0.76651 | 0.23818 | 1368.3939 | 334.6236 | 0.96526 | 0.85757 | 0.19538 | 0.20056 | 0.41989 | 3.4923 | 4.9873 | 370.8249 | 0.0060944 | 156.8966 | 116.6966 | 15.6356 | 155.5783 | 17.489 | 2.022 | 59.5272 | 16.6424 | 11.3684 | 2576.6365 | 77.1924 | 90.1192 | 1499.2028 | 102.4528 | 82.5977 | 304.1627 | 250.3337 | 257.8895 | 31.0293 | 48.7422 | 0.8543 | 0.13237 | 0.0036644 | 0.015977 | 0.0020916 | 7.9686e-05 | 31.6287 | 10.8859 | 3.4537 | 0.97831 | 0.61853 | 0.088514 | 2.1887 | 47.2657 | 11.7318 | 0.32262 | 0.77799 | 16.7686 | 109.2802 | 41.7678 | 19.0999 | 156.3059 | 10.1166 | 0.03677 | 0.30669 | 0.82456 | 45.4118 | 17.9778 | 575.1098 | 77.887 | 3.6831 | 0.11108 | 0.55186 | 0.094957 | 253.3679 | 147.5285 | 87.3787 | 67.8866 | 14.7135 | 1069.7682 | 285.6696 | 91.9228 | 77.0655 | 285.4219 | 155.7902 | 77.5925 | 74.1458 | 7.6942 | 0.72779 | 0.81992 | 0.23549 | 65.4825 | 6.3876 | 1.9459 | 2.8615 | 0.16685 | 8.3403e-05 | 38.0788 | 1.326 | 0.21881 | 0.20391 | 0.17541 | 3.2564 | 0.96021 | 1.0241 | 0.54655 | 67.8238 | 16.656 | 28.8911 | 9.5232 | 145.6157 | 104.6202 | 2050.0688 | 276.2606 | 365.1828 | 173.7863 | 912.7928 | 395.2042 | 97.771 | 431.034 | 0.42433 | 0.41085 | 0.15705 | 0.066803 | 0.0075431 | 0.0055714 | 2.5812e-05 | 0.0020201 | 27.7683 | 12.9656 | 1.0244 | 0.18007 | 2.0948 | 5.7358 | 304.6238 | 93.2224 | 3.9158 | 5.8462 | 158.3147 | 9.5518 | 133.3864 | 44.4499 | 30.5443 | 86.7033 | 614.8196 | 58.9045 | 680.0475 | 8.2678 | 108.2318 | 669.3061 | 159.6226 | 99.1373 | 59.1507 | 64.0746 | 205.6856 | 54.2403 | 9.993 | 150.9433 | 95.2999 | 10.6758 | 50.6238 | 538.1746 | 6.8028 | 71.1702 | 60.4484 | 178.2895 | 322.5353 | 83.9378 | 45.6027 | 32.0627 | 40.1163 | 0.009846 | 0.0011343 | 0.26803 | 26.6093 | 2.2061 | 12.2214 | 2.2968 | 304.0791 | 11.933 | 3.8179 | 0.53104 | 7283.261 | 898.4246 | 1242.1514 | 1374.7214 | 30.4444 | 1.3319 | 25.3515 | 2.8801 | 5938.7878 | 1202.2683 | 571.3239 | 94.8106 | 155.7156 | 8.1403 | 147.8426 | 0.0015069 | 34.2183 | 0.18261 | 11.1721 | 76.6612 | 3.4439 | 48.5794 | 226.1458 | 0.10653 | 0.31038 | 1.777 | 2.2853 | 0.16187 | 0.21048 | 1.3737 | 0.18614 | 33.8599 | 0.0030083 | 14.9513 | 291.8815 | 0.026697 | 109.631 | 5.6143 | 0.042848 | 0.61989 | 0.27658 | 4.6791 | 0.094862 | 1.729 | 1.1184 | 1.4861 | 0.019866 | 0.11241 | 0.055709 | 4.5246 | 0.03809 | 0.49995 | 0.21913 | 7.7073 | 0.00046795 | 0.0031931 | 0.0028145 | 5.6749 | 0.020956 | 0.3858 | 0.2414 | 0.26138 | 0.0010523 | 0.020685 | 0.014546 | 1.1332 | 0.004785 | 0.085668 | 0.049777 | 0.77164 | 0.0037253 | 0.043023 | 0.16296 | 0.54615 | 0.28653 | 1.077 | 364.9385 | 0.012395 | 1.9543 | 0.011711 | 4.3154 | 5.6916 | 2.744 | 196.303 | 0.1929 | 10.5718 | 9.439 | 14.0361 | 106754.9636 | 8.4379 | 323.8608 | 8.2037 | 4.4713 | 1.8871 | 2.0424 | 2.6585 | 1.7486 | 1.8096 | 14.2851 | 4.19 | 0.70743 | 8.4841 | 2.6169 | 252.9694 | 9.0527 | 0.44185 | 16.7468 | 24.8133 | 578.8642 | 63.9146 | 4.6328 | 3.0815 | 8.5026 | 8.1241 | 0.2838 | 1.3351 | 4.9495 | 7.6666 | 6.2715 | 0.0021278 | 0.00116 | 0.0041234 | 1.5088 | 8.1112e-05 | 0.0065318 | 6.1088e-05 | 0.020253 | 0.002639 | 0.0086875 | 13.0992 | 0.00072919 | 0.57241 | 0.29559 | 8.7608 | 1.4147 | 0.034886 | 1.3271 | 0.28445 | 0.018155 | 0.0071793 | 0.0068452 | 0.0037843 | 0.006155 | 0.0073321 | 0.053081 | 0.078183 | 0.0037232 | 0.034028 | 0.010588 | 1.1293 | 0.00044957 | 0.00041668 | 0.10939 | 0.11064 | 2.9472 | 0.27362 | 0.021054 | 0.043067 | 0.029837 | 0.03753 | 0.0010715 | 0.0049334 | 0.020239 | 0.026226 | 0.026284 | 0.039708 | 0.015831 | 0.057356 | 17.2633 | 0.0012518 | 0.090729 | 0.00082235 | 0.42473 | 0.054351 | 0.15257 | 7.066 | 0.011561 | 23.7166 | 15.1202 | 530.2207 | 30.7024 | 1.8946 | 29.9961 | 14.9299 | 0.91043 | 0.11739 | 0.10681 | 0.049978 | 0.099303 | 0.16284 | 1.7071 | 1.5046 | 0.044103 | 0.81331 | 0.15018 | 19.3304 | 0.0031718 | 0.0032025 | 11.036 | 5.12 | 166.9771 | 15.2554 | 1.6064 | 0.69516 | 0.40948 | 0.55246 | 0.021051 | 0.09249 | 0.37464 | 1.1718 | 1.0372 | 0.025604 | 0.011909 | 0.016707 | 6.8009 | 0.00075858 | 0.23342 | 0.00056168 | 0.91484 | 0.068903 | 0.11286 | 5.5424 | 0.0080106 | 17.7656 | 7.9301 | 570.5919 | 18.0172 | 1.6347 | 19.5011 | 7.6359 | 0.49053 | 0.16073 | 0.22081 | 0.03078 | 0.10659 | 0.081066 | 2.0245 | 0.57836 | 0.18581 | 0.45329 | 0.19351 | 13.3615 | 0.00276 | 0.0027281 | 3.8118 | 2.9865 | 68.7223 | 8.1902 | 3.119 | 0.25073 | 0.27759 | 0.69718 | 0.014741 | 0.050792 | 0.23204 | 1.2548 | 1.2774 | 358.0261 | 512.0191 | 50.5132 | 2.5577 | 3.7306 | 1.3869 | 4.9565 | 3.437 | 9.3578 | 0.14454 | 0.0017969 | 0.044854 | 0.014441 | 0.42312 | 1.0343 | 2.5224 | 5.7986 | 1.7122 | 2.0315
9 | 0.14111 | 0.019915 | 0.01306 | 1.2755 | 0.99719 | 0.9962 | 0.89728 | 0.087244 | 0.82343 | 0.67486 | 0.76575 | 0.79647 | 0.75546 | 0.19673 | 1087.0752 | 154.2802 | 0.93516 | 0.8459 | 0.14461 | 0.26765 | 0.086017 | 3.3172 | 6.8603 | 262.4497 | 0.005599 | 157.2622 | 123.0729 | 13.7328 | 182.6167 | 16.8669 | 2.1728 | 51.9674 | 13.2857 | 11.1434 | 2941.7571 | 80.0984 | 97.6684 | 1932.4572 | 121.4375 | 95.034 | 288.6238 | 257.6263 | 209.8037 | 32.8637 | 56.6498 | 0.9373 | 0.10507 | 0.27922 | 0.016979 | 0.0018829 | 7.6007e-05 | 37.018 | 13.8878 | 3.3648 | 0.83908 | 0.60933 | 0.1138 | 1.9274 | 54.3582 | 7.1266 | 0.34459 | 0.8738 | 27.5715 | 96.0503 | 36.323 | 16.4539 | 133.4912 | 9.9167 | 0.033892 | 0.29349 | 0.7188 | 42.6344 | 18.6184 | 756.8421 | 90.9235 | 2.8924 | 0.12593 | 0.47879 | 0.10277 | 239.913 | 144.7062 | 92.984 | 55.2574 | 13.7086 | 1366.6542 | 255.4953 | 89.7438 | 79.9515 | 288.5831 | 138.8534 | 88.022 | 90.6171 | 7.4337 | 0.66072 | 0.62588 | 0.15408 | 70.3225 | 5.1135 | 2.1697 | 2.7159 | 0.16024 | 7.0789e-05 | 30.987 | 1.2202 | 0.25794 | 0.25539 | 0.18603 | 3.3817 | 0.9558 | 1.1707 | 0.53363 | 87.1347 | 14.5336 | 32.5099 | 8.9431 | 132.9788 | 205.8221 | 1963.1473 | 215.6356 | 343.7773 | 191.2714 | 681.3601 | 402.6889 | 91.6561 | 405.0955 | 0.36207 | 0.092815 | 0.095549 | 0.058138 | 0.0091982 | 0.0065963 | 2.2316e-05 | 0.0019068 | 28.2856 | 11.61 | 0.88534 | 0.14334 | 2.1946 | 4.5099 | 392.0713 | 84.9848 | 3.2411 | 5.7345 | 125.3682 | 8.4923 | 114.6534 | 40.6227 | 37.5001 | 84.6065 | 754.0816 | 67.8309 | 622.303 | 8.9101 | 127.2721 | 807.7554 | 140.1461 | 86.129 | 55.7431 | 74.9768 | 219.6576 | 53.8688 | 7.6044 | 155.6862 | 73.2279 | 10.8694 | 49.1336 | 631.9924 | 6.402 | 76.3089 | 55.67 | 166.0329 | 309.161 | 73.296 | 47.9761 | 30.2925 | 44.5802 | 0.008731 | 0.0013276 | 0.31047 | 37.113 | 2.0834 | 14.0644 | 2.1854 | 326.2878 | 12.1822 | 6.2133 | 0.41545 | 6317.5971 | 797.9879 | 1349.6315 | 1318.1264 | 27.426 | 0.82807 | 22.2312 | 2.4137 | 4857.8498 | 1364.3482 | 545.3172 | 92.1404 | 137.3762 | 9.4796 | 151.4371 | 0.0014133 | 31.8125 | 0.17555 | 12.7833 | 47.8344 | 4.6585 | 83.732 | 209.3635 | 0.12572 | 0.25647 | 1.6153 | 3.4306 | 0.10259 | 0.23685 | 0.88055 | 0.15931 | 31.9916 | 0.0029686 | 14.2642 | 294.7956 | 0.026502 | 118.1129 | 5.4365 | 0.046875 | 0.67529 | 0.26722 | 4.4852 | 0.097778 | 1.7054 | 1.0833 | 1.6195 | 0.01758 | 0.10889 | 0.056551 | 4.0753 | 0.038716 | 0.51404 | 0.20646 | 7.769 | 0.00039751 | 0.003436 | 0.0029367 | 4.7097 | 0.021973 | 0.36073 | 0.21599 | 0.2812 | 0.0011541 | 0.020175 | 0.014002 | 1.3413 | 0.0052953 | 0.087791 | 0.053298 | 0.76594 | 0.0037726 | 0.047963 | 0.18346 | 0.51211 | 0.27575 | 1.1589 | 312.0045 | 0.014589 | 1.9393 | 0.012982 | 3.3223 | 4.9949 | 2.5561 | 198.1627 | 0.10856 | 10.9062 | 9.6982 | 13.1693 | 124160.9668 | 8.0951 | 326.4503 | 8.798 | 4.7648 | 2.2618 | 2.0952 | 2.7645 | 1.6266 | 1.6761 | 13.4208 | 4.3136 | 0.74643 | 8.0371 | 2.8757 | 264.4754 | 8.0392 | 0.45754 | 19.5949 | 24.9263 | 698.1133 | 59.737 | 4.1259 | 2.8713 | 7.5671 | 7.1547 | 0.27042 | 1.2664 | 5.3691 | 6.7852 | 6.3953 | 0.0022327 | 0.0012514 | 0.0046829 | 1.4437 | 8.8904e-05 | 0.007265 | 5.6587e-05 | 0.019075 | 0.0024937 | 0.0081883 | 13.401 | 0.00070316 | 0.69325 | 0.32596 | 7.5534 | 1.3474 | 0.034313 | 1.35 | 0.32053 | 0.020915 | 0.007617 | 0.0066873 | 0.0036667 | 0.0056244 | 0.0074513 | 0.062591 | 0.077665 | 0.0038006 | 0.029917 | 0.0098701 | 1.0635 | 0.00047786 | 0.00042864 | 0.10356 | 0.1319 | 2.9332 | 0.31041 | 0.0218 | 0.048173 | 0.027854 | 0.032168 | 0.0011741 | 0.0051198 | 0.018887 | 0.023178 | 0.026574 | 0.04311 | 0.016901 | 0.061748 | 17.4186 | 0.0012131 | 0.10156 | 0.00078951 | 0.4112 | 0.052664 | 0.14793 | 7.3069 | 0.010255 | 20.5564 | 14.2793 | 494.3959 | 28.8316 | 1.9204 | 31.2907 | 15.5717 | 0.84652 | 0.10237 | 0.094871 | 0.05175 | 0.10364 | 0.17657 | 1.82 | 1.4939 | 0.042339 | 0.84333 | 0.17572 | 20.2332 | 0.003426 | 0.0033657 | 9.2745 | 4.9565 | 155.2483 | 14.1345 | 1.7314 | 0.57958 | 0.43138 | 0.59782 | 0.019959 | 0.095734 | 0.35453 | 1.0089 | 1.0191 | 0.025717 | 0.011496 | 0.016105 | 7.3037 | 0.00081699 | 0.20722 | 0.00058439 | 0.84506 | 0.06086 | 0.12782 | 5.4704 | 0.0079698 | 15.0509 | 9.1011 | 567.1325 | 18.1871 | 1.8389 | 17.5308 | 8.5315 | 0.55112 | 0.14417 | 0.22186 | 0.030915 | 0.10963 | 0.085335 | 1.7265 | 0.58276 | 0.19545 | 0.51647 | 0.20446 | 12.0834 | 0.0028871 | 0.0030738 | 3.9621 | 3.1672 | 65.2196 | 7.794 | 3.4558 | 0.24366 | 0.32357 | 0.72494 | 0.014506 | 0.051855 | 0.2083 | 1.3157 | 1.135 | 446.4272 | 409.6293 | 78.0247 | 2.7668 | 2.8228 | 1.5462 | 4.0077 | 2.8801 | 7.5652 | 0.22218 | 0.0014987 | 0.051525 | 0.015088 | 0.3304 | 1.8211 | 1.4582 | 2.1749 | 1.9169 | 1.6277
10 | 0.15463 | 0.026393 | 0.014281 | 1.2513 | 0.99169 | 0.9973 | 0.84865 | 0.040867 | 0.86143 | 0.55013 | 0.63079 | 0.75183 | 0.88459 | 0.1851 | 1648.1407 | 307.997 | 0.9444 | 0.78993 | 0.20542 | 0.30861 | 0.33014 | 2.17 | 3.651 | 475.715 | 0.0012949 | 168.7678 | 107.1182 | 12.3594 | 129.9028 | 14.7551 | 2.4092 | 50.4869 | 15.0225 | 11.0424 | 3085.8462 | 84.8928 | 106.7351 | 1558.082 | 115.7987 | 78.8537 | 247.317 | 230.1193 | 230.1407 | 29.4159 | 51.4216 | 0.70484 | 0.30699 | 0.20922 | 0.018853 | 0.0018462 | 7.7791e-05 | 38.0088 | 9.9052 | 3.1283 | 0.69637 | 0.62807 | 0.09304 | 2.8731 | 62.9507 | 4.3626 | 0.29972 | 0.79458 | 21.6355 | 79.823 | 30.9346 | 19.943 | 149.0983 | 7.9176 | 0.030702 | 0.27574 | 0.79448 | 37.8049 | 11.9439 | 717.0613 | 89.496 | 3.3119 | 0.11684 | 0.67714 | 0.091872 | 244.1336 | 139.0515 | 88.7796 | 65.0359 | 17.298 | 1382.5916 | 249.1259 | 73.8167 | 84.6094 | 263.6201 | 183.8404 | 99.4321 | 92.0136 | 8.2562 | 0.38383 | 0.90352 | 0.44061 | 58.5899 | 5.5203 | 2.2427 | 2.7927 | 0.15347 | 8.5881e-05 | 26.8246 | 1.2663 | 0.22914 | 0.27543 | 0.19065 | 2.8059 | 0.95611 | 1.1241 | 0.44189 | 106.2967 | 19.1259 | 33.1599 | 9.1246 | 137.2641 | 178.801 | 1727.0689 | 275.5861 | 353.7811 | 160.5205 | 795.6971 | 342.11 | 87.8897 | 393.6364 | 0.39677 | 0.077676 | 0.19864 | 0.068819 | 0.010131 | 0.0050233 | 2.1565e-05 | 0.0026832 | 28.6958 | 12.0294 | 1.049 | 0.19588 | 2.3176 | 6.2728 | 314.7519 | 90.487 | 3.6857 | 4.1904 | 128.3974 | 9.9745 | 126.6303 | 48.7817 | 32.1077 | 101.1449 | 744.7441 | 57.9011 | 695.0911 | 10.073 | 110.5995 | 678.6066 | 166.8925 | 83.4906 | 51.6857 | 69.1469 | 243.2864 | 52.0765 | 10.1555 | 169.3197 | 96.5488 | 10.5353 | 42.2696 | 511.7729 | 7.3511 | 81.2139 | 63.8263 | 164.1296 | 259.1107 | 75.8428 | 53.8034 | 27.9131 | 50.05 | 0.0084971 | 0.0013717 | 0.26084 | 39.1848 | 1.9297 | 10.0513 | 2.9944 | 302.3084 | 8.4538 | 4.017 | 0.56177 | 7332.9592 | 923.2482 | 1463.3891 | 1353.125 | 34.1113 | 1.1979 | 25.2533 | 2.6259 | 5521.2835 | 1809.0182 | 543.9044 | 87.3409 | 132.3067 | 7.7277 | 194.1261 | 0.0015786 | 37.9144 | 0.16765 | 11.6877 | 59.3155 | 3.9682 | 46.8024 | 163.694 | 0.10906 | 0.25873 | 1.9356 | 3.7688 | 0.37151 | 0.26122 | 1.1562 | 0.18931 | 37.3464 | 0.0025485 | 12.426 | 298.8931 | 0.024288 | 121.0935 | 4.9991 | 0.045091 | 0.65601 | 0.24573 | 5.1827 | 0.090566 | 1.7218 | 0.99329 | 1.4125 | 0.019287 | 0.11965 | 0.054364 | 4.4009 | 0.034934 | 0.53487 | 0.20912 | 8.8615 | 0.00047358 | 0.0033948 | 0.0028541 | 5.2634 | 0.018474 | 0.33543 | 0.219 | 0.26915 | 0.0012278 | 0.021836 | 0.014292 | 1.2106 | 0.0051405 | 0.095005 | 0.051545 | 0.71189 | 0.003842 | 0.042561 | 0.18688 | 0.5439 | 0.28473 | 1.178 | 347.6369 | 0.01373 | 1.9855 | 0.01244 | 4.0951 | 4.3492 | 2.7183 | 202.9385 | 0.23691 | 10.2994 | 9.0933 | 12.7466 | 108551.8937 | 9.0361 | 346.8811 | 9.4545 | 4.5859 | 1.9087 | 2.0578 | 2.5254 | 1.5255 | 1.7902 | 14.9329 | 4.0981 | 0.77504 | 7.3619 | 2.6917 | 274.5835 | 8.4302 | 0.41493 | 19.9091 | 25.5192 | 677.9532 | 67.1087 | 4.7294 | 2.9648 | 7.4167 | 8.4552 | 0.28968 | 1.3123 | 4.811 | 6.9249 | 6.7028 | 0.0020469 | 0.0012114 | 0.0039207 | 1.6436 | 8.4051e-05 | 0.0067081 | 5.993e-05 | 0.017641 | 0.0025598 | 0.0073314 | 13.8205 | 0.00067954 | 0.65844 | 0.30001 | 8.6362 | 1.2139 | 0.038341 | 1.3102 | 0.32547 | 0.021055 | 0.0081138 | 0.0071906 | 0.0032611 | 0.0062786 | 0.0069526 | 0.056736 | 0.071865 | 0.0036965 | 0.032655 | 0.010743 | 1.2256 | 0.00042557 | 0.00047144 | 0.098114 | 0.12911 | 2.7779 | 0.28491 | 0.021714 | 0.050096 | 0.025679 | 0.034625 | 0.0012473 | 0.0048758 | 0.019158 | 0.022622 | 0.024139 | 0.041168 | 0.016646 | 0.059273 | 17.6935 | 0.0011394 | 0.10011 | 0.00085239 | 0.39447 | 0.044798 | 0.14648 | 7.8047 | 0.011816 | 20.1807 | 14.0878 | 540.1936 | 31.3915 | 1.7886 | 26.9231 | 15.4204 | 0.89744 | 0.1115 | 0.091031 | 0.053917 | 0.099887 | 0.17198 | 1.8407 | 1.4063 | 0.046959 | 0.79636 | 0.15135 | 19.6863 | 0.0031836 | 0.0036676 | 10.1418 | 5.3415 | 142.5805 | 12.7737 | 1.5419 | 0.68579 | 0.41618 | 0.63215 | 0.019491 | 0.094711 | 0.39144 | 1.1419 | 0.97745 | 0.029125 | 0.010047 | 0.014925 | 7.6637 | 0.00079025 | 0.19886 | 0.00054475 | 0.93823 | 0.060001 | 0.11566 | 5.0019 | 0.009257 | 17.4559 | 8.7201 | 551.4527 | 20.6857 | 1.8493 | 19.6316 | 8.2708 | 0.56555 | 0.1558 | 0.23624 | 0.029139 | 0.10512 | 0.071997 | 2.0596 | 0.61973 | 0.18317 | 0.49383 | 0.22016 | 12.2165 | 0.0027356 | 0.0027922 | 3.5681 | 2.9018 | 58.7692 | 8.6239 | 2.9866 | 0.26903 | 0.28046 | 0.67594 | 0.013502 | 0.053486 | 0.21848 | 1.2608 | 1.2912 | 392.0602 | 416.4982 | 53.9892 | 2.1906 | 3.8191 | 1.2645 | 3.4015 | 3.3461 | 16.65 | 0.13726 | 0.0013042 | 0.049338 | 0.015871 | 0.36436 | 2.0725 | 1.4029 | 2.8783 | 1.3498 | 0.86267
11 | 0.1499 | 0.024523 | 0.018872 | 1.1961 | 0.99434 | 0.99974 | 0.70555 | 0.024697 | 0.85246 | 0.66262 | 0.75315 | 0.76714 | 0.79024 | 0.19398 | 1621.2701 | 279.4816 | 0.94858 | 0.82762 | 0.13954 | 0.20742 | 0.49798 | 0.79548 | 4.2082 | 400.5305 | 0.0018863 | 135.1037 | 112.7567 | 14.1937 | 166.9579 | 15.5958 | 2.0563 | 54.4826 | 15.6967 | 12.9272 | 2612.836 | 96.1581 | 92.7464 | 1912.9704 | 113.5697 | 90.6815 | 233.1731 | 267.8169 | 250.7998 | 37.5364 | 55.3033 | 0.86679 | 0.048138 | 0.048668 | 0.015397 | 0.002067 | 9.1709e-05 | 37.6589 | 11.4516 | 3.2028 | 0.86186 | 0.66997 | 0.10137 | 2.5695 | 50.274 | 9.925 | 0.24071 | 0.76012 | 26.3354 | 119.5664 | 39.4439 | 22.0158 | 124.9711 | 8.3998 | 0.032012 | 0.26778 | 0.89116 | 34.2287 | 14.9048 | 522.6803 | 100.7855 | 3.4461 | 0.078008 | 0.5701 | 0.12072 | 315.198 | 159.9289 | 76.729 | 70.9279 | 17.4766 | 1241.1442 | 223.4306 | 87.476 | 74.1616 | 235.2745 | 170.4806 | 102.2046 | 71.8297 | 7.3417 | 0.83478 | 0.83928 | 0.50699 | 59.8985 | 5.2135 | 1.6196 | 2.5484 | 0.17262 | 6.5626e-05 | 27.6088 | 0.83844 | 0.22245 | 0.18639 | 0.19581 | 2.6141 | 0.96321 | 0.87816 | 0.51313 | 103.3316 | 17.6802 | 38.0291 | 8.562 | 147.9749 | 168.6838 | 1779.1077 | 263.7435 | 315.3889 | 178.8493 | 811.0196 | 308.196 | 96.6968 | 375.7536 | 0.17924 | 0.33612 | 0.16722 | 0.080571 | 0.01055 | 0.0062109 | 2.1019e-05 | 0.0020857 | 34.357 | 9.6446 | 0.92007 | 0.16948 | 2.678 | 6.0467 | 428.8509 | 71.8346 | 2.5443 | 4.0022 | 133.7811 | 7.9386 | 124.5416 | 50.0786 | 31.5147 | 82.6876 | 687.8323 | 56.9862 | 717.8314 | 9.5795 | 125.3163 | 801.4025 | 144.7456 | 102.0419 | 60.3347 | 62.6842 | 228.8272 | 60.1677 | 8.7959 | 196.8949 | 91.5494 | 11.1953 | 52.5193 | 623.3792 | 5.7577 | 70.202 | 57.0788 | 183.4597 | 277.0116 | 77.3653 | 43.3261 | 29.0746 | 51.9702 | 0.0093476 | 0.0013581 | 0.25524 | 30.0047 | 2.2242 | 9.7219 | 2.5414 | 259.8179 | 9.7893 | 5.3044 | 0.45185 | 7145.2325 | 819.7848 | 1442.0336 | 1043.749 | 26.9666 | 0.97841 | 24.3626 | 2.7141 | 5455.5336 | 1167.3186 | 560.7032 | 105.5251 | 131.0945 | 8.3503 | 179.0866 | 0.0011176 | 31.0093 | 0.15111 | 11.5016 | 49.4337 | 4.8064 | 59.625 | 167.1592 | 0.10532 | 0.23789 | 1.3697 | 3.8888 | 0.15392 | 0.22962 | 1.2529 | 0.12504 | 31.727 | 0.0028155 | 13.5571 | 313.4189 | 0.024884 | 113.4354 | 5.3956 | 0.050439 | 0.63037 | 0.26145 | 4.9706 | 0.093334 | 1.6762 | 1.1463 | 1.4756 | 0.017666 | 0.1143 | 0.053452 | 4.3195 | 0.038909 | 0.53915 | 0.22542 | 8.6118 | 0.00042042 | 0.0036275 | 0.0032475 | 5.2019 | 0.021444 | 0.35568 | 0.22316 | 0.27212 | 0.0010953 | 0.022076 | 0.013672 | 1.219 | 0.0054472 | 0.097684 | 0.049043 | 0.69433 | 0.0035806 | 0.048843 | 0.1761 | 0.52672 | 0.2691 | 1.0576 | 267.0067 | 0.015569 | 1.943 | 0.012652 | 3.6827 | 4.7222 | 2.6403 | 201.5967 | 0.41686 | 10.4366 | 8.4939 | 14.8226 | 114747.1912 | 8.8096 | 293.2984 | 8.0503 | 3.9489 | 1.9668 | 1.9786 | 2.8853 | 1.6528 | 1.8361 | 12.6941 | 3.7567 | 0.64723 | 7.9166 | 2.7881 | 270.177 | 7.6943 | 0.40802 | 18.9411 | 26.436 | 601.1809 | 58.2965 | 4.2152 | 2.7391 | 8.2311 | 7.9788 | 0.26198 | 1.2386 | 4.976 | 6.7616 | 5.6883 | 0.0019516 | 0.0013048 | 0.0046421 | 1.5845 | 9.7834e-05 | 0.0076403 | 6.3482e-05 | 0.017891 | 0.002439 | 0.0078558 | 13.92 | 0.00070568 | 0.68282 | 0.33163 | 8.3088 | 1.2566 | 0.040377 | 1.2927 | 0.2746 | 0.02037 | 0.0071528 | 0.0076255 | 0.0037285 | 0.0058345 | 0.0075759 | 0.057808 | 0.076544 | 0.0035804 | 0.031384 | 0.0099297 | 1.2445 | 0.0004613 | 0.00047364 | 0.096086 | 0.13048 | 2.7256 | 0.31891 | 0.021131 | 0.042076 | 0.026446 | 0.037279 | 0.001276 | 0.0053546 | 0.018172 | 0.026722 | 0.024872 | 0.040326 | 0.017882 | 0.058295 | 18.4663 | 0.0012553 | 0.099469 | 0.0009099 | 0.40446 | 0.050099 | 0.14132 | 7.9521 | 0.011424 | 19.9053 | 14.4194 | 468.5647 | 29.2841 | 1.6669 | 30.478 | 13.4923 | 0.8261 | 0.12055 | 0.10793 | 0.051267 | 0.085724 | 0.15728 | 1.9913 | 1.4281 | 0.042658 | 0.83384 | 0.18055 | 20.7575 | 0.0035341 | 0.003611 | 10.5961 | 4.7339 | 148.8055 | 13.6019 | 1.8474 | 0.62273 | 0.39887 | 0.55664 | 0.019084 | 0.093672 | 0.35084 | 1.1132 | 1.1866 | 0.029523 | 0.011029 | 0.01551 | 7.2357 | 0.00087899 | 0.2272 | 0.00063413 | 0.92345 | 0.065985 | 0.12498 | 5.7044 | 0.0078068 | 16.7041 | 8.5106 | 532.7662 | 17.5417 | 1.734 | 18.8722 | 7.9866 | 0.55709 | 0.137 | 0.21256 | 0.031981 | 0.09806 | 0.073316 | 2.0417 | 0.55632 | 0.16438 | 0.50979 | 0.21096 | 13.129 | 0.0028175 | 0.0032178 | 3.8685 | 2.8672 | 60.6772 | 8.0048 | 3.2524 | 0.23718 | 0.28583 | 0.65584 | 0.013841 | 0.048998 | 0.23895 | 1.2185 | 1.2425 | 405.4305 | 463.5806 | 44.9868 | 2.216 | 4.0594 | 1.4686 | 3.1054 | 3.9876 | 14.1262 | 0.15977 | 0.0020084 | 0.034387 | 0.007489 | 0.20689 | 1.1848 | 1.1457 | 2.1919 | 1.0981 | 1.3846
12 | 0.18966 | 0.031761 | 0.016512 | 1.3226 | 0.99866 | 0.9984 | 0.65923 | 0.063147 | 0.81567 | 0.59733 | 0.7924 | 0.802 | 0.77849 | 0.16731 | 1918.6116 | 179.6832 | 0.96365 | 0.85609 | 0.16464 | 0.24004 | 0.18397 | 2.023 | 3.6611 | 382.8262 | 0.0093113 | 173.6568 | 129.1498 | 15.2353 | 152.5519 | 15.9346 | 1.766 | 56.3628 | 12.4946 | 12.3124 | 2675.9905 | 91.6433 | 80.6994 | 1546.6437 | 120.2546 | 97.0314 | 274.3415 | 226.8448 | 254.7018 | 28.7918 | 53.6944 | 0.80013 | 0.14643 | 0.13408 | 0.017927 | 0.0019458 | 8.7135e-05 | 26.8627 | 11.1618 | 3.0786 | 0.78216 | 0.64019 | 0.11635 | 2.2504 | 67.8431 | 5.8382 | 0.34933 | 0.78587 | 17.2773 | 88.3135 | 33.4016 | 23.8109 | 119.2718 | 9.4395 | 0.038139 | 0.26421 | 0.76338 | 26.0066 | 17.3378 | 677.9052 | 116.8839 | 2.1516 | 0.094293 | 0.49185 | 0.11827 | 227.468 | 153.6275 | 93.1827 | 63.723 | 16.1653 | 1120.941 | 235.6195 | 71.4027 | 70.8904 | 244.1076 | 147.4676 | 97.8221 | 84.9244 | 9.0041 | 0.41234 | 0.72706 | 0.29536 | 66.3565 | 6.7328 | 2.0018 | 2.6562 | 0.14405 | 9.1474e-05 | 35.0468 | 1.026 | 0.23819 | 0.27222 | 0.12552 | 2.4701 | 0.96557 | 0.87057 | 0.44359 | 84.8263 | 17.3197 | 29.3494 | 8.1202 | 128.1642 | 142.1548 | 2104.5117 | 258.137 | 404.8188 | 186.1246 | 780.4167 | 325.9918 | 75.7921 | 464.6135 | 0.044024 | 0.39765 | 0.19022 | 0.06389 | 0.0095959 | 0.0051759 | 2.8018e-05 | 0.0023464 | 31.4394 | 13.732 | 0.91402 | 0.13816 | 2.4265 | 5.1648 | 351.7884 | 96.4317 | 3.0545 | 5.388 | 149.8047 | 8.9849 | 122.7094 | 52.5159 | 34.7393 | 99.4225 | 580.1534 | 62.4728 | 574.7328 | 8.586 | 132.8259 | 616.056 | 143.1489 | 83.7925 | 52.5299 | 59.149 | 212.2948 | 49.5745 | 9.4876 | 189.3163 | 77.4552 | 10.9931 | 51.6368 | 549.6193 | 6.014 | 82.5456 | 69.4549 | 213.7402 | 316.6468 | 85.2888 | 56.4213 | 35.3898 | 40.8309 | 0.012175 | 0.0014221 | 0.28552 | 33.3081 | 2.148 | 9.4243 | 3.3688 | 254.6876 | 11.3948 | 3.9948 | 0.50808 | 6633.7223 | 939.151 | 1274.0708 | 1404.9186 | 29.9063 | 1.2851 | 24.779 | 2.7723 | 4723.8488 | 1700.0418 | 532.1451 | 99.1989 | 154.1214 | 10.1511 | 155.4588 | 0.0012934 | 37.5312 | 0.15418 | 13.451 | 94.6151 | 5.7441 | 76.8984 | 191.2515 | 0.12351 | 0.26695 | 1.2486 | 3.9917 | 0.32615 | 0.22436 | 1.3416 | 0.18201 | 30.7368 | 0.0027006 | 13.1589 | 320.781 | 0.02283 | 129.9711 | 5.7995 | 0.046042 | 0.68585 | 0.25104 | 4.8981 | 0.086822 | 1.8082 | 1.0937 | 1.5645 | 0.018602 | 0.11726 | 0.053065 | 4.3747 | 0.039577 | 0.54371 | 0.21632 | 8.0737 | 0.00040243 | 0.0033515 | 0.0030862 | 4.8732 | 0.021288 | 0.34241 | 0.2025 | 0.25693 | 0.0010705 | 0.018871 | 0.014695 | 1.2378 | 0.005609 | 0.092595 | 0.056885 | 0.7237 | 0.0035057 | 0.043635 | 0.18056 | 0.51599 | 0.29869 | 1.1794 | 369.3771 | 0.017374 | 1.9774 | 0.01201 | 3.8052 | 3.6783 | 2.5047 | 205.3489 | 0.25574 | 9.8185 | 8.3907 | 13.8376 | 120086.2671 | 9.303 | 339.9816 | 9.0759 | 4.6663 | 2.2491 | 1.7597 | 3.0159 | 1.6106 | 1.9928 | 14.6027 | 4.3109 | 0.67648 | 7.5256 | 2.9137 | 282.0875 | 8.4995 | 0.42945 | 18.5799 | 29.2036 | 684.1164 | 61.2903 | 4.9176 | 2.5966 | 8.4089 | 8.2814 | 0.27946 | 1.2783 | 5.6478 | 7.4156 | 6.8837 | 0.0020772 | 0.0011914 | 0.004294 | 1.4745 | 8.6071e-05 | 0.0075095 | 5.925e-05 | 0.019451 | 0.0027829 | 0.0087598 | 14.0644 | 0.00079142 | 0.66178 | 0.31831 | 8.7169 | 1.3663 | 0.041352 | 1.3002 | 0.3018 | 0.018283 | 0.0069012 | 0.0074446 | 0.0035052 | 0.0060732 | 0.0072668 | 0.055958 | 0.079025 | 0.0038599 | 0.035119 | 0.0096505 | 1.1503 | 0.0004316 | 0.00046516 | 0.090939 | 0.11149 | 2.8406 | 0.288 | 0.022069 | 0.041912 | 0.02873 | 0.034264 | 0.0012599 | 0.0050096 | 0.019838 | 0.022777 | 0.023065 | 0.04401 | 0.016769 | 0.055289 | 19.3879 | 0.0013696 | 0.10222 | 0.00088013 | 0.45006 | 0.053258 | 0.16802 | 7.7254 | 0.010594 | 22.8376 | 15.4866 | 502.5002 | 27.5911 | 1.943 | 29.3233 | 15.0859 | 0.95785 | 0.11374 | 0.10019 | 0.055506 | 0.094964 | 0.18291 | 1.7501 | 1.3444 | 0.041621 | 0.91208 | 0.15224 | 20.5084 | 0.0037645 | 0.0034075 | 10.4616 | 4.8391 | 139.8098 | 14.4818 | 1.7676 | 0.59658 | 0.44418 | 0.67061 | 0.022603 | 0.090481 | 0.34403 | 0.99995 | 1.126 | 0.027861 | 0.011814 | 0.015071 | 6.5141 | 0.00086832 | 0.20875 | 0.00063027 | 0.90871 | 0.064243 | 0.13682 | 5.2464 | 0.0089308 | 17.233 | 7.8476 | 503.8661 | 19.7865 | 1.8804 | 20.0716 | 8.3311 | 0.51133 | 0.14765 | 0.22593 | 0.028855 | 0.11217 | 0.079611 | 1.8146 | 0.58573 | 0.18504 | 0.52065 | 0.20381 | 11.7864 | 0.0030376 | 0.0030322 | 3.8302 | 2.8839 | 62.5785 | 7.6473 | 2.8946 | 0.27515 | 0.30914 | 0.70908 | 0.012411 | 0.050301 | 0.22796 | 1.0851 | 1.2976 | 417.1507 | 440.301 | 66.3164 | 2.4985 | 3.8513 | 1.2938 | 4.2385 | 4.3076 | 13.0077 | 0.20274 | 0.0017421 | 0.052074 | 0.012087 | 0.25665 | 2.0193 | 2.201 | 4.2356 | 1.9892 | 1.5031
13 | 0.14602 | 0.030523 | 0.0072933 | 1.497 | 0.99319 | 0.99324 | 0.96167 | 0.056699 | 0.90464 | 0.57308 | 0.83329 | 0.84661 | 0.88954 | 0.20109 | 2148.2179 | 401.7628 | 0.94973 | 0.79317 | 0.17055 | 0.28604 | 0.20661 | 0.12865 | 3.9011 | 125.1982 | 0.00038593 | 147.644 | 138.0368 | 14.4765 | 123.8404 | 16.1752 | 1.9031 | 58.7818 | 17.2415 | 14.4989 | 2808.6282 | 95.8324 | 102.1508 | 1899.5938 | 108.7768 | 83.9479 | 236.3835 | 249.291 | 247.2005 | 36.7407 | 59.3765 | 0.92568 | 0.29705 | 0.09332 | 0.017252 | 0.0017278 | 8.028e-05 | 34.8892 | 12.3888 | 2.8442 | 0.76378 | 0.49615 | 0.10257 | 2.7375 | 59.1602 | 1.4892 | 0.2689 | 0.81336 | 20.3197 | 106.3045 | 35.0195 | 21.3998 | 144.624 | 8.9702 | 0.031218 | 0.24067 | 0.86889 | 30.3074 | 17.2661 | 826.2895 | 86.1665 | 3.7804 | 0.089214 | 0.58899 | 0.082211 | 286.7445 | 125.2356 | 79.5965 | 59.0944 | 15.5449 | 1344.4343 | 246.9436 | 109.8231 | 73.469 | 221.3885 | 176.1568 | 81.3666 | 88.0977 | 8.4346 | 0.76312 | 0.5415 | 0.34793 | 70.823 | 4.8261 | 1.9996 | 2.4703 | 0.1565 | 7.2679e-05 | 29.1658 | 0.96259 | 0.20102 | 0.24056 | 0.14103 | 3.1224 | 0.96778 | 1.2602 | 0.4192 | 74.4278 | 12.748 | 38.709 | 9.2437 | 139.9506 | 177.1216 | 2250.0096 | 239.7357 | 384.188 | 154.7175 | 743.6193 | 380.5161 | 85.31 | 493.3505 | 0.26126 | 0.35873 | 0.12019 | 0.071879 | 0.0091186 | 0.0063925 | 2.4755e-05 | 0.0026559 | 36.235 | 12.5869 | 1.1086 | 0.18286 | 2.7535 | 6.5107 | 412.1306 | 63.4678 | 4.0683 | 5.981 | 120.5524 | 9.8696 | 137.1763 | 46.6828 | 34.4483 | 97.9439 | 605.5217 | 65.9712 | 667.7751 | 9.7091 | 139.4492 | 652.3889 | 162.9649 | 91.2427 | 57.5573 | 60.1785 | 202.3232 | 57.4354 | 8.6647 | 162.6744 | 83.4408 | 11.3347 | 48.2544 | 645.6202 | 6.3191 | 73.5085 | 65.0058 | 187.2569 | 286.5024 | 88.7042 | 47.3049 | 33.7092 | 44.6465 | 0.011259 | 0.0010601 | 0.2465 | 32.1545 | 2.294 | 11.5217 | 2.4607 | 268.0989 | 8.7514 | 4.2886 | 0.49925 | 6833.8375 | 965.6181 | 1352.7546 | 1092.5892 | 35.7046 | 0.93579 | 26.3348 | 2.8058 | 5252.4138 | 1478.5189 | 624.2461 | 107.5341 | 118.4645 | 9.8181 | 170.0282 | 0.0011955 | 30.363 | 0.15684 | 13.0974 | 74.4768 | 4.2532 | 51.2754 | 171.6601 | 0.12059 | 0.20714 | 1.0535 | 3.5083 | 0.3186 | 0.25455 | 1.3105 | 0.15116 | 34.5796 | 0.0025951 | 14.4719 | 285.4373 | 0.022482 | 113.0119 | 5.1804 | 0.04583 | 0.61311 | 0.26929 | 4.7395 | 0.088363 | 1.8424 | 1.1155 | 1.5281 | 0.019524 | 0.11337 | 0.054772 | 4.6703 | 0.035886 | 0.50694 | 0.22909 | 7.5773 | 0.00045514 | 0.0036083 | 0.0028704 | 5.4239 | 0.021116 | 0.36704 | 0.24292 | 0.25196 | 0.0011007 | 0.021592 | 0.012928 | 1.1305 | 0.0053206 | 0.089208 | 0.053878 | 0.64464 | 0.0039489 | 0.046594 | 0.19565 | 0.54911 | 0.27152 | 1.0588 | 219.8779 | 0.017481 | 1.9686 | 0.011804 | 4.2302 | 5.8448 | 2.9046 | 197.914 | 0.064175 | 9.9633 | 8.7968 | 12.6224 | 121873.737 | 7.9571 | 315.882 | 8.8978 | 4.2987 | 1.8694 | 2.0187 | 2.9569 | 1.4819 | 1.8998 | 14.4194 | 4.0478 | 0.73843 | 7.4551 | 3.073 | 290.8401 | 8.2508 | 0.47854 | 16.8985 | 25.3665 | 590.9165 | 62.6855 | 4.5456 | 2.6685 | 7.095 | 6.9747 | 0.28195 | 1.1806 | 5.5182 | 7.4861 | 5.8487 | 0.0020961 | 0.0013639 | 0.0043764 | 1.5308 | 9.4316e-05 | 0.0066483 | 5.7378e-05 | 0.017696 | 0.0028262 | 0.0076694 | 13.3255 | 0.00079937 | 0.68847 | 0.27494 | 7.9623 | 1.4068 | 0.039593 | 1.1996 | 0.29632 | 0.0176 | 0.0081996 | 0.0070707 | 0.0038588 | 0.0058004 | 0.0062125 | 0.059793 | 0.079629 | 0.0039281 | 0.031044 | 0.010411 | 1.2014 | 0.00044063 | 0.0004329 | 0.094842 | 0.12564 | 2.9972 | 0.32518 | 0.019239 | 0.04478 | 0.029183 | 0.038862 | 0.0010842 | 0.0049391 | 0.021885 | 0.025898 | 0.024453 | 0.043456 | 0.015899 | 0.058053 | 19.0138 | 0.0011632 | 0.095055 | 0.00091932 | 0.38436 | 0.047157 | 0.14418 | 6.943 | 0.01221 | 21.1677 | 12.9296 | 481.5597 | 25.7974 | 1.7847 | 29.9143 | 13.8797 | 0.98043 | 0.10313 | 0.097565 | 0.056958 | 0.10182 | 0.16886 | 2.0406 | 1.3542 | 0.046848 | 0.89763 | 0.17392 | 19.1328 | 0.0033283 | 0.003105 | 9.1283 | 5.4628 | 163.8014 | 14.9825 | 1.6539 | 0.67052 | 0.41567 | 0.65638 | 0.022295 | 0.10024 | 0.33627 | 1.0305 | 1.0711 | 0.026831 | 0.011167 | 0.015623 | 7.5485 | 0.00090406 | 0.21405 | 0.00055676 | 1.0168 | 0.069667 | 0.13035 | 5.8644 | 0.0088826 | 15.4945 | 7.6896 | 489.442 | 17.4255 | 1.9456 | 20.3487 | 8.7812 | 0.56163 | 0.15483 | 0.21645 | 0.031201 | 0.098802 | 0.073909 | 1.7408 | 0.64707 | 0.16629 | 0.44842 | 0.21383 | 12.8411 | 0.0032102 | 0.0031859 | 4.1016 | 2.7103 | 63.5584 | 8.0643 | 3.2359 | 0.28095 | 0.31323 | 0.62427 | 0.012471 | 0.054847 | 0.21621 | 1.1409 | 1.1542 | 383.7357 | 486.0652 | 56.9865 | 2.4854 | 4.0013 | 1.172 | 4.3435 | 3.7348 | 15.2852 | 0.10906 | 0.0009056 | 0.023628 | 0.0092085 | 0.31334 | 1.7125 | 1.2407 | 3.8089 | 1.4649 | 1.2079
14 | 0.18473 | 0.017256 | 0.021559 | 1.1789 | 0.99942 | 0.99224 | 0.79365 | 0.055878 | 0.85549 | 0.39641 | 0.69038 | 0.78983 | 0.7611 | 0.19057 | 1123.4592 | 197.34 | 0.9534 | 0.80379 | 0.15361 | 0.16832 | 0.28118 | 1.5683 | 2.5535 | 280.6477 | 0.0066701 | 151.1087 | 102.6947 | 12.6922 | 138.9802 | 13.3895 | 1.9637 | 65.2511 | 15.4205 | 11.9257 | 2764.0294 | 92.3932 | 84.6783 | 1794.5542 | 116.5679 | 86.1926 | 241.1322 | 239.8992 | 199.8246 | 29.6808 | 58.4937 | 0.74103 | 0.22371 | 0.30221 | 0.014284 | 0.0021947 | 6.579e-05 | 32.5615 | 12.9002 | 3.5817 | 0.91988 | 0.69868 | 0.081296 | 2.0044 | 50.6228 | 2.8436 | 0.31095 | 0.88322 | 25.7843 | 123.5148 | 32.3099 | 18.4593 | 127.1759 | 9.391 | 0.031888 | 0.32237 | 0.90963 | 32.059 | 16.2289 | 630.6305 | 95.796 | 2.4311 | 0.11421 | 0.62938 | 0.097062 | 291.1848 | 135.1139 | 84.118 | 72.9081 | 17.781 | 1083.1681 | 279.8971 | 100.149 | 77.8513 | 278.4993 | 173.6874 | 82.4965 | 75.7861 | 8.082 | 0.57206 | 0.79986 | 0.45328 | 50.1786 | 5.9215 | 2.2916 | 2.4051 | 0.16367 | 9.3613e-05 | 36.892 | 1.0553 | 0.26701 | 0.23528 | 0.13705 | 2.5554 | 0.9613 | 1.0134 | 0.42759 | 75.749 | 18.3593 | 31.6988 | 9.995 | 149.5012 | 117.6044 | 2296.1559 | 235.668 | 341.0393 | 164.9374 | 893.6944 | 389.3938 | 84.098 | 437.6681 | 0.07041 | 0.14916 | 0.13025 | 0.086337 | 0.010215 | 0.0071969 | 2.2608e-05 | 0.0023047 | 36.3895 | 10.2877 | 1.1299 | 0.1753 | 1.9522 | 6.6636 | 427.1418 | 72.7177 | 3.1447 | 4.9388 | 141.7792 | 9.4738 | 106.4211 | 41.7286 | 32.683 | 89.6438 | 710.8618 | 71.5748 | 661.8211 | 8.4602 | 112.8029 | 827.1502 | 126.4197 | 93.9795 | 53.9738 | 73.4624 | 252.9406 | 58.9809 | 9.3789 | 202.6014 | 82.1028 | 12.3585 | 45.7083 | 609.0736 | 7.4353 | 84.6384 | 66.1845 | 170.6739 | 243.3696 | 80.5199 | 49.5029 | 30.9223 | 49.4035 | 0.012308 | 0.00098864 | 0.22643 | 32.4513 | 2.7081 | 8.898 | 2.7957 | 294.9622 | 12.4946 | 5.9042 | 0.47898 | 6934.7978 | 852.2234 | 1430.038 | 1436.108 | 31.3638 | 1.0145 | 20.6318 | 2.5068 | 5630.1458 | 1331.6911 | 631.2986 | 90.7503 | 149.2266 | 9.9566 | 180.6103 | 0.0012482 | 33.0458 | 0.18016 | 13.7645 | 51.1166 | 6.2079 | 74.4343 | 179.2344 | 0.11288 | 0.25018 | 2.3238 | 3.1396 | 0.3662 | 0.24843 | 0.9103 | 0.13313 | 33.2393 | 0.0029379 | 12.6285 | 288.8507 | 0.024151 | 114.7463 | 5.2168 | 0.046443 | 0.61664 | 0.26285 | 4.7843 | 0.09236 | 1.7838 | 1.0354 | 1.5165 | 0.019765 | 0.11567 | 0.052068 | 4.2967 | 0.039265 | 0.55687 | 0.21978 | 9.194 | 0.00045995 | 0.0037568 | 0.00313 | 5.4875 | 0.019282 | 0.36875 | 0.22576 | 0.26598 | 0.001282 | 0.019562 | 0.013531 | 1.1718 | 0.0053858 | 0.10118 | 0.056176 | 0.70366 | 0.0034492 | 0.044781 | 0.17973 | 0.53826 | 0.25935 | 1.1453 | 330.8546 | 0.017873 | 2.005 | 0.011465 | 3.5686 | 4.0743 | 2.8712 | 207.7053 | 0.51797 | 10.1683 | 8.585 | 15.1084 | 122506.1576 | 7.7395 | 331.7952 | 8.3653 | 4.1522 | 2.0326 | 1.7841 | 3.0586 | 1.7 | 1.89 | 14.8881 | 4.4456 | 0.75758 | 7.623 | 2.5182 | 273.0662 | 9.1589 | 0.4205 | 19.3798 | 27.3797 | 672.2891 | 66.2907 | 4.6049 | 2.6252 | 8.1653 | 8.1958 | 0.25731 | 1.1148 | 5.5849 | 6.5604 | 5.831 | 0.0018936 | 0.0013391 | 0.0045649 | 1.354 | 8.8241e-05 | 0.0067788 | 6.2762e-05 | 0.017467 | 0.0025943 | 0.0082833 | 13.6523 | 0.00069732 | 0.64496 | 0.27702 | 7.4517 | 1.2164 | 0.036532 | 1.2767 | 0.30513 | 0.018553 | 0.0073794 | 0.0077128 | 0.0033503 | 0.0061666 | 0.0070985 | 0.06312 | 0.070884 | 0.0035398 | 0.034536 | 0.011335 | 1.0547 | 0.00041129 | 0.00045228 | 0.10827 | 0.11727 | 2.6136 | 0.31227 | 0.02224 | 0.044229 | 0.025099 | 0.032403 | 0.0010982 | 0.0054659 | 0.019673 | 0.027483 | 0.022603 | 0.042172 | 0.018155 | 0.05558 | 18.4172 | 0.0013265 | 0.096155 | 0.00083117 | 0.40009 | 0.051719 | 0.14964 | 7.9003 | 0.011769 | 21.0681 | 13.037 | 510.1007 | 29.7923 | 1.7355 | 29.0268 | 15.199 | 0.94001 | 0.10759 | 0.11049 | 0.050878 | 0.09321 | 0.15506 | 1.949 | 1.45 | 0.043122 | 0.7904 | 0.16005 | 19.0292 | 0.0036121 | 0.0035061 | 10.2924 | 4.9045 | 160.7527 | 13.1771 | 1.576 | 0.68107 | 0.3845 | 0.56858 | 0.020752 | 0.094895 | 0.36821 | 1.1654 | 1.1362 | 0.027074 | 0.011727 | 0.013882 | 7.516 | 0.0007818 | 0.23429 | 0.00053368 | 0.95509 | 0.067886 | 0.12045 | 5.0224 | 0.0083249 | 15.9428 | 8.1742 | 538.8848 | 18.9646 | 1.9313 | 18.402 | 8.4532 | 0.48608 | 0.14301 | 0.22923 | 0.029673 | 0.11825 | 0.083539 | 1.7908 | 0.62704 | 0.19397 | 0.49145 | 0.22966 | 11.7408 | 0.0029025 | 0.0029306 | 4.1702 | 2.9808 | 67.8911 | 8.2612 | 3.0337 | 0.2412 | 0.29803 | 0.69026 | 0.013358 | 0.05614 | 0.24588 | 1.2363 | 1.2118 | 370.2415 | 398.3057 | 38.5394 | 2.69 | 3.0313 | 1.2263 | 3.6549 | 3.1814 | 8.1093 | 0.093496 | 0.0021447 | 0.026453 | 0.014737 | 0.19845 | 1.1946 | 2.2863 | 5.3627 | 0.76981 | 1.5839
15 | 0.1772 | 0.02688 | 0.012012 | 1.2906 | 0.99633 | 0.99852 | 0.94106 | 0.037892 | 0.87876 | 0.6243 | 0.56554 | 0.82898 | 0.84025 | 0.17862 | 1491.7025 | 269.9922 | 0.94728 | 0.77368 | 0.20986 | 0.33573 | 0.23785 | 2.439 | 3.3382 | 643.4264 | 0.00060897 | 149.2485 | 94.0216 | 16.6345 | 149.7994 | 13.1267 | 2.0269 | 61.6264 | 14.5976 | 12.1058 | 2620.9074 | 86.5677 | 105.2924 | 1827.3817 | 109.3487 | 98.2345 | 290.5335 | 236.7685 | 220.9076 | 33.2776 | 49.583 | 0.87402 | 0.23057 | 0.36737 | 0.019492 | 0.001761 | 9.4763e-05 | 35.6124 | 14.0662 | 3.2675 | 0.826 | 0.56919 | 0.096048 | 2.7987 | 60.8948 | 4.7978 | 0.26208 | 0.91759 | 22.2587 | 112.999 | 27.7218 | 15.666 | 136.0655 | 8.8285 | 0.033299 | 0.29959 | 0.79305 | 38.4415 | 20.1441 | 844.9955 | 131.5798 | 3.5054 | 0.11967 | 0.43089 | 0.11058 | 326.5167 | 140.7987 | 89.3767 | 64.0821 | 15.0415 | 1173.4364 | 264.2673 | 106.2754 | 79.0917 | 254.2812 | 180.5271 | 75.9148 | 85.0344 | 7.0867 | 0.62297 | 0.57643 | 0.41269 | 53.0309 | 6.1017 | 2.0666 | 2.3383 | 0.18141 | 7.6648e-05 | 35.9409 | 1.0062 | 0.21721 | 0.26027 | 0.17198 | 3.3331 | 0.95055 | 0.96092 | 0.4005 | 97.3373 | 12.1714 | 39.5541 | 9.5403 | 142.8449 | 192.8561 | 2123.1417 | 207.5139 | 408.3597 | 156.8508 | 718.1346 | 357.9162 | 78.4177 | 481.8592 | 0.20317 | 0.19091 | 0.012073 | 0.077146 | 0.0087829 | 0.0054736 | 2.4232e-05 | 0.0022048 | 38.4562 | 10.809 | 1.1894 | 0.17181 | 2.5158 | 4.3966 | 356.5213 | 59.3764 | 3.328 | 5.3511 | 126.5322 | 9.7861 | 127.8515 | 39.5863 | 29.3932 | 93.0563 | 698.7191 | 63.4199 | 632.0063 | 10.2329 | 123.7689 | 714.0863 | 132.3675 | 89.548 | 48.9243 | 61.1858 | 195.3588 | 46.8731 | 9.6478 | 174.2501 | 90.4545 | 10.4524 | 42.0408 | 676.39 | 6.689 | 66.7253 | 55.3871 | 173.3105 | 265.9581 | 96.9922 | 52.9802 | 35.8725 | 42.164 | 0.011838 | 0.0010499 | 0.25324 | 38.6022 | 2.6875 | 11.4216 | 2.1335 | 313.9954 | 10.0899 | 5.655 | 0.38438 | 7497.9366 | 741.1547 | 1206.2924 | 1140.2698 | 29.69 | 0.76754 | 22.7328 | 2.6465 | 5910.9184 | 1446.025 | 480.0451 | 102.0104 | 129.1101 | 8.6139 | 189.1636 | 0.0013553 | 31.7224 | 0.15752 | 12.8662 | 90.4288 | 6.3539 | 62.133 | 201.7999 | 0.11175 | 0.26295 | 2.8268 | 2.5774 | 0.1799 | 0.21517 | 0.91402 | 0.17763 | 35.7048 | 0.0025236 | 13.8405 | 309.7925 | 0.022026 | 111.6586 | 5.5061 | 0.044089 | 0.63778 | 0.24841 | 4.6446 | 0.097201 | 1.7606 | 1.141 | 1.5083 | 0.01844 | 0.10609 | 0.054003 | 4.2094 | 0.036526 | 0.49064 | 0.22264 | 8.5072 | 0.00043034 | 0.0032403 | 0.0030145 | 5.4446 | 0.020364 | 0.37864 | 0.24499 | 0.28759 | 0.0012551 | 0.022693 | 0.013107 | 1.1442 | 0.0057146 | 0.094154 | 0.057964 | 0.74613 | 0.0032797 | 0.040939 | 0.19337 | 0.5176 | 0.30137 | 0.98993 | 258.7037 | 0.01606 | 1.9582 | 0.012526 | 5.1874 | 4.4589 | 2.4176 | 191.0913 | 0.48879 | 10.0636 | 8.0114 | 13.4347 | 118531.9485 | 8.8782 | 320.4495 | 8.4311 | 4.8128 | 2.2124 | 1.9467 | 3.0288 | 1.6864 | 2.0176 | 13.6081 | 4.2132 | 0.6919 | 8.3639 | 3.0309 | 289.1295 | 7.7357 | 0.43722 | 17.3801 | 26.7268 | 656.861 | 69.8993 | 4.7101 | 3.1015 | 8.0379 | 7.8921 | 0.27585 | 1.2063 | 5.6172 | 6.3758 | 5.9237 | 0.002105 | 0.0011486 | 0.0045271 | 1.4065 | 8.9434e-05 | 0.0064205 | 6.4291e-05 | 0.018386 | 0.0024568 | 0.0074403 | 12.3293 | 0.00071373 | 0.60671 | 0.28384 | 8.1668 | 1.3088 | 0.03538 | 1.2217 | 0.28962 | 0.018699 | 0.007819 | 0.0075257 | 0.0036318 | 0.0056795 | 0.0068909 | 0.054099 | 0.074166 | 0.0037651 | 0.032397 | 0.010462 | 1.165 | 0.00047194 | 0.00043775 | 0.10652 | 0.11358 | 2.6681 | 0.31553 | 0.022392 | 0.049711 | 0.025746 | 0.035053 | 0.0011931 | 0.0051903 | 0.020464 | 0.024352 | 0.024752 | 0.039932 | 0.019085 | 0.064752 | 19.8207 | 0.0013422 | 0.10953 | 0.00089417 | 0.39008 | 0.046843 | 0.13949 | 7.6675 | 0.011072 | 19.7765 | 15.3558 | 466.4275 | 27.9178 | 1.6237 | 29.4629 | 13.3309 | 0.87707 | 0.10517 | 0.10617 | 0.052497 | 0.10149 | 0.1669 | 1.7422 | 1.4387 | 0.04432 | 0.82881 | 0.16151 | 17.9591 | 0.0034486 | 0.0032353 | 10.228 | 5.1811 | 168.281 | 13.4793 | 1.5582 | 0.6282 | 0.43748 | 0.59199 | 0.020383 | 0.088123 | 0.33445 | 1.148 | 0.98417 | 0.029232 | 0.010636 | 0.016576 | 7.0874 | 0.0008476 | 0.22199 | 0.0005909 | 0.89505 | 0.061108 | 0.12892 | 4.8694 | 0.0080801 | 16.05 | 8.7908 | 495.3731 | 18.4263 | 1.7704 | 20.5315 | 7.6547 | 0.52271 | 0.1642 | 0.2088 | 0.027897 | 0.10177 | 0.084468 | 1.917 | 0.55285 | 0.18735 | 0.47911 | 0.1967 | 11.0818 | 0.0029951 | 0.003005 | 4.2246 | 2.8314 | 57.7267 | 7.8442 | 2.9556 | 0.28327 | 0.28838 | 0.65034 | 0.013975 | 0.048425 | 0.24086 | 1.1236 | 1.1166 | 365.4773 | 448.5955 | 70.2601 | 2.3537 | 3.3591 | 1.5905 | 4.8566 | 4.0639 | 6.4462 | 0.11334 | 0.00081395 | 0.037095 | 0.010608 | 0.21573 | 1.368 | 1.0615 | 3.1077 | 1.7575 | 1.8658
16 | 0.15192 | 0.021289 | 0.0090733 | 1.3072 | 0.99234 | 0.99066 | 0.91828 | 0.048435 | 0.79964 | 0.52591 | 0.88192 | 0.7312 | 0.8569 | 0.16051 | 1427.4573 | 245.8504 | 0.95192 | 0.8634 | 0.12734 | 0.19497 | 0.1454 | 1.1826 | 5.0773 | 689.6708 | 0.0031238 | 154.3599 | 126.224 | 14.8461 | 175.1404 | 13.7201 | 2.268 | 53.4815 | 16.7596 | 12.6453 | 2825.0829 | 97.6897 | 82.8581 | 1458.8538 | 123.0833 | 100.099 | 260.6555 | 245.1025 | 234.1032 | 35.384 | 45.9832 | 0.90802 | 0.17789 | 0.33617 | 0.013547 | 0.0019643 | 6.4977e-05 | 38.7144 | 10.2982 | 2.727 | 0.89138 | 0.48836 | 0.090095 | 2.6318 | 66.6869 | 2.0286 | 0.27049 | 0.90055 | 24.65 | 86.3952 | 30.0308 | 15.3487 | 142.7385 | 9.7514 | 0.039164 | 0.30277 | 0.94584 | 39.7023 | 13.9425 | 883.9402 | 122.5971 | 2.3575 | 0.122 | 0.54149 | 0.10665 | 351.1286 | 161.7361 | 82.2393 | 61.4274 | 18.0286 | 1168.0742 | 274.1284 | 75.2795 | 81.6189 | 295.2301 | 162.3563 | 100.2639 | 77.0001 | 8.5904 | 0.63673 | 0.78759 | 0.56153 | 52.4151 | 7.0995 | 2.1307 | 2.2505 | 0.14065 | 8.1071e-05 | 30.3788 | 1.3638 | 0.20934 | 0.24339 | 0.17924 | 2.8276 | 0.96458 | 1.3444 | 0.46006 | 82.4771 | 19.0031 | 26.0961 | 7.9144 | 140.6885 | 111.47 | 1846.1201 | 223.851 | 373.7888 | 185.6424 | 823.5075 | 319.3363 | 83.2221 | 401.446 | 0.10701 | 0.023898 | 0.21371 | 0.075575 | 0.0073522 | 0.0069222 | 2.0484e-05 | 0.0018643 | 29.279 | 11.2547 | 1.1492 | 0.1414 | 1.9804 | 5.8475 | 293.1951 | 81.6154 | 2.8986 | 4.8332 | 122.0082 | 8.7806 | 112.7863 | 40.355 | 35.4867 | 79.9886 | 769.2922 | 65.5726 | 611.8923 | 10.3639 | 130.8823 | 701.82 | 137.8337 | 106.9528 | 51.2856 | 72.6262 | 248.8671 | 63.1422 | 7.9202 | 159.8031 | 86.3037 | 12.0264 | 41.0993 | 593.6181 | 5.5913 | 85.8376 | 54.1017 | 161.128 | 297.8655 | 91.887 | 50.2717 | 36.386 | 43.8567 | 0.010089 | 0.0012696 | 0.23806 | 35.4482 | 2.4805 | 10.9704 | 3.2047 | 245.6177 | 10.4707 | 5.8345 | 0.61184 | 7036.6045 | 776.7078 | 1504.6521 | 1025.6339 | 28.4905 | 1.2262 | 26.9617 | 3.1866 | 5778.1803 | 1527.9507 | 615.0782 | 93.1928 | 152.1609 | 7.7985 | 187.5056 | 0.0014552 | 38.5123 | 0.16068 | 12.0782 | 88.5978 | 6.0741 | 82.0878 | 186.0596 | 0.10969 | 0.23685 | 2.5137 | 2.6209 | 0.23188 | 0.26477 | 1.2126 | 0.15493 | 31.4247 | 0.003029 | 13.6191 | 316.3389 | 0.02366 | 130.3086 | 5.6502 | 0.044639 | 0.58076 | 0.25831 | 4.9345 | 0.091223 | 1.645 | 1.0782 | 1.4989 | 0.020084 | 0.11049 | 0.058029 | 4.3678 | 0.0385 | 0.52905 | 0.21428 | 8.3583 | 0.0004774 | 0.0031696 | 0.0032794 | 5.0129 | 0.01987 | 0.39531 | 0.21292 | 0.24408 | 0.0011696 | 0.019043 | 0.014425 | 1.3167 | 0.0050268 | 0.099949 | 0.050792 | 0.75238 | 0.0034978 | 0.044378 | 0.19122 | 0.52176 | 0.2963 | 1.0908 | 284.4836 | 0.015849 | 1.9943 | 0.012305 | 5.0944 | 5.2327 | 2.6147 | 193.1195 | 0.46608 | 9.3962 | 8.2241 | 13.2419 | 103808.761 | 8.1965 | 342.5594 | 8.2654 | 3.9861 | 2.0739 | 1.8789 | 2.7206 | 1.4515 | 1.7602 | 15.0565 | 4.3875 | 0.71675 | 8.2696 | 2.9671 | 258.3874 | 8.2166 | 0.45425 | 19.1762 | 24.5157 | 620.2505 | 60.4253 | 4.1637 | 3.0361 | 7.9757 | 7.3696 | 0.25978 | 1.3502 | 5.2607 | 7.5796 | 5.741 | 0.0021819 | 0.0011321 | 0.0041554 | 1.467 | 9.5296e-05 | 0.0069927 | 5.6237e-05 | 0.01975 | 0.0027053 | 0.0085585 | 12.0534 | 0.00080261 | 0.59754 | 0.30937 | 8.4632 | 1.3907 | 0.037629 | 1.1822 | 0.28085 | 0.019152 | 0.007242 | 0.0072653 | 0.0031838 | 0.0059148 | 0.006568 | 0.060429 | 0.0702 | 0.0036806 | 0.032129 | 0.01152 | 1.1015 | 0.00042408 | 0.00040004 | 0.10458 | 0.12286 | 2.8966 | 0.32339 | 0.020508 | 0.048789 | 0.027121 | 0.033112 | 0.001093 | 0.0055587 | 0.02078 | 0.023936 | 0.027344 | 0.040952 | 0.018568 | 0.054306 | 18.1241 | 0.0011413 | 0.1106 | 0.00089093 | 0.43334 | 0.045099 | 0.1586 | 7.4371 | 0.010522 | 22.9773 | 13.2163 | 499.26 | 26.0329 | 1.7299 | 26.7069 | 14.7406 | 0.90458 | 0.1069 | 0.1011 | 0.057938 | 0.090869 | 0.18636 | 1.7743 | 1.2744 | 0.045925 | 0.80916 | 0.16234 | 18.7339 | 0.0037308 | 0.0032638 | 9.9819 | 5.5269 | 145.4335 | 15.3012 | 1.8574 | 0.66098 | 0.42861 | 0.61901 | 0.020086 | 0.083798 | 0.32868 | 1.0205 | 1.1644 | 0.027961 | 0.011309 | 0.016468 | 6.646 | 0.00090874 | 0.23079 | 0.00056695 | 0.88081 | 0.062013 | 0.11728 | 5.6129 | 0.0091776 | 15.7357 | 8.5975 | 515.4511 | 19.9862 | 1.6612 | 21.0689 | 8.612 | 0.50738 | 0.15116 | 0.20771 | 0.032452 | 0.1152 | 0.075234 | 1.9283 | 0.60492 | 0.16188 | 0.46545 | 0.20761 | 13.3838 | 0.003138 | 0.0032473 | 4.0111 | 2.7913 | 59.3688 | 8.7413 | 2.8593 | 0.25735 | 0.31588 | 0.73292 | 0.012109 | 0.047887 | 0.22669 | 1.2221 | 1.2611 | 409.0364 | 434.1392 | 58.4597 | 2.3112 | 3.1483 | 1.0246 | 3.0275 | 3.5694 | 8.5466 | 0.12014 | 0.0022914 | 0.054973 | 0.0062699 | 0.3883 | 2.2129 | 1.8213 | 4.6777 | 1.6422 | 1.0894
17 | 0.17899 | 0.021839 | 0.017646 | 1.2205 | 0.99787 | 0.99927 | 0.71909 | 0.073076 | 0.87243 | 0.59079 | 0.85654 | 0.82338 | 0.81793 | 0.18245 | 2048.8719 | 371.8578 | 0.95618 | 0.80867 | 0.19087 | 0.15888 | 0.16203 | 1.0683 | 7.3886 | 185.7457 | 0.005279 | 145.1958 | 132.3822 | 13.1641 | 159.8126 | 14.9147 | 2.2031 | 45.6487 | 14.1773 | 13.9131 | 2377.9999 | 75.844 | 101.535 | 1490.9383 | 126.9599 | 76.8647 | 251.1573 | 263.8316 | 202.5364 | 36.0522 | 49.2879 | 0.81168 | 0.27104 | 0.11155 | 0.018516 | 0.0016005 | 7.1019e-05 | 29.0633 | 11.8657 | 2.6831 | 0.9328 | 0.57683 | 0.11063 | 2.2599 | 70.8729 | 5.5632 | 0.33101 | 0.8451 | 19.395 | 102.4509 | 25.6794 | 23.2693 | 121.1215 | 8.5279 | 0.034994 | 0.24843 | 0.68095 | 28.6662 | 14.454 | 652.5999 | 115.1683 | 3.6112 | 0.085216 | 0.70855 | 0.10158 | 301.9184 | 151.0807 | 100.2701 | 57.8517 | 14.3067 | 1283.4889 | 268.013 | 97.2536 | 91.2454 | 228.0745 | 151.9278 | 95.8576 | 92.4707 | 8.5716 | 0.43922 | 0.75094 | 0.54665 | 49.0527 | 7.0669 | 1.7105 | 2.7688 | 0.18354 | 6.4822e-05 | 39.4579 | 1.178 | 0.26277 | 0.1979 | 0.13029 | 2.6926 | 0.95808 | 1.2375 | 0.35101 | 81.2722 | 13.2108 | 35.2784 | 8.0522 | 127.7322 | 196.0513 | 1905.3445 | 253.7305 | 299.3974 | 203.439 | 877.4825 | 345.5739 | 100.7031 | 412.6652 | 0.28946 | 0.10347 | 0.1087 | 0.07052 | 0.0098393 | 0.004833 | 2.3496e-05 | 0.001953 | 27.1103 | 13.2612 | 0.86669 | 0.16226 | 2.1411 | 4.6929 | 379.8742 | 66.9165 | 3.0383 | 3.9162 | 151.7253 | 8.637 | 120.2982 | 47.9658 | 29.8793 | 83.5489 | 640.7227 | 70.2218 | 590.6085 | 9.4036 | 117.7227 | 789.9892 | 128.1702 | 86.7583 | 62.4336 | 79.3235 | 246.3777 | 50.541 | 8.9982 | 185.7597 | 87.9135 | 12.1742 | 51.0805 | 670.031 | 6.564 | 74.5285 | 62.8433 | 196.9418 | 246.1167 | 79.7363 | 56.8717 | 33.2332 | 41.7062 | 0.010859 | 0.0012404 | 0.27612 | 28.2539 | 2.3872 | 8.6605 | 2.9724 | 334.6827 | 7.6489 | 4.8306 | 0.39001 | 5725.8949 | 870.3708 | 1253.5761 | 1329.1487 | 26.8102 | 1.0901 | 23.7799 | 2.9868 | 5782.7771 | 1655.0473 | 583.2422 | 96.6037 | 157.0608 | 9.5465 | 160.4046 | 0.0013303 | 29.2103 | 0.1707 | 13.9112 | 54.9747 | 4.2765 | 56.5084 | 178.1946 | 0.10286 | 0.2325 | 1.8391 | 3.042 | 0.27553 | 0.25192 | 1.1081 | 0.17049 | 33.3957 | 0.0026265 | 15.1307 | 302.3117 | 0.026155 | 128.7622 | 5.3633 | 0.048059 | 0.63405 | 0.27287 | 5.0096 | 0.089622 | 1.7381 | 1.0482 | 1.4682 | 0.019393 | 0.12114 | 0.053713 | 4.5645 | 0.036952 | 0.51771 | 0.19733 | 8.7787 | 0.00042555 | 0.0034622 | 0.0030477 | 4.9232 | 0.018249 | 0.34278 | 0.23374 | 0.27926 | 0.0012176 | 0.02233 | 0.012488 | 1.2954 | 0.0058011 | 0.089376 | 0.0478 | 0.73528 | 0.0036277 | 0.046944 | 0.17797 | 0.51887 | 0.25769 | 0.99394 | 355.4468 | 0.014339 | 1.9506 | 0.011079 | 3.2874 | 4.5994 | 2.2294 | 205.9747 | 0.13811 | 10.5169 | 9.373 | 15.2205 | 118778.4747 | 8.014 | 349.6605 | 9.5482 | 4.1131 | 2.1774 | 2.0817 | 2.6974 | 1.7598 | 1.9817 | 13.1736 | 4.4175 | 0.70477 | 8.1191 | 2.5868 | 247.9434 | 7.9366 | 0.44809 | 19.7347 | 27.8237 | 624.8599 | 66.9376 | 4.4699 | 2.7608 | 7.008 | 7.794 | 0.29142 | 1.1925 | 4.8366 | 7.3877 | 6.3027 | 0.0021632 | 0.0013819 | 0.0044579 | 1.54 | 8.6782e-05 | 0.0073551 | 5.4665e-05 | 0.017172 | 0.0023731 | 0.0077962 | 12.6427 | 0.00078212 | 0.62588 | 0.31342 | 8.3461 | 1.3439 | 0.034619 | 1.164 | 0.31168 | 0.017983 | 0.0082491 | 0.0072953 | 0.0032453 | 0.0064462 | 0.0068219 | 0.061251 | 0.080999 | 0.0033245 | 0.031695 | 0.011261 | 1.1743 | 0.00044254 | 0.00039478 | 0.093167 | 0.12046 | 3.0825 | 0.29148 | 0.02007 | 0.042505 | 0.026034 | 0.03819 | 0.0012117 | 0.005377 | 0.018479 | 0.025595 | 0.025733 | 0.036997 | 0.016351 | 0.059886 | 17.9598 | 0.0013387 | 0.10747 | 0.00076839 | 0.40676 | 0.050852 | 0.16711 | 6.657 | 0.010789 | 23.241 | 14.5581 | 442.9461 | 27.1517 | 1.8135 | 27.603 | 14.2455 | 0.86291 | 0.10887 | 0.10227 | 0.057519 | 0.090232 | 0.1708 | 2.0625 | 1.5144 | 0.045 | 0.84914 | 0.17793 | 21.616 | 0.0032982 | 0.003345 | 9.1876 | 4.7833 | 165.5807 | 14.6685 | 1.7183 | 0.69627 | 0.38854 | 0.56481 | 0.022843 | 0.088961 | 0.37675 | 1.0381 | 1.0874 | 0.027582 | 0.010094 | 0.01421 | 7.1893 | 0.00076968 | 0.21055 | 0.00062435 | 0.98789 | 0.063755 | 0.11467 | 5.6174 | 0.0093703 | 16.9598 | 8.3377 | 545.7331 | 18.5483 | 1.8268 | 19.8804 | 8.1274 | 0.53535 | 0.13729 | 0.19723 | 0.028512 | 0.11246 | 0.080197 | 2.0151 | 0.56362 | 0.18101 | 0.46897 | 0.19232 | 12.9594 | 0.0030849 | 0.0031509 | 4.02 | 3.074 | 67.214 | 9.0528 | 3.3741 | 0.25355 | 0.27474 | 0.64035 | 0.01275 | 0.057378 | 0.23433 | 1.1055 | 1.3085 | 344.0488 | 478.8225 | 63.7404 | 2.1029 | 4.2141 | 1.5293 | 3.9821 | 3.2527 | 5.8512 | 0.17531 | 0.0011448 | 0.042952 | 0.0097587 | 0.2705 | 1.4557 | 2.1003 | 4.0077 | 0.9462 | 0.98058
18 | 0.18354 | 0.044261 | 0.013749 | 1.3668 | 0.99466 | 0.99401 | 0.79945 | 0.069032 | 0.91383 | 0.50459 | 0.73033 | 0.74584 | 0.87631 | 0.17352 | 2322.6652 | 475.9071 | 0.93885 | 0.83422 | 0.17491 | 0.25098 | 0.21314 | 2.7956 | 5.586 | 434.5648 | 0.0044521 | 144.7152 | 115.9687 | 18.0328 | 135.4452 | 14.1751 | 2.2875 | 57.3331 | 16.0818 | 11.5599 | 2869.4945 | 100.7825 | 95.5536 | 1574.1333 | 125.5471 | 79.9062 | 268.7368 | 231.1001 | 244.5141 | 35.7801 | 44.1857 | 0.76408 | 0.35278 | 0.13807 | 0.01682 | 0.001665 | 9.1173e-05 | 32.3957 | 10.783 | 3.033 | 0.73309 | 0.53938 | 0.11464 | 2.3859 | 56.716 | 3.7708 | 0.28365 | 0.88841 | 24.3493 | 101.6485 | 38.4026 | 18.2743 | 137.611 | 10.2997 | 0.036242 | 0.23183 | 0.95859 | 29.5834 | 16.6406 | 694.8154 | 83.3455 | 2.589 | 0.075333 | 0.46335 | 0.088672 | 334.4271 | 153.0033 | 80.3604 | 62.2827 | 16.6652 | 1317.8334 | 254.5041 | 77.8844 | 87.5281 | 270.3622 | 163.8654 | 84.1097 | 81.209 | 7.5998 | 0.86043 | 0.86727 | 0.26932 | 61.9656 | 6.5805 | 2.3366 | 2.095 | 0.1971 | 6.8748e-05 | 38.9985 | 1.1912 | 0.24487 | 0.21019 | 0.13576 | 3.4463 | 0.96919 | 1.137 | 0.56174 | 72.6394 | 19.5593 | 34.1128 | 10.1906 | 154.4529 | 161.7055 | 1742.9478 | 257.4495 | 324.8844 | 181.8312 | 756.9175 | 305.3509 | 81.5908 | 378.1705 | 0.23981 | 0.21579 | 0.058187 | 0.059275 | 0.010786 | 0.005676 | 1.9301e-05 | 0.002616 | 30.2105 | 13.5984 | 0.8444 | 0.14893 | 2.6997 | 5.3104 | 371.1363 | 76.1478 | 4.157 | 5.2258 | 146.3865 | 7.7606 | 116.5402 | 51.1815 | 31.5592 | 88.8853 | 781.0382 | 63.7549 | 686.2886 | 9.9282 | 135.8927 | 696.7657 | 154.3868 | 102.1874 | 55.0927 | 65.9967 | 233.3725 | 51.4836 | 8.1384 | 177.1061 | 84.2921 | 9.9693 | 43.913 | 639.4309 | 5.6291 | 77.687 | 71.698 | 167.1918 | 312.9067 | 91.1361 | 55.0108 | 34.4091 | 46.4123 | 0.0091547 | 0.001222 | 0.29864 | 29.1161 | 2.0156 | 10.6121 | 2.8597 | 227.5475 | 9.6967 | 4.477 | 0.47401 | 6150.617 | 912.7212 | 1529.4785 | 1170.6015 | 33.7347 | 1.2746 | 27.2554 | 2.9293 | 4636.6043 | 1280.3581 | 473.9745 | 101.621 | 139.9811 | 8.0467 | 191.2139 | 0.0016058 | 27.5727 | 0.14464 | 11.931 | 81.7199 | 4.9824 | 91.5528 | 199.6445 | 0.11679 | 0.21545 | 2.0901 | 2.0054 | 0.30945 | 0.24365 | 1.0974 | 0.14055 | 34.094 | 0.0027421 | 14.722 | 270.683 | 0.023241 | 122.0513 | 5.0997 | 0.047692 | 0.65206 | 0.27783 | 5.1438 | 0.094059 | 1.7493 | 1.0704 | 1.4304 | 0.018897 | 0.11609 | 0.051528 | 4.5096 | 0.038256 | 0.50203 | 0.22467 | 8.4293 | 0.00040558 | 0.0035083 | 0.003221 | 4.7076 | 0.01863 | 0.35124 | 0.22959 | 0.2899 | 0.0012419 | 0.020747 | 0.01267 | 1.2008 | 0.0050483 | 0.097463 | 0.055467 | 0.65739 | 0.0035596 | 0.040575 | 0.19015 | 0.53456 | 0.30761 | 1.1333 | 318.5613 | 0.014943 | 1.9731 | 0.012261 | 4.9137 | 5.0749 | 2.2964 | 188.7951 | 0.44721 | 8.9952 | 8.2354 | 13.0018 | 105121.7411 | 8.7449 | 311.4904 | 9.0101 | 4.2622 | 2.0534 | 1.8521 | 2.7762 | 1.5868 | 1.7077 | 13.7688 | 4.1307 | 0.69299 | 8.687 | 2.947 | 286.2889 | 8.5878 | 0.40232 | 18.4689 | 27.9507 | 586.413 | 62.2016 | 4.2614 | 2.8416 | 7.6546 | 7.6163 | 0.24021 | 1.2991 | 5.1977 | 7.7533 | 6.6032 | 0.0019183 | 0.0011975 | 0.0039692 | 1.6037 | 9.6548e-05 | 0.0076022 | 5.5131e-05 | 0.018625 | 0.0027963 | 0.0088244 | 12.5236 | 0.00076774 | 0.61574 | 0.32198 | 8.8772 | 1.1751 | 0.037271 | 1.2317 | 0.31507 | 0.019924 | 0.0083293 | 0.0075911 | 0.0033118 | 0.0054669 | 0.0070252 | 0.054715 | 0.076745 | 0.0032932 | 0.034286 | 0.010121 | 1.235 | 0.0003984 | 0.00042188 | 0.10715 | 0.12668 | 2.988 | 0.28129 | 0.019912 | 0.043857 | 0.025219 | 0.036208 | 0.0012343 | 0.0054239 | 0.020573 | 0.023611 | 0.026772 | 0.041809 | 0.017099 | 0.060931 | 19.6322 | 0.0012776 | 0.10438 | 0.00079823 | 0.45143 | 0.053894 | 0.15237 | 6.7634 | 0.01095 | 21.9828 | 13.3588 | 517.2318 | 26.9971 | 1.6928 | 28.7613 | 13.7074 | 0.86052 | 0.11501 | 0.099478 | 0.058089 | 0.08779 | 0.15289 | 1.7147 | 1.303 | 0.048571 | 0.87323 | 0.16879 | 20.9074 | 0.0036432 | 0.0037552 | 9.6137 | 5.3892 | 147.3327 | 13.7871 | 1.799 | 0.61391 | 0.4363 | 0.5996 | 0.020496 | 0.086664 | 0.3715 | 1.1776 | 1.1466 | 0.029905 | 0.010554 | 0.016008 | 6.57 | 0.00080453 | 0.20267 | 0.00053539 | 0.99495 | 0.070864 | 0.13435 | 5.1546 | 0.0084437 | 17.6186 | 7.5764 | 503.2091 | 17.7703 | 1.6885 | 18.6961 | 8.8238 | 0.57511 | 0.16486 | 0.20039 | 0.031517 | 0.11645 | 0.070579 | 1.9002 | 0.63564 | 0.19131 | 0.49716 | 0.2095 | 11.2982 | 0.0028415 | 0.0031193 | 3.7286 | 3.0248 | 61.0918 | 7.5813 | 3.1742 | 0.27328 | 0.30016 | 0.71792 | 0.012609 | 0.054084 | 0.2437 | 1.206 | 1.2224 | 430.3369 | 497.649 | 72.528 | 2.8609 | 4.4526 | 1.2129 | 3.5702 | 3.9263 | 14.655 | 0.188 | 0.0016473 | 0.040813 | 0.011194 | 0.24106 | 2.3144 | 1.7378 | 5.5692 | 1.8176 | 1.9311
19 | 0.15934 | 0.037075 | 0.0055512 | 1.407 | 0.99367 | 0.99526 | 0.78148 | 0.092561 | 0.84817 | 0.60688 | 0.77743 | 0.81335 | 0.80875 | 0.20539 | 1339.834 | 201.5043 | 0.95304 | 0.84793 | 0.18086 | 0.25817 | 0.31278 | 2.5692 | 2.1579 | 573.8606 | 0.0097697 | 179.9632 | 120.3505 | 13.9577 | 161.7287 | 12.0934 | 2.0911 | 60.2499 | 16.2018 | 10.7136 | 3061.6133 | 88.6123 | 98.0192 | 1708.2628 | 104.1293 | 98.5188 | 264.8017 | 255.5323 | 197.1145 | 31.8642 | 50.7106 | 0.89547 | 0.068802 | 0.24511 | 0.019054 | 0.0023243 | 6.9417e-05 | 33.6851 | 14.1863 | 2.9868 | 0.74976 | 0.64953 | 0.10958 | 2.0995 | 69.5422 | 12.3909 | 0.32905 | 0.83243 | 23.3397 | 117.4171 | 37.1549 | 17.5468 | 154.4198 | 8.0717 | 0.039603 | 0.31565 | 0.72994 | 33.6098 | 13.168 | 810.913 | 123.5632 | 2.5427 | 0.092101 | 0.64317 | 0.079166 | 212.6305 | 166.7488 | 96.4072 | 60.0593 | 16.3069 | 1035.5191 | 219.2072 | 79.6467 | 85.2428 | 274.9842 | 154.4534 | 89.302 | 78.5845 | 8.1586 | 0.51984 | 0.95362 | 0.30323 | 64.7998 | 5.7118 | 1.6767 | 2.6299 | 0.19686 | 9.4823e-05 | 33.0294 | 1.1598 | 0.24965 | 0.19034 | 0.15481 | 3.0687 | 0.9622 | 0.91313 | 0.37832 | 101.5431 | 15.7596 | 30.5154 | 7.6929 | 120.0815 | 152.4197 | 1867.6862 | 246.4494 | 313.2169 | 193.1225 | 851.336 | 337.7936 | 102.1236 | 447.8913 | 0.16848 | 0.12931 | 0.069023 | 0.072223 | 0.0076927 | 0.0063209 | 2.2021e-05 | 0.0023943 | 37.4932 | 9.9715 | 0.82297 | 0.1577 | 2.2395 | 4.9041 | 345.5098 | 69.0602 | 2.7315 | 4.5894 | 142.6068 | 9.1934 | 116.9525 | 45.1266 | 30.4603 | 81.3686 | 716.8605 | 55.7542 | 703.2626 | 9.7526 | 133.9626 | 734.8711 | 142.1737 | 93.192 | 61.2547 | 78.1998 | 198.7103 | 60.9543 | 9.6999 | 170.0535 | 75.2231 | 11.5282 | 53.2134 | 555.5482 | 7.2704 | 72.8328 | 71.3933 | 210.4048 | 264.0745 | 82.1749 | 55.7877 | 34.327 | 52.4365 | 0.011471 | 0.0011725 | 0.29826 | 36.5849 | 2.3449 | 10.3921 | 2.0822 | 235.7257 | 8.0991 | 4.9692 | 0.52426 | 6123.4385 | 880.6397 | 1374.8083 | 1472.7006 | 32.9371 | 0.65467 | 21.5974 | 2.9036 | 4546.5764 | 1402.8129 | 565.4071 | 81.7926 | 142.5208 | 8.9762 | 174.1287 | 0.001199 | 26.6171 | 0.16605 | 14.4986 | 85.5556 | 3.2372 | 67.1773 | 231.0324 | 0.10668 | 0.28679 | 2.7204 | 3.2955 | 0.12965 | 0.20427 | 0.8536 | 0.14548 | 34.7131 | 0.0026074 | 14.1207 | 305.9696 | 0.025758 | 110.6155 | 5.145 | 0.047256 | 0.6686 | 0.26427 | 4.8138 | 0.096288 | 1.8963 | 1.0969 | 1.3758 | 0.018294 | 0.1179 | 0.057316 | 4.2735 | 0.036648 | 0.5452 | 0.21758 | 9.1122 | 0.00045917 | 0.0036801 | 0.0027144 | 5.0518 | 0.020121 | 0.39254 | 0.23583 | 0.27168 | 0.001136 | 0.022905 | 0.01233 | 1.1855 | 0.0049473 | 0.087066 | 0.050593 | 0.6743 | 0.0036744 | 0.041988 | 0.1676 | 0.53042 | 0.25059 | 1.027 | 227.843 | 0.013933 | 2.0096 | 0.011348 | 4.027 | 5.3786 | 2.969 | 189.8989 | 0.26998 | 9.7451 | 9.5046 | 14.1138 | 109989.303 | 8.5554 | 353.1575 | 9.6808 | 4.3843 | 2.1058 | 1.7373 | 2.5876 | 1.7173 | 1.6884 | 14.6763 | 3.6736 | 0.66278 | 8.7042 | 2.7339 | 243.1745 | 8.6872 | 0.41353 | 18.8072 | 24.1329 | 647.963 | 64.9245 | 4.5129 | 2.8984 | 7.2076 | 7.4206 | 0.25282 | 1.1713 | 5.113 | 7.1028 | 6.1178 | 0.0022116 | 0.0012798 | 0.0045166 | 1.3904 | 8.2283e-05 | 0.0073002 | 6.0239e-05 | 0.017048 | 0.0027224 | 0.0081087 | 11.629 | 0.00074866 | 0.61229 | 0.28708 | 8.5636 | 1.3314 | 0.039658 | 1.4096 | 0.28568 | 0.020175 | 0.0075489 | 0.0073852 | 0.0033825 | 0.0065647 | 0.006524 | 0.057301 | 0.067145 | 0.0039554 | 0.033517 | 0.01009 | 1.2078 | 0.00041984 | 0.00040335 | 0.099737 | 0.11901 | 3.0681 | 0.33036 | 0.023437 | 0.047262 | 0.024889 | 0.035413 | 0.0011313 | 0.0052068 | 0.018587 | 0.025166 | 0.023282 | 0.037227 | 0.01649 | 0.057088 | 16.5636 | 0.0013566 | 0.093502 | 0.0009016 | 0.37391 | 0.050972 | 0.15611 | 8.0198 | 0.011149 | 20.3324 | 13.8476 | 461.5267 | 30.3478 | 1.7573 | 30.68 | 13.2257 | 0.88501 | 0.11838 | 0.10453 | 0.059602 | 0.094069 | 0.16328 | 1.912 | 1.3252 | 0.047376 | 0.89485 | 0.1648 | 18.2858 | 0.0036842 | 0.0031658 | 9.7437 | 5.0764 | 140.572 | 14.1672 | 1.7452 | 0.63359 | 0.40657 | 0.66022 | 0.019398 | 0.10128 | 0.38667 | 1.0975 | 1.1096 | 0.025246 | 0.012119 | 0.016296 | 6.9876 | 0.00085228 | 0.22041 | 0.00060894 | 1.0082 | 0.066199 | 0.1235 | 5.8883 | 0.008842 | 15.6756 | 8.4512 | 512.2295 | 20.9694 | 1.9855 | 18.5932 | 8.8911 | 0.51848 | 0.14993 | 0.23002 | 0.027539 | 0.11411 | 0.075831 | 1.7578 | 0.61443 | 0.19028 | 0.54406 | 0.19913 | 12.6721 | 0.0031274 | 0.002959 | 3.6661 | 3.0417 | 56.4662 | 8.4799 | 3.004 | 0.23907 | 0.32267 | 0.70321 | 0.013238 | 0.051295 | 0.20639 | 1.158 | 1.0775 | 437.5772 | 471.5384 | 48.1623 | 1.9588 | 3.5521 | 1.3962 | 3.2669 | 3.0003 | 10.1163 | 0.13079 | 0.0022102 | 0.032334 | 0.0080419 | 0.28979 | 2.1972 | 2.4585 | 4.4724 | 0.91229 | 1.4579

## ngB-China-results
Element | N recovery | P recovery | K recovery | TEA results | LCA results
Feature | Total N [% N] | Total P [% P] | Total K [% K] | Annual net cost [USD/cap/yr] | GlobalWarming [kg CO2-eq/cap/yr] | H_Ecosystems [points/cap/yr] | H_Health [points/cap/yr] | H_Resources [points/cap/yr]
0 | 52.5242 | 37.332 | 22.6321 | 139.6768 | 104.3192 | 0.30302 | 16.8217 | 14.306
1 | 52.5242 | 37.332 | 22.6321 | 140.4246 | 104.3393 | 0.28965 | 11.9927 | 14.1256
2 | 52.5242 | 37.332 | 22.6321 | 179.6142 | 77.5062 | 0.27877 | 7.1412 | 10.9568
3 | 52.5242 | 37.332 | 22.6321 | 131.1405 | 72.6403 | 0.17616 | 7.6264 | 9.0521
4 | 52.5242 | 37.332 | 22.6321 | 78.5796 | 83.566 | 0.20405 | 14.1808 | 9.142
5 | 52.5242 | 37.332 | 22.6321 | 120.3587 | 86.1491 | 0.21723 | 14.582 | 10.1545
6 | 52.5242 | 37.332 | 22.6321 | 98.361 | 99.796 | 0.26108 | 15.1322 | 13.0901
7 | 52.5242 | 37.332 | 22.6321 | 148.5663 | 61.8819 | 0.19884 | 8.127 | 8.4805
8 | 52.5242 | 37.332 | 22.6321 | 77.1038 | 77.2699 | 0.21269 | 12.5715 | 8.4351
9 | 52.5242 | 37.332 | 22.6321 | 109.9382 | 100.3672 | 0.21315 | 22.2939 | 9.3322
10 | 52.5242 | 37.332 | 22.6321 | 214.6747 | 95.6753 | 0.33961 | 9.1478 | 16.5035
11 | 52.5242 | 37.332 | 22.6321 | 111.9996 | 73.5784 | 0.26343 | 7.1587 | 11.9512
12 | 52.5242 | 37.332 | 22.6321 | 135.1993 | 79.1405 | 0.20138 | 12.6359 | 9.6347
13 | 52.5242 | 37.332 | 22.6321 | 205.6549 | 98.1369 | 0.40068 | 12.0742 | 19.5595
14 | 52.5242 | 37.332 | 22.6321 | 76.0103 | 74.7208 | 0.172 | 11.559 | 8.2815
15 | 52.5242 | 37.332 | 22.6321 | 113.6391 | 85.9773 | 0.22238 | 9.8349 | 13.3007
16 | 52.5242 | 37.332 | 22.6321 | 124.0626 | 73.5835 | 0.19097 | 11.9741 | 8.9892
17 | 52.5242 | 37.332 | 22.6321 | 137.3252 | 100.4605 | 0.30018 | 14.2888 | 14.7222
18 | 52.5242 | 37.332 | 22.6321 | 276.8871 | 102.4538 | 0.37374 | 11.0312 | 20.2108
19 | 52.5242 | 37.332 | 22.6321 | 134.0246 | 98.34 | 0.20249 | 20.8669 | 8.4034

## ngB-India-param
Element | Excretion-B1 | [21 empty] | MURT-B2 | [11 empty] | NEWgenerator an MBR-B3 | [36 empty] | Sludge pasteurization-B4 | [8 empty] | NEWgenerator ion exchange-B5 | [39 empty] | NEWgenerator chlorination-B6 | [24 empty] | NEWgenerator controls-B8 | [41 empty] | NEWgenerator housing-B9 | [9 empty] | NEWgenerator pretreatment-B10 | [11 empty] | NEWgenerator foundation-B11 |  | MURT-B2 |  |  | TEA |  |  |  | LCA | [225 empty] | NEWgenerator gridtied-B7 | [7 empty] | Excretion-B1 | LCA |  |  |  | TEA
Feature | Excretion N prot [fraction] | Excretion P prot v [fraction] | Excretion P prot a [fraction] | Excretion K cal [g K/1000 kcal] | Excretion N exc [fraction of intake] | Excretion P exc [fraction of intake] | Excretion K exc [fraction of intake] | Excretion e exc [fraction of intake] | Excretion N ur [fraction of total] | Excretion P ur [fraction of total] | Excretion K ur [fraction of total] | Excretion e fec [fraction of total] | Excretion N ur NH3 [fraction of total N in urine] | Excretion N fec NH3 [fraction of total N in feces] | Excretion ur exc [g/cap/d] | Excretion fec exc [g/cap/d] | Excretion ur moi [fraction] | Excretion fec moi [fraction] | Excretion mg ur [g Mg/cap/d] | Excretion mg fec [g Mg/cap/d] | Excretion ca ur [g Ca/cap/d] | Excretion ca fec [g Ca/cap/d] | MURT collection period [days] | MURT sludge accum rate [L/cap/yr] | MURT N volatilization [fraction of N input] | MURT squatting pan cost [USD] | MURT urinal cost [USD] | MURT led cost [USD] | MURT anticor floor cost [USD] | MURT fan cost [USD] | MURT circuit change cost [USD] | MURT pipe cost [USD] | MURT squatting pan weight [kg] | MURT urinal weight [kg] | NEWgenerator an MBR anmbr reactor tank [USD] | NEWgenerator an MBR anmbr reactor media [USD] | NEWgenerator an MBR anmbr reactor fittings [USD] | NEWgenerator an MBR anmbr membrane module [USD] | NEWgenerator an MBR anmbr permeate pump [USD] | NEWgenerator an MBR anmbr backwash pump [USD] | NEWgenerator an MBR anmbr water pump [USD] | NEWgenerator an MBR anmbr membrane fittings [USD] | NEWgenerator an MBR anmbr biogas gas bag [USD] | NEWgenerator an MBR anmbr biogas fittings [USD] | NEWgenerator an MBR anmbr biogas ventilation [USD] | NEWgenerator an MBR anmbr COD removal [ratio] | NEWgenerator an MBR anmbr TN removal [ratio] | NEWgenerator an MBR anmbr TP removal [ratio] | NEWgenerator an MBR anmbr water pump energy percycle [kWh] | NEWgenerator an MBR anmbr permeate pump energy percycle [kWh] | NEWgenerator an MBR anmbr backwash pump energy percycle [kWh] | NEWgenerator an MBR anmbr batch cycle perday [# batches day-1] | NEWgenerator an MBR anmbr labor maintenance membrane chem cleaning [hrs/yr] | NEWgenerator an MBR anmbr labor maintenance sludge removal [hrs/yr] | NEWgenerator an MBR anmbr labor replacement membrane pump [hrs/yr] | NEWgenerator an MBR anmbr labor replacement permeate pump [hrs/yr] | NEWgenerator an MBR anmbr labor replacement membrane module [hrs/yr] | NEWgenerator an MBR anmbr labor replacement misc repairs [hr/y] | NEWgenerator an MBR anmbr reactor weight [kg] | NEWgenerator an MBR anmbr tau [d] | NEWgenerator an MBR anmbr soluble methane fraction [nan] | NEWgenerator an MBR anmbr VSS TSS ratio [nan] | NEWgenerator an MBR anmbr membrane weight [kg] | NEWgenerator an MBR anmbr PE weight [kg] | NEWgenerator an MBR anmbr PVC weight [kg] | NEWgenerator an MBR anmbr plastic weight [kg] | NEWgenerator an MBR anmbr piping [USD] | NEWgenerator an MBR anmbr piping PVC weight [kg] | NEWgenerator an MBR anmbr sludge yield [kg-VSS/kg-BOD removed] | NEWgenerator an MBR anmbr methane yield [m3-CH4/kg COD removed] | NEWgenerator an MBR dissolved methane HFMC removed [nan] | Sludge pasteurization sludge dryer weight [kg] | Sludge pasteurization sludge barrel weight [kg] | Sludge pasteurization sludge dryer [USD] | Sludge pasteurization sludge barrel [USD] | Sludge pasteurization sludge labor maintenance [h] | Fraction biogas lost [fraction] | Biogas efficiency [fraction] | Heat loss [fraction] | Sludge temperature [fraction] | NEWgenerator ion exchange ion eq2 tank [USD] | NEWgenerator ion exchange ion eq2 pump [USD] | NEWgenerator ion exchange ion eq2 powered valve [USD] | NEWgenerator ion exchange ion eq2 fittings [USD] | NEWgenerator ion exchange ion zeolite tanks [USD] | NEWgenerator ion exchange ion filtration media [USD] | NEWgenerator ion exchange ion gac [USD] | NEWgenerator ion exchange ion zeolite [USD] | NEWgenerator ion exchange ion zeolite fittings [USD] | NEWgenerator ion exchange ion eq3 tank [USD] | NEWgenerator ion exchange ion eq3 pump [USD] | NEWgenerator ion exchange ion eq3 filter [USD] | NEWgenerator ion exchange ion eq3 fittings [USD] | NEWgenerator ion exchange ion COD removal [nan] | NEWgenerator ion exchange ion TN removal [nan] | NEWgenerator ion exchange ion TP removal [nan] | NEWgenerator ion exchange ion labor maintenance zeolite regeneration [hr/y] | NEWgenerator ion exchange ion labor maintenance GAC replacement [hr/y] | NEWgenerator ion exchange ion labor replacement zeolite [hr/y] | NEWgenerator ion exchange ion labor replacement misc repairs [hr/y] | NEWgenerator ion exchange ion labor replacement other pump [hrs/yr] | NEWgenerator ion exchange ion backwash pump energy percycle [kWh] | NEWgenerator ion exchange ion batch cycle perday [# batches day-1] | NEWgenerator ion exchange ion gac unit cost [USD/kg] | NEWgenerator ion exchange ion zeolite unit cost [USD/kg] | NEWgenerator ion exchange ion na cl unit cost [USD/kg] | NEWgenerator ion exchange ion na OH unit cost [USD/kg] | NEWgenerator ion exchange ion regen freq per yr [events/yr] | NEWgenerator ion exchange ion regen efficiency [nan] | NEWgenerator ion exchange ion polycarbonate weight [kg] | NEWgenerator ion exchange ion steel weight [kg] | NEWgenerator ion exchange ion PE weight [kg] | NEWgenerator ion exchange ion PVC weight [kg] | NEWgenerator ion exchange ion plastic weight [kg] | NEWgenerator ion exchange ion piping PVC weight [kg] | NEWgenerator ion exchange ion piping [USD] | NEWgenerator ion exchange ion replacement scenario drums [USD] | NEWgenerator ion exchange ion largerncs scenario zeolite tanks [USD] | NEWgenerator ion exchange ion largerncs scenario zeolite [USD] | NEWgenerator ion exchange ion zeolite fittings largerncs [USD] | NEWgenerator chlorination chlorination recycle pump [USD] | NEWgenerator chlorination chlorination electochlorinator [USD] | NEWgenerator chlorination chlorination powered valve [USD] | NEWgenerator chlorination chlorination fittings [USD] | NEWgenerator chlorination chlorination tanks [USD] | NEWgenerator chlorination chlorination COD removal [%] | NEWgenerator chlorination chlorination TN removal [%] | NEWgenerator chlorination chlorination TP removal [%] | NEWgenerator chlorination chlorination chlorinator energy percycle [kWh] | NEWgenerator chlorination chlorination pump energy percycle [kWh] | NEWgenerator chlorination chlorination ventilation energy percycle [kWh] | NEWgenerator chlorination chlorination valve energy percycle [kWh] | NEWgenerator chlorination chlorination product water pump energy percycle [kWh] | NEWgenerator chlorination chlorination batch cycle per day [# batches day-1] | NEWgenerator chlorination chlorination labor maintenance chlorinator recharging [hr/y] | NEWgenerator chlorination chlorination labor replacement chlorinator replacement [hr/y] | NEWgenerator chlorination chlorination labor replacement other pump [hr/y] | NEWgenerator chlorination chlorination labor replacement misc repairs [hr/y] | NEWgenerator chlorination chlorination na cl dosage [mg/L] | NEWgenerator chlorination chlorination throughput flow [L/d] | NEWgenerator chlorination chlorination PE weight [kg] | NEWgenerator chlorination chlorination PVC weight [kg] | NEWgenerator chlorination chlorination electronics active weight [kg] | NEWgenerator chlorination chlorination piping [USD] | NEWgenerator chlorination chlorination piping PVC weight [kg] | NEWgenerator controls control box enclosure panel [USD] | NEWgenerator controls control box arduino microcontroller [USD] | NEWgenerator controls control box microcontroller din rails [USD] | NEWgenerator controls control box wifi [USD] | NEWgenerator controls control box solid state relays [USD] | NEWgenerator controls control box other relays [USD] | NEWgenerator controls control box conductors [USD] | NEWgenerator controls control box din rails [USD] | NEWgenerator controls control sensors enclosure panel [USD] | NEWgenerator controls control sensors signal conditioners [USD] | NEWgenerator controls control sensors din rails [USD] | NEWgenerator controls control sensors voltage converter [USD] | NEWgenerator controls control orp enclosure panel [USD] | NEWgenerator controls control orp voltage converter [USD] | NEWgenerator controls control orp controller [USD] | NEWgenerator controls control orp probe [USD] | NEWgenerator controls control orp cables [USD] | NEWgenerator controls control pump enclosure panel [USD] | NEWgenerator controls control pump voltage converter [USD] | NEWgenerator controls control pump voltage rectifier [USD] | NEWgenerator controls control pump box relay [USD] | NEWgenerator controls control sensors level sensor [USD] | NEWgenerator controls control sensors level switch [USD] | NEWgenerator controls control sensors flow switches [USD] | NEWgenerator controls control sensors proximity sensor [USD] | NEWgenerator controls control stranded cables [USD] | NEWgenerator controls control sensor cables [USD] | NEWgenerator controls control cable glands [USD] | NEWgenerator controls control gauge ferrules [USD] | NEWgenerator controls control zip ties [USD] | NEWgenerator controls control terminal block jumper [USD] | NEWgenerator controls control system energy percycle [kW] | NEWgenerator controls control system ORP energy percycle [kW] | NEWgenerator controls control background runtime energy perday [kWh] | NEWgenerator controls control batch cycle perday [# batches day-1] | NEWgenerator controls control labor replacement misc repairs [hr/y] | NEWgenerator controls control polycarbonate weight [kg] | NEWgenerator controls control aluminum weight [kg] | NEWgenerator controls control cable length [m] | NEWgenerator controls control electronics passive weight [kg] | NEWgenerator controls control electronics active weight [kg] | NEWgenerator controls control control units weight [kg] | NEWgenerator housing housing framework [USD] | NEWgenerator housing housing framework shipping [USD] | NEWgenerator housing housing fittings [USD] | NEWgenerator housing housing steel weight [kg] | NEWgenerator housing housing zinc coated steel weight [kg] | NEWgenerator housing housing zinc coat [m2] | NEWgenerator housing housing aluminum weight [kg] | NEWgenerator housing housing PE weight [kg] | NEWgenerator housing housing largerncs framework [USD] | NEWgenerator housing cheaper housing framework [USD] | NEWgenerator pretreatment pretreatment eq tank [USD] | NEWgenerator pretreatment pretreatment tank PE weight [kg] | NEWgenerator pretreatment pretreatment piping [USD] | NEWgenerator pretreatment pretreatment piping PVC weight [kg] | NEWgenerator pretreatment pretreatment feed pump [USD] | NEWgenerator pretreatment pretreatment feed pump energy percycle [kWh] | NEWgenerator pretreatment pretreatment batch cycle perday [# batches day-1] | NEWgenerator pretreatment pretreatment labor replacement other pump [hrs/yr] | NEWgenerator pretreatment pretreatment labor screen pit cleaning [hrs/yr] | NEWgenerator pretreatment pretreatment barscreen cost [USD] | NEWgenerator pretreatment pretreatment barscreen weight [kg] | NEWgenerator pretreatment pretreatment barscreen [USD] | NEWgenerator foundation foundation concrete unit cost [USD m-3] | NEWgenerator foundation foundation concrete thickness [m] | Max ch4 emission [g CH4/g COD] | Full degradation time [yr] | Log degradation [-] | Price factor [-] | Zeolite price [USD/kg] | GAC price [USD/kg] | Na OH price [USD/kg] | CH4 CF [kg CO2-eq/kg CH4] | CH4 ecosystems CF [points/kg CH4] | CH4 health CF [points/kg CH4] | N2O CF [kg CO2-eq/kg N2O] | N2O ecosystems CF [points/kg N2O] | N2O health CF [points/kg N2O] | N fertilizer CF [kg CO2-eq/kg N] | N fertilizer ecosystems CF [points/kg N] | N fertilizer health CF [points/kg N] | N fertilizer resources CF [points/kg N] | P fertilizer CF [kg CO2-eq/kg P] | P fertilizer ecosystems CF [points/kg P] | P fertilizer health CF [points/kg P] | P fertilizer resources CF [points/kg P] | K fertilizer CF [kg CO2-eq/kg K] | K fertilizer ecosystems CF [points/kg K] | K fertilizer health CF [points/kg K] | K fertilizer resources CF [points/kg K] | Conc nh3 CF [kg CO2-eq/kg] | Conc nh3 ecosystems CF [points/kg] | Conc nh3 health CF [points/kg] | Conc nh3 resources CF [points/kg] | GAC CF [kg CO2-eq/kg] | GAC ecosystems CF [points/kg] | GAC health CF [points/kg] | GAC resources CF [points/kg] | Zeolite CF [kg CO2-eq/kg] | Zeolite ecosystems CF [points/kg] | Zeolite health CF [points/kg] | Zeolite resources CF [points/kg] | Na cl CF [kg CO2-eq/kg] | Na cl ecosystems CF [points/kg] | Na cl health CF [points/kg] | Na cl resources CF [points/kg] | Na OH CF [kg CO2-eq/kg] | Na OH ecosystems CF [points/kg] | Na OH health CF [points/kg] | Na OH resources CF [points/kg] | LPG CF [kg CO2-eq/kg] | LPG ecosystems CF [points/kg] | LPG health CF [points/kg] | LPG resources CF [points/kg] | Excavation-Global warming [kg CO2-eq/m3] | Brick-Global warming [kg CO2-eq/kg] | Cement-Global warming [kg CO2-eq/kg] | Concrete-Global warming [kg CO2-eq/m3] | Gravel-Global warming [kg CO2-eq/kg] | Plastic-Global warming [kg CO2-eq/kg] | Sand-Global warming [kg CO2-eq/kg] | Stainless steel-global warming [kg CO2-eq/kg] | Stainless steel sheet-global warming [kg CO2-eq/kg] | Steel-Global warming [kg CO2-eq/kg] | Wood-Global warming [kg CO2-eq/m3] | Trucking-Global warming [kg CO2-eq/tonne*km] | Electric motor-global warming [kg CO2-eq/ea] | Electronics-Global warming [kg CO2-eq/kg] | Catalytic converter-global warming [kg CO2-eq/ea] | Oil heat exchanger-global warming [kg CO2-eq/ea] | Pump-Global warming [kg CO2-eq/ea] | Hydronic heat exchanger-global warming [kg CO2-eq/ea] | Electric connectors-global warming [kg CO2-eq/kg] | Electric cables-global warming [kg CO2-eq/m] | PVC-Global warming [kg CO2-eq/kg] | PE-Global warming [kg CO2-eq/kg] | Polymer-Global warming [kg CO2-eq/kg] | Cationic resin-global warming [kg CO2-eq/kg] | Ceramic-Global warming [kg CO2-eq/kg] | Fan-Global warming [kg CO2-eq/kg] | Aluminum-Global warming [kg CO2-eq/kg] | LPG-Global warming [kg CO2-eq/kg] | Zinc coat-global warming [kg CO2-eq/m2] | Polyacrylamide-Global warming [kg CO2-eq/kg] | Photovoltaic panel-global warming [kg CO2-eq/m2] | GACProduction-Global warming [kg CO2-eq/kg] | GACRegeneration-Global warming [kg CO2-eq/kg] | Switches-Global warming [kg CO2-eq/kg] | Control units-global warming [kg CO2-eq/kg] | Electronics active-global warming [kg CO2-eq/kg] | Electronics passive-global warming [kg CO2-eq/kg] | Transformers-Global warming [kg CO2-eq/kg] | Fertilizer offset-global warming [kg CO2-eq/kg] | Polycarbonate-Global warming [kg CO2-eq/kg] | Membrane-Global warming [kg CO2-eq/kg] | Na cl-global warming [kg CO2-eq/kg] | Na oh-global warming [kg CO2-eq/kg] | Zeolite-Global warming [kg CO2-eq/kg] | Battery-Global warming [kg CO2-eq/kg] | Lithium battery-global warming [kg CO2-eq/kg] | Excavation-H ecosystems [kg CO2-eq/m3] | Brick-H ecosystems [kg CO2-eq/kg] | Cement-H ecosystems [kg CO2-eq/kg] | Concrete-H ecosystems [kg CO2-eq/m3] | Gravel-H ecosystems [kg CO2-eq/kg] | Plastic-H ecosystems [kg CO2-eq/kg] | Sand-H ecosystems [kg CO2-eq/kg] | Stainless steel-h ecosystems [kg CO2-eq/kg] | Stainless steel sheet-h ecosystems [kg CO2-eq/kg] | Steel-H ecosystems [kg CO2-eq/kg] | Wood-H ecosystems [kg CO2-eq/m3] | Trucking-H ecosystems [kg CO2-eq/tonne*km] | Electric motor-h ecosystems [kg CO2-eq/ea] | Electronics-H ecosystems [kg CO2-eq/kg] | Catalytic converter-h ecosystems [kg CO2-eq/ea] | Oil heat exchanger-h ecosystems [kg CO2-eq/ea] | Pump-H ecosystems [kg CO2-eq/ea] | Hydronic heat exchanger-h ecosystems [kg CO2-eq/ea] | Electric connectors-h ecosystems [kg CO2-eq/kg] | Electric cables-h ecosystems [kg CO2-eq/m] | PVC-H ecosystems [kg CO2-eq/kg] | PE-H ecosystems [kg CO2-eq/kg] | Polymer-H ecosystems [kg CO2-eq/kg] | Cationic resin-h ecosystems [kg CO2-eq/kg] | Ceramic-H ecosystems [kg CO2-eq/kg] | Fan-H ecosystems [kg CO2-eq/kg] | Aluminum-H ecosystems [kg CO2-eq/kg] | LPG-H ecosystems [kg CO2-eq/kg] | Zinc coat-h ecosystems [kg CO2-eq/m2] | Polyacrylamide-H ecosystems [kg CO2-eq/kg] | Photovoltaic panel-h ecosystems [kg CO2-eq/m2] | GACProduction-H ecosystems [kg CO2-eq/kg] | GACRegeneration-H ecosystems [kg CO2-eq/kg] | Switches-H ecosystems [kg CO2-eq/kg] | Control units-h ecosystems [kg CO2-eq/kg] | Electronics active-h ecosystems [kg CO2-eq/kg] | Electronics passive-h ecosystems [kg CO2-eq/kg] | Transformers-H ecosystems [kg CO2-eq/kg] | Fertilizer offset-h ecosystems [kg CO2-eq/kg] | Polycarbonate-H ecosystems [kg CO2-eq/kg] | Membrane-H ecosystems [kg CO2-eq/kg] | Na cl-h ecosystems [kg CO2-eq/kg] | Na oh-h ecosystems [kg CO2-eq/kg] | Zeolite-H ecosystems [kg CO2-eq/kg] | Battery-H ecosystems [kg CO2-eq/kg] | Lithium battery-h ecosystems [kg CO2-eq/kg] | Excavation-H health [kg CO2-eq/m3] | Brick-H health [kg CO2-eq/kg] | Cement-H health [kg CO2-eq/kg] | Concrete-H health [kg CO2-eq/m3] | Gravel-H health [kg CO2-eq/kg] | Plastic-H health [kg CO2-eq/kg] | Sand-H health [kg CO2-eq/kg] | Stainless steel-h health [kg CO2-eq/kg] | Stainless steel sheet-h health [kg CO2-eq/kg] | Steel-H health [kg CO2-eq/kg] | Wood-H health [kg CO2-eq/m3] | Trucking-H health [kg CO2-eq/tonne*km] | Electric motor-h health [kg CO2-eq/ea] | Electronics-H health [kg CO2-eq/kg] | Catalytic converter-h health [kg CO2-eq/ea] | Oil heat exchanger-h health [kg CO2-eq/ea] | Pump-H health [kg CO2-eq/ea] | Hydronic heat exchanger-h health [kg CO2-eq/ea] | Electric connectors-h health [kg CO2-eq/kg] | Electric cables-h health [kg CO2-eq/m] | PVC-H health [kg CO2-eq/kg] | PE-H health [kg CO2-eq/kg] | Polymer-H health [kg CO2-eq/kg] | Cationic resin-h health [kg CO2-eq/kg] | Ceramic-H health [kg CO2-eq/kg] | Fan-H health [kg CO2-eq/kg] | Aluminum-H health [kg CO2-eq/kg] | LPG-H health [kg CO2-eq/kg] | Zinc coat-h health [kg CO2-eq/m2] | Polyacrylamide-H health [kg CO2-eq/kg] | Photovoltaic panel-h health [kg CO2-eq/m2] | GACProduction-H health [kg CO2-eq/kg] | GACRegeneration-H health [kg CO2-eq/kg] | Switches-H health [kg CO2-eq/kg] | Control units-h health [kg CO2-eq/kg] | Electronics active-h health [kg CO2-eq/kg] | Electronics passive-h health [kg CO2-eq/kg] | Transformers-H health [kg CO2-eq/kg] | Fertilizer offset-h health [kg CO2-eq/kg] | Polycarbonate-H health [kg CO2-eq/kg] | Membrane-H health [kg CO2-eq/kg] | Na cl-h health [kg CO2-eq/kg] | Na oh-h health [kg CO2-eq/kg] | Zeolite-H health [kg CO2-eq/kg] | Battery-H health [kg CO2-eq/kg] | Lithium battery-h health [kg CO2-eq/kg] | Excavation-H resources [kg CO2-eq/m3] | Brick-H resources [kg CO2-eq/kg] | Cement-H resources [kg CO2-eq/kg] | Concrete-H resources [kg CO2-eq/m3] | Gravel-H resources [kg CO2-eq/kg] | Plastic-H resources [kg CO2-eq/kg] | Sand-H resources [kg CO2-eq/kg] | Stainless steel-h resources [kg CO2-eq/kg] | Stainless steel sheet-h resources [kg CO2-eq/kg] | Steel-H resources [kg CO2-eq/kg] | Wood-H resources [kg CO2-eq/m3] | Trucking-H resources [kg CO2-eq/tonne*km] | Electric motor-h resources [kg CO2-eq/ea] | Electronics-H resources [kg CO2-eq/kg] | Catalytic converter-h resources [kg CO2-eq/ea] | Oil heat exchanger-h resources [kg CO2-eq/ea] | Pump-H resources [kg CO2-eq/ea] | Hydronic heat exchanger-h resources [kg CO2-eq/ea] | Electric connectors-h resources [kg CO2-eq/kg] | Electric cables-h resources [kg CO2-eq/m] | PVC-H resources [kg CO2-eq/kg] | PE-H resources [kg CO2-eq/kg] | Polymer-H resources [kg CO2-eq/kg] | Cationic resin-h resources [kg CO2-eq/kg] | Ceramic-H resources [kg CO2-eq/kg] | Fan-H resources [kg CO2-eq/kg] | Aluminum-H resources [kg CO2-eq/kg] | LPG-H resources [kg CO2-eq/kg] | Zinc coat-h resources [kg CO2-eq/m2] | Polyacrylamide-H resources [kg CO2-eq/kg] | Photovoltaic panel-h resources [kg CO2-eq/m2] | GACProduction-H resources [kg CO2-eq/kg] | GACRegeneration-H resources [kg CO2-eq/kg] | Switches-H resources [kg CO2-eq/kg] | Control units-h resources [kg CO2-eq/kg] | Electronics active-h resources [kg CO2-eq/kg] | Electronics passive-h resources [kg CO2-eq/kg] | Transformers-H resources [kg CO2-eq/kg] | Fertilizer offset-h resources [kg CO2-eq/kg] | Polycarbonate-H resources [kg CO2-eq/kg] | Membrane-H resources [kg CO2-eq/kg] | Na cl-h resources [kg CO2-eq/kg] | Na oh-h resources [kg CO2-eq/kg] | Zeolite-H resources [kg CO2-eq/kg] | Battery-H resources [kg CO2-eq/kg] | Lithium battery-h resources [kg CO2-eq/kg] | NEWgenerator gridtied grid power ac conversion [USD] | NEWgenerator gridtied grid power dc distribution [USD] | NEWgenerator gridtied grid power misc [USD] | NEWgenerator gridtied grid labor replacement misc repairs [hr/y] | NEWgenerator gridtied grid polycarbonate weight [kg] | NEWgenerator gridtied grid aluminium weight [kg] | NEWgenerator gridtied grid electronics passive weight [kg] | NEWgenerator gridtied grid electronics active weight [kg] | Operator daily wage [USD/h] | Energy gwp [kg CO2-eq/kWh] | Energy h ecosystems [points/kWh] | Energy h health [points/kWh] | Energy h resources [points/kWh] | Nacl price [USD/kg] | Lpg price [USD/kg] | N fertilizer price [USD/kg N] | P fertilizer price [USD/kg P] | K fertilizer price [USD/kg K] | Nh3 fertilizer price [USD/kg N]
0 | 0.17445 | 0.019073 | 0.018036 | 1.4374 | 0.99277 | 0.99725 | 0.95545 | 0.067309 | 0.8677 | 0.37734 | 0.75581 | 0.76869 | 0.81478 | 0.16766 | 1629.2371 | 234.4104 | 0.94591 | 0.79781 | 0.19632 | 0.30239 | 0.42991 | 1.4356 | 2.6983 | 379.3543 | 0.0045444 | 168.8663 | 95.5259 | 16.7756 | 166.4129 | 15.7723 | 1.8405 | 68.3585 | 15.3589 | 14.4719 | 2586.344 | 83.4553 | 92.7415 | 1775.4571 | 118.6456 | 80.6953 | 268.3978 | 249.1397 | 206.9102 | 30.1453 | 55.5239 | 0.90735 | 0.14103 | 0.069824 | 0.015607 | 0.0016081 | 6.8785e-05 | 36.0744 | 12.6971 | 3.4297 | 0.96727 | 0.60863 | 0.10262 | 2.2592 | 69.5403 | 7.0042 | 0.28314 | 0.79056 | 22.6006 | 104.4438 | 34.3889 | 20.8008 | 118.1679 | 7.8422 | 0.038453 | 0.25277 | 0.89705 | 41.1977 | 13.0621 | 562.7629 | 104.9778 | 3.2136 | 0.12257 | 0.61646 | 0.12455 | 272.8863 | 135.5468 | 77.1886 | 70.5449 | 16.5034 | 1237.1431 | 287.1476 | 75.0361 | 83.8594 | 248.4775 | 160.1074 | 81.0547 | 73.2808 | 7.8513 | 0.79114 | 0.97875 | 0.54722 | 59.8633 | 5.2038 | 1.6818 | 2.5455 | 0.16304 | 9.1669e-05 | 35.2368 | 1.2004 | 0.20622 | 0.23725 | 0.14547 | 2.5498 | 0.9545 | 0.87742 | 0.46235 | 86.8863 | 16.7214 | 27.0613 | 8.4873 | 117.5884 | 150.2652 | 2032.9388 | 264.7049 | 401.6543 | 202.204 | 772.0251 | 404.6772 | 99.6556 | 461.9418 | 0.38037 | 0.20704 | 0.03668 | 0.083593 | 0.010332 | 0.006853 | 2.8507e-05 | 0.0024127 | 30.1766 | 12.8307 | 0.87174 | 0.13652 | 2.4601 | 4.2303 | 387.8832 | 82.289 | 3.6567 | 4.848 | 128.7833 | 7.7697 | 110.8128 | 45.2414 | 34.3726 | 90.2575 | 635.5191 | 63.7167 | 573.5833 | 9.3055 | 106.2718 | 634.4437 | 138.2919 | 101.2617 | 54.7454 | 64.1902 | 227.3372 | 60.3744 | 8.6459 | 201.116 | 74.4717 | 11.7507 | 54.9558 | 598.2968 | 6.1588 | 86.7126 | 59.9901 | 177.7572 | 297.4503 | 82.2438 | 55.4035 | 30.3298 | 41.2826 | 0.010443 | 0.0010275 | 0.23668 | 28.2371 | 2.0373 | 12.3321 | 2.7921 | 276.4919 | 11.5218 | 3.8792 | 0.60278 | 6737.9373 | 735.7511 | 1171.8341 | 1520.342 | 29.9567 | 0.88879 | 20.5253 | 2.4512 | 5208.3422 | 1377.2072 | 569.0122 | 88.3283 | 156.851 | 8.6191 | 158.7867 | 0.0015843 | 39.1412 | 0.18187 | 14.4767 | 77.2704 | 4.6754 | 53.0566 | 174.9725 | 0.12573 | 0.20802 | 1.0932 | 3.8131 | 0.24786 | 0.20905 | 1.2257 | 0.12005 | 33.7641 | 0.0028422 | 13.1097 | 314.6867 | 0.024162 | 110.3692 | 4.8853 | 0.047391 | 0.6024 | 0.27681 | 4.9168 | 0.094261 | 1.7327 | 1.068 | 1.4889 | 0.018724 | 0.11893 | 0.052094 | 4.345 | 0.037764 | 0.54817 | 0.20218 | 8.0186 | 0.00046635 | 0.0037212 | 0.0027576 | 5.5128 | 0.021182 | 0.33257 | 0.22462 | 0.28663 | 0.0012348 | 0.019046 | 0.013102 | 1.3053 | 0.0049521 | 0.086811 | 0.050312 | 0.75782 | 0.0039497 | 0.041347 | 0.16651 | 0.51073 | 0.27832 | 1.06 | 237.1176 | 0.017236 | 2.0029 | 0.011612 | 5.3375 | 5.8147 | 2.8728 | 188.9703 | 0.33998 | 10.4425 | 9.6924 | 13.1571 | 113427.5393 | 9.4148 | 336.2043 | 8.9579 | 4.6424 | 2.0602 | 2.0939 | 2.542 | 1.6575 | 1.757 | 14.9097 | 3.9291 | 0.75833 | 8.3462 | 3.0055 | 289.0697 | 7.9972 | 0.4091 | 19.7577 | 24.1508 | 658.0981 | 59.4631 | 4.2383 | 2.91 | 7.8824 | 8.1409 | 0.28909 | 1.1965 | 5.3989 | 7.5655 | 6.017 | 0.0020782 | 0.0012834 | 0.004172 | 1.6012 | 8.1684e-05 | 0.007414 | 6.3344e-05 | 0.016646 | 0.0026549 | 0.008342 | 11.9651 | 0.00080509 | 0.67893 | 0.32407 | 7.9917 | 1.239 | 0.035784 | 1.364 | 0.28331 | 0.018831 | 0.0071927 | 0.0066449 | 0.0032265 | 0.0060417 | 0.0070577 | 0.062679 | 0.072204 | 0.0036696 | 0.035983 | 0.0095891 | 1.0772 | 0.00043151 | 0.00042617 | 0.1015 | 0.11647 | 2.6554 | 0.3229 | 0.022664 | 0.044805 | 0.028867 | 0.034121 | 0.0011019 | 0.0051988 | 0.019317 | 0.026133 | 0.026483 | 0.03955 | 0.016902 | 0.062983 | 17.6441 | 0.0011796 | 0.10457 | 0.000846 | 0.41811 | 0.05108 | 0.15874 | 7.804 | 0.010475 | 21.5592 | 14.763 | 514.2917 | 29.8044 | 1.6579 | 26.2608 | 14.1081 | 0.91119 | 0.10511 | 0.10329 | 0.057542 | 0.097501 | 0.18134 | 1.9731 | 1.4655 | 0.041526 | 0.89708 | 0.16854 | 18.1666 | 0.0033764 | 0.0035619 | 10.4692 | 5.5897 | 163.941 | 14.7172 | 1.8091 | 0.67694 | 0.43146 | 0.58379 | 0.019702 | 0.084598 | 0.39118 | 1.1433 | 1.1527 | 0.027421 | 0.011057 | 0.013961 | 7.0873 | 0.00091427 | 0.24024 | 0.00057067 | 0.90429 | 0.061951 | 0.12001 | 5.2107 | 0.0085734 | 17.4115 | 7.7015 | 578.394 | 19.158 | 1.9119 | 19.5252 | 8.4129 | 0.5183 | 0.1639 | 0.23352 | 0.030208 | 0.118 | 0.073472 | 1.7339 | 0.58358 | 0.16453 | 0.53696 | 0.207 | 12.1154 | 0.0031583 | 0.0031727 | 3.544 | 2.7709 | 64.1711 | 8.684 | 3.1279 | 0.25104 | 0.30072 | 0.66484 | 0.012618 | 0.054611 | 0.22777 | 1.1942 | 1.2822 | 386.8371 | 516.1442 | 38.4086 | 2.5842 | 4.344 | 1.4967 | 4.0898 | 3.7611 | 6.359 | 0.15444 | 0.0014293 | 0.030858 | 0.008663 | 0.22804 | 1.5382 | 2.5219 | 3.4534 | 1.9622 | 1.967
1 | 0.13401 | 0.016554 | 0.010466 | 1.2937 | 0.99381 | 0.9909 | 0.6865 | 0.045873 | 0.89597 | 0.53513 | 0.88357 | 0.80423 | 0.87251 | 0.18857 | 1221.6752 | 137.2347 | 0.95759 | 0.83416 | 0.1735 | 0.33032 | 0.23125 | 1.9559 | 4.4581 | 460.2624 | 0.0064647 | 135.8561 | 117.8825 | 11.7486 | 136.3187 | 14.6469 | 1.8846 | 58.3536 | 14.1005 | 12.2796 | 2328.8224 | 94.8996 | 84.503 | 1804.8763 | 120.801 | 76.4446 | 255.3435 | 274.0978 | 260.399 | 37.3921 | 46.6748 | 0.86346 | 0.11295 | 0.038022 | 0.01354 | 0.0020541 | 9.3203e-05 | 28.0947 | 10.4135 | 3.514 | 0.71041 | 0.70063 | 0.080231 | 2.5109 | 63.4322 | 5.1366 | 0.27059 | 0.91422 | 23.7652 | 118.11 | 37.6178 | 16.8433 | 138.1121 | 9.4313 | 0.032639 | 0.26768 | 0.79353 | 42.3228 | 14.011 | 891.3039 | 90.0553 | 2.1927 | 0.12482 | 0.57711 | 0.10917 | 324.7571 | 162.1678 | 100.5926 | 72.451 | 17.7831 | 1086.8619 | 272.5054 | 108.7428 | 82.3023 | 233.2164 | 172.1319 | 100.2601 | 69.2601 | 8.1894 | 0.84426 | 0.59979 | 0.36424 | 60.9873 | 5.1528 | 2.1195 | 1.9819 | 0.15959 | 8.1249e-05 | 30.3385 | 0.91823 | 0.21653 | 0.23021 | 0.18202 | 2.6018 | 0.96506 | 1.1335 | 0.49863 | 94.8548 | 17.5721 | 31.091 | 7.8035 | 124.4428 | 113.7844 | 2069.379 | 277.0755 | 291.9553 | 176.7164 | 728.8407 | 367.7116 | 81.99 | 435.6822 | 0.42102 | 0.024013 | 0.10654 | 0.067891 | 0.0099437 | 0.0048714 | 2.6868e-05 | 0.0020013 | 32.3928 | 14.1936 | 1.0542 | 0.14438 | 2.7843 | 4.7251 | 403.5749 | 64.884 | 2.9789 | 4.9474 | 138.0218 | 10.1554 | 126.0175 | 46.5506 | 32.0154 | 89.1605 | 714.4234 | 73.9192 | 623.0738 | 9.0174 | 140.4234 | 645.1364 | 154.4742 | 100.6688 | 57.0252 | 61.7847 | 206.629 | 59.049 | 10.0442 | 158.426 | 76.1595 | 10.5538 | 40.8415 | 544.6552 | 6.633 | 78.1761 | 65.0194 | 212.5768 | 291.9973 | 78.2777 | 47.3243 | 29.874 | 48.4114 | 0.011911 | 0.001262 | 0.27204 | 29.8716 | 2.1118 | 8.6515 | 2.7387 | 284.7791 | 11.9552 | 4.4529 | 0.43489 | 5787.4354 | 970.4526 | 1545.6086 | 1389.4436 | 26.6135 | 1.2535 | 21.6217 | 2.6273 | 5105.3411 | 1585.1766 | 615.6094 | 94.6954 | 119.8745 | 8.02 | 188.5401 | 0.0011682 | 28.6781 | 0.15236 | 11.9106 | 55.6844 | 3.2425 | 89.27 | 163.8773 | 0.11588 | 0.28055 | 1.8007 | 2.3644 | 0.11009 | 0.21191 | 1.0602 | 0.18577 | 34.9953 | 0.0029824 | 13.305 | 271.4577 | 0.024421 | 116.4261 | 5.3647 | 0.044886 | 0.67686 | 0.24402 | 4.5042 | 0.091218 | 1.9124 | 1.1197 | 1.4689 | 0.018894 | 0.1149 | 0.054466 | 4.155 | 0.038304 | 0.50882 | 0.21606 | 8.3242 | 0.00047434 | 0.003318 | 0.0032267 | 5.4468 | 0.0185 | 0.33724 | 0.2115 | 0.29206 | 0.001249 | 0.021247 | 0.013611 | 1.2671 | 0.0050431 | 0.09707 | 0.051386 | 0.68361 | 0.0033783 | 0.04319 | 0.19506 | 0.51839 | 0.25057 | 1.0069 | 326.0029 | 0.016926 | 1.9517 | 0.012076 | 4.0104 | 5.253 | 2.3105 | 186.9224 | 0.096177 | 9.4159 | 9.1986 | 12.8201 | 114898.1199 | 8.7328 | 354.2285 | 9.6757 | 4.0812 | 2.0968 | 1.9382 | 2.7679 | 1.5127 | 1.7998 | 13.3476 | 3.8604 | 0.77483 | 7.5678 | 2.9291 | 266.2051 | 8.3915 | 0.41722 | 17.325 | 24.6297 | 700.6509 | 70.4674 | 4.5748 | 2.765 | 7.6399 | 7.2521 | 0.27944 | 1.1261 | 5.4637 | 6.433 | 6.705 | 0.0019648 | 0.0013185 | 0.0044367 | 1.644 | 8.981e-05 | 0.0076332 | 5.6849e-05 | 0.017752 | 0.0024163 | 0.0087638 | 12.3835 | 0.00069054 | 0.64466 | 0.29793 | 7.7369 | 1.1686 | 0.036479 | 1.2256 | 0.27772 | 0.020132 | 0.0070032 | 0.0071605 | 0.0035265 | 0.0063116 | 0.0073844 | 0.063912 | 0.079803 | 0.0039157 | 0.034128 | 0.011683 | 1.0371 | 0.00042515 | 0.00041351 | 0.0943 | 0.11427 | 3.0865 | 0.27623 | 0.021111 | 0.043209 | 0.025136 | 0.035235 | 0.001112 | 0.0057326 | 0.02121 | 0.023806 | 0.02447 | 0.036268 | 0.019001 | 0.058928 | 18.2119 | 0.0011696 | 0.093681 | 0.00082281 | 0.43421 | 0.053164 | 0.14867 | 7.5437 | 0.011895 | 21.2183 | 15.1837 | 469.9099 | 27.2899 | 1.7361 | 27.148 | 15.1107 | 0.99148 | 0.10639 | 0.10709 | 0.052759 | 0.089917 | 0.1593 | 1.7061 | 1.3279 | 0.043792 | 0.78549 | 0.15472 | 18.6071 | 0.0035854 | 0.0033529 | 10.3337 | 4.8072 | 163.0561 | 15.1252 | 1.6061 | 0.66235 | 0.43809 | 0.55109 | 0.021937 | 0.091537 | 0.33777 | 0.9844 | 1.0302 | 0.029764 | 0.011994 | 0.014138 | 7.2049 | 0.00076957 | 0.23174 | 0.00058655 | 0.84787 | 0.06945 | 0.11613 | 5.8879 | 0.009087 | 17.2797 | 8.4038 | 562.3241 | 18.5487 | 1.6973 | 17.3514 | 7.9854 | 0.54749 | 0.14599 | 0.22398 | 0.032423 | 0.099833 | 0.08078 | 1.8051 | 0.59794 | 0.16305 | 0.51094 | 0.19557 | 13.1856 | 0.0030049 | 0.0030636 | 3.7003 | 2.9467 | 67.5726 | 8.929 | 3.3487 | 0.26879 | 0.30611 | 0.70034 | 0.01282 | 0.057623 | 0.2121 | 1.2617 | 1.2148 | 403.1674 | 471.0069 | 60.0464 | 2.7829 | 3.3627 | 1.4947 | 3.7372 | 2.7254 | 11.3948 | 0.17715 | 0.00085662 | 0.027575 | 0.016921 | 0.37768 | 2.3586 | 1.1938 | 2.5659 | 1.3693 | 0.80678
2 | 0.1609 | 0.027689 | 0.011552 | 1.128 | 0.99605 | 0.99556 | 0.94067 | 0.027377 | 0.88755 | 0.48771 | 0.77341 | 0.84448 | 0.75769 | 0.20688 | 1837.6954 | 267.3449 | 0.94732 | 0.84998 | 0.13569 | 0.28658 | 0.11649 | 1.5418 | 2.2166 | 310.3439 | 0.0026877 | 164.9499 | 124.6439 | 17.2625 | 159.3728 | 11.8893 | 1.7095 | 60.1538 | 16.8673 | 11.0814 | 3082.117 | 84.2572 | 97.3615 | 1700.4605 | 128.3136 | 94.197 | 297.3304 | 268.6253 | 251.9643 | 35.2258 | 57.6971 | 0.71587 | 0.054878 | 0.3483 | 0.017783 | 0.0019253 | 7.8079e-05 | 31.5421 | 9.688 | 2.8525 | 0.86767 | 0.55791 | 0.11365 | 2.6609 | 60.6815 | 11.5268 | 0.2776 | 0.89127 | 20.7602 | 124.4593 | 26.3648 | 23.4317 | 157.2832 | 8.2909 | 0.037417 | 0.23881 | 0.84052 | 30.0187 | 19.4447 | 833.9429 | 81.9524 | 3.7708 | 0.11343 | 0.43997 | 0.11536 | 339.7424 | 129.8814 | 76.2474 | 56.0745 | 17.116 | 1365.1979 | 284.2922 | 98.4805 | 74.1925 | 251.8944 | 142.341 | 93.8998 | 86.4314 | 7.9001 | 0.42719 | 0.70726 | 0.31099 | 70.9877 | 6.983 | 1.8469 | 2.6902 | 0.16747 | 9.0148e-05 | 29.2744 | 1.1091 | 0.2624 | 0.20924 | 0.19786 | 2.7242 | 0.95519 | 0.97995 | 0.43359 | 74.5647 | 19.3027 | 28.8354 | 9.6545 | 144.5844 | 135.2677 | 2225.2612 | 254.1406 | 349.6377 | 196.1533 | 686.6016 | 383.5186 | 97.1898 | 370.3942 | 0.34768 | 0.33005 | 0.15892 | 0.072373 | 0.0085032 | 0.0058955 | 2.3693e-05 | 0.0021972 | 30.7683 | 10.8242 | 1.0315 | 0.2009 | 2.196 | 5.4535 | 299.4178 | 61.1412 | 3.0816 | 6.0877 | 152.8024 | 8.2852 | 114.1025 | 49.628 | 31.0758 | 92.5797 | 581.2739 | 72.4725 | 586.8481 | 8.6505 | 121.4536 | 769.2717 | 125.6916 | 97.4555 | 59.1577 | 76.2732 | 243.3897 | 62.3644 | 10.1961 | 168.2381 | 79.2295 | 9.4477 | 43.0639 | 676.4325 | 6.9527 | 80.632 | 53.9563 | 168.5513 | 256.2529 | 83.1678 | 55.1989 | 33.5248 | 39.3008 | 0.012237 | 0.0011014 | 0.28283 | 33.6769 | 2.7967 | 11.189 | 2.7094 | 290.2626 | 8.85 | 5.1565 | 0.53701 | 7025.4221 | 932.4751 | 1274.7952 | 1242.0541 | 31.3754 | 1.1887 | 25.2476 | 2.4772 | 4899.5315 | 1274.4713 | 623.8124 | 105.2546 | 158.5095 | 8.1081 | 147.5456 | 0.0012602 | 35.9735 | 0.187 | 12.2493 | 91.8152 | 4.501 | 76.2403 | 223.9177 | 0.10916 | 0.30784 | 1.2041 | 3.5501 | 0.14016 | 0.23332 | 0.94269 | 0.13387 | 32.6823 | 0.0026509 | 15.1071 | 283.239 | 0.025875 | 121.1143 | 5.4659 | 0.044461 | 0.68313 | 0.23931 | 4.8366 | 0.092572 | 1.7738 | 1.0903 | 1.4194 | 0.018994 | 0.1174 | 0.053343 | 4.5744 | 0.036936 | 0.54052 | 0.22711 | 9.0264 | 0.00039982 | 0.0032228 | 0.0027195 | 4.7922 | 0.020157 | 0.38822 | 0.21669 | 0.26921 | 0.0011196 | 0.021838 | 0.014604 | 1.1842 | 0.0054276 | 0.091264 | 0.05359 | 0.75303 | 0.003605 | 0.047911 | 0.19102 | 0.52229 | 0.26155 | 1.101 | 336.5714 | 0.015197 | 2.0089 | 0.011375 | 4.0977 | 4.3241 | 2.8341 | 187.294 | 0.39541 | 10.8447 | 8.6946 | 14.9729 | 125378.5975 | 8.4846 | 298.3854 | 9.4478 | 3.9428 | 1.866 | 1.8598 | 2.8679 | 1.5189 | 1.7293 | 14.099 | 4.3749 | 0.73243 | 7.9954 | 2.6024 | 282.1834 | 8.9476 | 0.42854 | 17.1854 | 25.3492 | 577.262 | 63.295 | 4.6756 | 2.5977 | 7.9927 | 7.2783 | 0.24682 | 1.3281 | 5.5754 | 7.3131 | 6.2317 | 0.001889 | 0.0012817 | 0.0045042 | 1.3832 | 9.2023e-05 | 0.0064956 | 5.8407e-05 | 0.01683 | 0.0028312 | 0.008055 | 12.5521 | 0.00069942 | 0.68834 | 0.28706 | 8.7337 | 1.1903 | 0.040063 | 1.258 | 0.30297 | 0.020883 | 0.0069018 | 0.0065841 | 0.0037533 | 0.0059064 | 0.006554 | 0.064206 | 0.081292 | 0.0039545 | 0.034292 | 0.010431 | 1.1176 | 0.00046163 | 0.00047575 | 0.098672 | 0.12569 | 3.0705 | 0.32741 | 0.02146 | 0.046661 | 0.02536 | 0.035015 | 0.0011575 | 0.0058041 | 0.019543 | 0.024985 | 0.024641 | 0.04303 | 0.018639 | 0.059696 | 18.7748 | 0.001317 | 0.097053 | 0.00078497 | 0.41001 | 0.046618 | 0.16787 | 7.9845 | 0.011583 | 21.0199 | 12.9947 | 448.8495 | 30.9701 | 1.6049 | 28.8414 | 14.4538 | 0.86694 | 0.11203 | 0.10929 | 0.057213 | 0.088214 | 0.17192 | 2.0416 | 1.4799 | 0.043169 | 0.86417 | 0.16674 | 17.8597 | 0.0031989 | 0.0031523 | 9.0663 | 5.6779 | 155.3114 | 14.2014 | 1.5648 | 0.58291 | 0.46134 | 0.5722 | 0.022985 | 0.094739 | 0.33256 | 1.1787 | 1.0726 | 0.024779 | 0.0099898 | 0.015668 | 7.5843 | 0.00089613 | 0.22772 | 0.00063341 | 0.9096 | 0.064087 | 0.13067 | 5.6296 | 0.0079153 | 16.2003 | 8.0373 | 570.1813 | 20.1123 | 1.6475 | 17.9933 | 8.85 | 0.51139 | 0.15859 | 0.2275 | 0.027896 | 0.11642 | 0.07375 | 1.8587 | 0.58634 | 0.16196 | 0.534 | 0.20236 | 12.8287 | 0.0029582 | 0.0029197 | 4.0169 | 2.6899 | 64.7007 | 8.6184 | 2.9017 | 0.25158 | 0.3106 | 0.73379 | 0.013919 | 0.047807 | 0.21832 | 1.1315 | 1.0863 | 370.158 | 440.7922 | 50.199 | 2.0581 | 4.2755 | 1.1348 | 4.5373 | 4.3618 | 7.5716 | 0.20715 | 0.0012029 | 0.048565 | 0.0072724 | 0.33273 | 1.3509 | 2.1846 | 3.0597 | 0.75392 | 2.0032
3 | 0.16588 | 0.017495 | 0.014313 | 1.18 | 0.99207 | 0.99626 | 0.66902 | 0.028274 | 0.87404 | 0.58085 | 0.70946 | 0.79857 | 0.86439 | 0.23989 | 2276.8406 | 287.3884 | 0.94432 | 0.82849 | 0.1909 | 0.2456 | 0.12498 | 0.89682 | 3.2391 | 204.4779 | 0.0066162 | 162.5897 | 109.8606 | 16.4986 | 139.7552 | 13.4313 | 2.123 | 57.6475 | 14.625 | 13.4395 | 2573.8449 | 80.0819 | 91.56 | 1686.3722 | 125.4548 | 85.5723 | 294.2808 | 240.4843 | 248.1874 | 28.6677 | 52.2969 | 0.87992 | 0.1659 | 0.12596 | 0.016594 | 0.001778 | 6.9027e-05 | 30.1395 | 13.111 | 2.5205 | 1.01 | 0.56872 | 0.095247 | 2.1493 | 67.7581 | 9.9581 | 0.26871 | 0.81106 | 21.1106 | 93.3291 | 39.6683 | 20.336 | 128.8502 | 7.9916 | 0.039857 | 0.26363 | 0.96333 | 25.0502 | 17.1821 | 671.9073 | 118.9169 | 2.9236 | 0.11072 | 0.7028 | 0.11163 | 325.8279 | 147.9708 | 94.8117 | 63.2517 | 15.9487 | 1137.3564 | 262.8216 | 74.329 | 91.0847 | 226.1602 | 143.8004 | 78.4346 | 89.7925 | 6.9421 | 0.55719 | 0.53339 | 0.29316 | 55.1218 | 5.7541 | 2.3854 | 2.6428 | 0.19583 | 6.4377e-05 | 34.53 | 1.3164 | 0.24596 | 0.26883 | 0.12501 | 2.8388 | 0.96841 | 1.3907 | 0.47518 | 100.5057 | 12.9592 | 36.9577 | 9.1183 | 130.1119 | 109.032 | 1952.6556 | 272.6287 | 356.0267 | 189.4301 | 904.7242 | 393.8486 | 90.5017 | 456.7603 | 0.15399 | 0.39986 | 0.15127 | 0.081804 | 0.0077288 | 0.0067288 | 2.5873e-05 | 0.0020952 | 28.177 | 12.2156 | 0.93176 | 0.17697 | 2.7047 | 4.5829 | 344.4833 | 75.5029 | 3.87 | 4.1184 | 127.7903 | 8.1241 | 106.5728 | 51.1115 | 28.9806 | 95.9777 | 698.6279 | 61.0151 | 714.6522 | 9.146 | 114.7965 | 710.2779 | 131.2441 | 83.4477 | 49.3058 | 75.5198 | 212.0727 | 47.7764 | 7.7899 | 156.001 | 78.0541 | 12.1704 | 46.319 | 641.973 | 7.0662 | 68.672 | 67.0417 | 187.5309 | 264.9672 | 79.3264 | 51.0809 | 31.138 | 46.2032 | 0.011578 | 0.0013593 | 0.31458 | 36.0559 | 2.1237 | 12.8472 | 2.3635 | 319.6258 | 11.1136 | 5.9623 | 0.55736 | 6266.1377 | 875.1805 | 1519.9408 | 1340.3899 | 34.7184 | 0.80794 | 24.576 | 3.0483 | 5684.2378 | 1412.8654 | 607.0353 | 84.646 | 150.8824 | 9.1337 | 191.6358 | 0.0010909 | 35.5632 | 0.14591 | 12.5236 | 53.5222 | 4.105 | 86.4145 | 212.4883 | 0.1181 | 0.22115 | 2.4642 | 3.2724 | 0.38744 | 0.23935 | 1.0003 | 0.14604 | 32.599 | 0.0027632 | 12.8101 | 278.7704 | 0.02359 | 127.9193 | 5.5297 | 0.048753 | 0.66764 | 0.2701 | 4.6504 | 0.10172 | 1.7085 | 1.075 | 1.5096 | 0.017651 | 0.1087 | 0.057223 | 4.4426 | 0.036621 | 0.48305 | 0.22219 | 7.6341 | 0.00047736 | 0.0034678 | 0.0028515 | 5.3225 | 0.021844 | 0.34794 | 0.24182 | 0.28814 | 0.0010992 | 0.021578 | 0.013348 | 1.2551 | 0.0058001 | 0.092417 | 0.054033 | 0.67027 | 0.0038532 | 0.043924 | 0.16541 | 0.53836 | 0.28342 | 1.1733 | 247.353 | 0.012331 | 1.9784 | 0.012932 | 3.4608 | 4.7535 | 2.3456 | 204.0573 | 0.28947 | 10.7553 | 8.6197 | 12.5701 | 108312.6453 | 7.8286 | 306.5307 | 8.0956 | 4.2625 | 2.2279 | 1.8379 | 2.6431 | 1.7731 | 2.0186 | 12.7517 | 3.7972 | 0.74987 | 8.0989 | 2.7831 | 269.2646 | 7.9248 | 0.48778 | 16.7536 | 28.9718 | 604.7405 | 62.3095 | 4.9682 | 2.7997 | 8.4448 | 7.9516 | 0.28543 | 1.1784 | 5.3021 | 6.8004 | 6.6433 | 0.0021194 | 0.001209 | 0.0045267 | 1.3545 | 8.6453e-05 | 0.0063517 | 6.0364e-05 | 0.017405 | 0.002768 | 0.0075569 | 14.0104 | 0.00077987 | 0.58802 | 0.27407 | 7.4434 | 1.3959 | 0.040888 | 1.4023 | 0.29652 | 0.017758 | 0.0082055 | 0.0075322 | 0.0036741 | 0.0064303 | 0.0075421 | 0.05675 | 0.077565 | 0.0035373 | 0.032129 | 0.010615 | 1.0992 | 0.00040875 | 0.00044894 | 0.10243 | 0.13178 | 2.9366 | 0.30238 | 0.021048 | 0.042067 | 0.024716 | 0.037074 | 0.0012605 | 0.0054177 | 0.022096 | 0.026977 | 0.02351 | 0.038436 | 0.017701 | 0.057773 | 16.3567 | 0.0011594 | 0.098905 | 0.00080152 | 0.40788 | 0.050815 | 0.15214 | 7.1841 | 0.010133 | 22.6419 | 14.0747 | 517.1708 | 27.8081 | 1.8963 | 28.2118 | 15.4755 | 0.94619 | 0.11382 | 0.099241 | 0.049425 | 0.091124 | 0.16584 | 1.8244 | 1.2715 | 0.044572 | 0.76839 | 0.15309 | 21.5756 | 0.0034729 | 0.0036308 | 9.7208 | 5.1101 | 146.699 | 15.3594 | 1.7577 | 0.60833 | 0.38597 | 0.67188 | 0.020963 | 0.097382 | 0.38226 | 1.0662 | 1.0676 | 0.029438 | 0.010211 | 0.016015 | 6.6596 | 0.00082918 | 0.21696 | 0.00052632 | 0.9226 | 0.066175 | 0.12123 | 5.285 | 0.0088123 | 15.814 | 8.0926 | 490.5282 | 17.9686 | 1.6795 | 17.7581 | 8.7904 | 0.48049 | 0.16072 | 0.20497 | 0.031495 | 0.10779 | 0.079921 | 1.8319 | 0.62927 | 0.16743 | 0.51311 | 0.2309 | 13.4353 | 0.0031171 | 0.0028105 | 4.2229 | 2.6985 | 65.5439 | 8.2057 | 3.2293 | 0.27854 | 0.27487 | 0.61104 | 0.012578 | 0.048929 | 0.20239 | 1.2446 | 1.1195 | 358.7229 | 420.7507 | 63.5927 | 2.1764 | 3.8805 | 1.6666 | 4.632 | 2.8823 | 14.9999 | 0.18668 | 0.001877 | 0.05001 | 0.012912 | 0.35289 | 1.492 | 1.8627 | 4.8308 | 1.296 | 1.223
4 | 0.17576 | 0.020137 | 0.015635 | 1.2792 | 0.9986 | 0.99877 | 0.86179 | 0.049718 | 0.80107 | 0.46642 | 0.55384 | 0.75054 | 0.76645 | 0.17642 | 1138.8733 | 435.6143 | 0.95575 | 0.8251 | 0.20091 | 0.31549 | 0.15425 | 0.28439 | 6.0868 | 651.5923 | 0.0076688 | 183.7645 | 119.2372 | 12.9894 | 145.1035 | 16.3464 | 2.1764 | 52.7934 | 16.4077 | 12.7119 | 2433.2279 | 79.2607 | 88.3815 | 1547.4533 | 113.0168 | 99.3808 | 287.1587 | 230.2033 | 234.6487 | 33.7964 | 50.844 | 0.93558 | 0.023535 | 0.14761 | 0.01715 | 0.0016913 | 8.9772e-05 | 27.6552 | 10.982 | 3.4098 | 0.74277 | 0.52987 | 0.093742 | 2.7676 | 52.4482 | 10.3179 | 0.30438 | 0.8399 | 26.443 | 115.9283 | 42.2534 | 22.5713 | 149.0312 | 7.7425 | 0.034227 | 0.28978 | 0.97593 | 28.7582 | 20.1623 | 846.5305 | 142.768 | 2.3931 | 0.094997 | 0.53533 | 0.082095 | 247.4325 | 125.8587 | 81.2014 | 64.1423 | 14.816 | 1077.7815 | 240.19 | 87.4503 | 89 | 264.8208 | 178.589 | 77.6142 | 83.4319 | 8.451 | 0.74753 | 0.86908 | 0.56012 | 66.5308 | 5.0005 | 1.8833 | 2.483 | 0.17191 | 7.7647e-05 | 26.4989 | 0.90992 | 0.2007 | 0.17517 | 0.16783 | 3.596 | 0.95668 | 1.3091 | 0.40151 | 98.1494 | 15.4681 | 24.1869 | 10.2921 | 147.0536 | 167.9472 | 1867.3469 | 248.0864 | 397.5172 | 173.43 | 835.9848 | 330.4136 | 88.8284 | 482.9647 | 0.07665 | 0.12047 | 0.050332 | 0.077288 | 0.0083865 | 0.0054362 | 2.5957e-05 | 0.0025702 | 35.7607 | 9.6462 | 1.1139 | 0.14965 | 2.851 | 4.535 | 335.8369 | 68.7799 | 3.3465 | 5.2458 | 144.6489 | 8.3978 | 125.3942 | 44.1687 | 36.368 | 86.859 | 773.939 | 64.9933 | 640.7648 | 10.2225 | 135.2028 | 691.9936 | 165.379 | 94.5562 | 61.1326 | 63.5777 | 218.4431 | 60.8051 | 8.1281 | 187.001 | 93.0665 | 9.9726 | 51.5052 | 585.0605 | 5.8272 | 84.7786 | 58.363 | 204.969 | 277.7913 | 93.9469 | 46.0444 | 34.4777 | 51.6339 | 0.0093588 | 0.0011987 | 0.32861 | 31.6102 | 2.6717 | 9.0794 | 3.2088 | 236.5057 | 12.1387 | 4.6604 | 0.51787 | 6043.5798 | 766.5215 | 1336.9729 | 1421.9322 | 28.2373 | 1.127 | 21.0705 | 3.097 | 4675.8437 | 1816.316 | 503.4701 | 109.0415 | 146.0059 | 10.2375 | 173.7315 | 0.0013704 | 27.8806 | 0.18899 | 13.1884 | 72.8216 | 3.5748 | 81.5657 | 214.3024 | 0.10457 | 0.28875 | 2.0503 | 3.6396 | 0.22619 | 0.2014 | 1.3313 | 0.18189 | 35.2422 | 0.0028502 | 14.7777 | 270.4214 | 0.025036 | 119.0678 | 5.2842 | 0.043427 | 0.62719 | 0.26485 | 4.7438 | 0.091818 | 1.7973 | 1.1271 | 1.4945 | 0.020836 | 0.12598 | 0.055462 | 4.3821 | 0.039969 | 0.5676 | 0.21813 | 8.4729 | 0.00046881 | 0.0033841 | 0.0029959 | 5.339 | 0.018638 | 0.36077 | 0.235 | 0.26974 | 0.0011206 | 0.020718 | 0.012298 | 1.1218 | 0.0055384 | 0.097671 | 0.051801 | 0.69194 | 0.0033462 | 0.045477 | 0.16249 | 0.54523 | 0.26288 | 1.1463 | 361.4772 | 0.013172 | 1.9978 | 0.011759 | 4.8387 | 4.0099 | 3.0984 | 195.8016 | 0.30993 | 10.5702 | 8.8095 | 14.868 | 115570.6099 | 9.3043 | 314.0325 | 8.3338 | 4.2389 | 2.1691 | 1.9648 | 2.9919 | 1.5803 | 1.9083 | 13.7057 | 3.7111 | 0.71952 | 8.8674 | 2.6923 | 292.955 | 8.2156 | 0.4542 | 19.1524 | 27.4159 | 602.0739 | 60.0672 | 4.8276 | 3.0567 | 7.4627 | 7.7822 | 0.26645 | 1.2897 | 5.1321 | 6.6761 | 5.8152 | 0.0021362 | 0.0011882 | 0.0046306 | 1.4034 | 8.5294e-05 | 0.0065693 | 5.5138e-05 | 0.019695 | 0.0028702 | 0.0085922 | 13.1813 | 0.00073448 | 0.60157 | 0.30811 | 8.3756 | 1.3509 | 0.036642 | 1.3884 | 0.32298 | 0.020266 | 0.0079378 | 0.0070979 | 0.0038764 | 0.0057647 | 0.0074779 | 0.05508 | 0.076544 | 0.0033777 | 0.030726 | 0.011007 | 1.0653 | 0.00045425 | 0.00045203 | 0.095354 | 0.13039 | 2.8736 | 0.28336 | 0.019745 | 0.047522 | 0.028196 | 0.032781 | 0.00114 | 0.0056974 | 0.019972 | 0.026679 | 0.022663 | 0.043568 | 0.017266 | 0.053404 | 18.6229 | 0.0012394 | 0.10844 | 0.00087945 | 0.43494 | 0.045249 | 0.16247 | 8.0205 | 0.01125 | 23.4442 | 13.5498 | 473.7127 | 26.2062 | 1.8323 | 25.7149 | 14.7059 | 0.95556 | 0.11331 | 0.092042 | 0.055135 | 0.092565 | 0.17935 | 1.7984 | 1.5158 | 0.048383 | 0.84361 | 0.17837 | 21.4193 | 0.0032462 | 0.0032244 | 10.6841 | 4.7022 | 146.5267 | 13.1372 | 1.6175 | 0.68966 | 0.44768 | 0.6095 | 0.01994 | 0.092265 | 0.3429 | 1.0506 | 1.124 | 0.028418 | 0.01149 | 0.016206 | 6.5156 | 0.00085849 | 0.23358 | 0.00061698 | 0.94182 | 0.059602 | 0.13696 | 5.1823 | 0.0081144 | 15.1656 | 7.9677 | 556.381 | 17.5998 | 1.8792 | 18.8656 | 8.9915 | 0.50263 | 0.15121 | 0.22915 | 0.029408 | 0.10514 | 0.077122 | 2.0671 | 0.53222 | 0.17757 | 0.54484 | 0.19784 | 11.7914 | 0.0030316 | 0.0031319 | 3.8155 | 2.6513 | 63.0599 | 9.0317 | 3.295 | 0.2424 | 0.28948 | 0.7215 | 0.014659 | 0.052736 | 0.24459 | 1.287 | 1.1505 | 409.0966 | 448.0332 | 49.0797 | 2.8377 | 3.7978 | 1.0983 | 4.9025 | 3.5281 | 13.7109 | 0.22689 | 0.0017018 | 0.055045 | 0.016743 | 0.38774 | 0.90065 | 2.308 | 5.1414 | 1.915 | 2.1744
5 | 0.13864 | 0.039873 | 0.01383 | 1.4599 | 0.99701 | 0.99403 | 0.88444 | 0.092407 | 0.84537 | 0.60454 | 0.69331 | 0.80857 | 0.78637 | 0.2311 | 1403.1939 | 358.7084 | 0.94144 | 0.84507 | 0.18141 | 0.20847 | 0.26597 | 3.2088 | 2.8322 | 593.7007 | 0.0013521 | 143.4872 | 137.6419 | 16.0907 | 135.2835 | 15.2084 | 1.9069 | 54.389 | 14.2594 | 11.7584 | 2903.744 | 99.4261 | 107.0566 | 1854.7983 | 132.8604 | 92.7246 | 277.586 | 278.0902 | 199.2782 | 31.181 | 56.4286 | 0.83344 | 0.34746 | 0.24179 | 0.01845 | 0.0016485 | 8.3573e-05 | 38.6587 | 12.7643 | 3.1709 | 0.72842 | 0.71112 | 0.086429 | 2.2473 | 62.8074 | 3.5825 | 0.31084 | 0.76766 | 16.7245 | 78.5437 | 33.1403 | 21.2012 | 154.6736 | 9.6061 | 0.034674 | 0.3155 | 0.65439 | 32.4668 | 16.2855 | 498.2033 | 86.4596 | 3.1395 | 0.10524 | 0.51684 | 0.10475 | 311.3943 | 156.9431 | 78.4432 | 66.6418 | 15.46 | 1330.5108 | 251.651 | 103.829 | 79.1211 | 230.0454 | 162.81 | 84.193 | 75.7462 | 7.6918 | 0.61758 | 0.8293 | 0.15828 | 69.882 | 5.4676 | 1.8206 | 2.1283 | 0.15413 | 9.3827e-05 | 31.2858 | 1.1777 | 0.26879 | 0.25262 | 0.1488 | 3.3343 | 0.96467 | 1.2915 | 0.38476 | 80.1362 | 12.2969 | 33.5912 | 8.6274 | 153.958 | 190.9736 | 2184.5765 | 259.0259 | 338.4036 | 171.6532 | 846.1413 | 399.4034 | 99.3964 | 472.9715 | 0.38623 | 0.30341 | 0.18862 | 0.078609 | 0.0074295 | 0.0060904 | 1.9377e-05 | 0.0026237 | 38.8569 | 11.6544 | 1.099 | 0.16761 | 2.325 | 6.3585 | 367.8116 | 86.7546 | 3.5252 | 5.6549 | 132.75 | 9.4505 | 134.5773 | 42.0247 | 37.2154 | 78.7228 | 666.9097 | 65.7865 | 689.6672 | 8.184 | 109.3337 | 632.1078 | 157.6511 | 99.0192 | 49.957 | 78.2203 | 241.049 | 53.2649 | 7.9521 | 152.2271 | 96.9509 | 11.8215 | 44.8208 | 602.7451 | 6.7582 | 87.3259 | 62.4268 | 171.1507 | 286.86 | 93.5588 | 48.2917 | 29.1172 | 51.1209 | 0.010241 | 0.0012878 | 0.24291 | 30.5882 | 2.373 | 12.9553 | 2.1808 | 331.4209 | 10.8101 | 5.6832 | 0.46441 | 6714.4744 | 757.0769 | 1327.6024 | 1433.9962 | 32.2658 | 1.3451 | 27.2879 | 2.9365 | 4803.7972 | 1697.756 | 588.4917 | 98.6405 | 123.4353 | 9.8531 | 156.9457 | 0.001573 | 31.0177 | 0.15557 | 12.132 | 61.4443 | 5.6098 | 47.5995 | 220.9637 | 0.11282 | 0.26485 | 1.1138 | 3.0447 | 0.2846 | 0.23541 | 0.87003 | 0.14971 | 31.696 | 0.0025629 | 13.9883 | 308.6069 | 0.026379 | 120.4938 | 5.1611 | 0.045205 | 0.63737 | 0.25686 | 5.0879 | 0.095247 | 1.8261 | 1.0183 | 1.5363 | 0.019809 | 0.11836 | 0.05356 | 4.2838 | 0.039655 | 0.52985 | 0.20999 | 7.5814 | 0.0004342 | 0.003164 | 0.0032112 | 5.0149 | 0.019121 | 0.38132 | 0.20808 | 0.26318 | 0.0011929 | 0.020078 | 0.012599 | 1.1473 | 0.0048742 | 0.090473 | 0.050916 | 0.77565 | 0.0037314 | 0.049117 | 0.18097 | 0.5428 | 0.26789 | 0.99803 | 305.7539 | 0.01628 | 1.9572 | 0.011224 | 3.2386 | 4.2528 | 2.1983 | 192.409 | 0.23355 | 8.9774 | 8.8722 | 15.2466 | 109576.9923 | 9.0709 | 348.6301 | 9.4907 | 4.6381 | 1.9931 | 1.8009 | 2.7297 | 1.6751 | 1.8857 | 14.5566 | 4.1387 | 0.75491 | 7.8311 | 2.8617 | 280.6727 | 8.1303 | 0.42335 | 19.3365 | 26.2197 | 585.3428 | 69.1243 | 4.0864 | 3.1282 | 7.5294 | 7.581 | 0.25558 | 1.266 | 5.0755 | 6.8709 | 6.1749 | 0.0020988 | 0.0012575 | 0.0043037 | 1.6196 | 8.1056e-05 | 0.0070217 | 5.7261e-05 | 0.018638 | 0.0026952 | 0.0082432 | 12.0009 | 0.0007993 | 0.69673 | 0.27704 | 7.5073 | 1.3693 | 0.038167 | 1.3773 | 0.33144 | 0.019944 | 0.0083592 | 0.00765 | 0.0034361 | 0.0061044 | 0.0062205 | 0.061786 | 0.074531 | 0.003558 | 0.031705 | 0.011452 | 1.1485 | 0.00044897 | 0.00040541 | 0.10677 | 0.12144 | 3.0474 | 0.28097 | 0.021558 | 0.043843 | 0.028632 | 0.038894 | 0.0012573 | 0.0050213 | 0.018769 | 0.025597 | 0.026129 | 0.040717 | 0.01845 | 0.062139 | 18.358 | 0.0012578 | 0.10182 | 0.00076098 | 0.42313 | 0.049283 | 0.1609 | 7.4554 | 0.010325 | 22.2908 | 13.0513 | 453.3952 | 28.6155 | 1.9446 | 26.5361 | 13.8575 | 0.81841 | 0.11999 | 0.09695 | 0.056281 | 0.094223 | 0.17638 | 1.72 | 1.3564 | 0.046136 | 0.79252 | 0.14873 | 19.6558 | 0.0037225 | 0.0037213 | 9.36 | 5.0307 | 140.8345 | 12.7903 | 1.5352 | 0.59244 | 0.41822 | 0.61524 | 0.020549 | 0.10193 | 0.36352 | 1.1478 | 1.1201 | 0.027099 | 0.012163 | 0.015174 | 6.5771 | 0.00075665 | 0.23593 | 0.00060773 | 0.96431 | 0.059939 | 0.12725 | 5.7824 | 0.0087396 | 15.0245 | 8.9591 | 568.0282 | 20.8379 | 1.854 | 20.1561 | 7.6175 | 0.57846 | 0.13815 | 0.20693 | 0.031113 | 0.11667 | 0.084545 | 1.8778 | 0.55692 | 0.17277 | 0.49538 | 0.21514 | 12.9256 | 0.0029401 | 0.0030375 | 3.4813 | 2.9095 | 63.7576 | 7.9998 | 2.8943 | 0.23562 | 0.30377 | 0.6254 | 0.013699 | 0.051978 | 0.23809 | 1.3049 | 1.2979 | 356.576 | 493.9672 | 75.2473 | 2.4497 | 3.5229 | 1.0388 | 4.7286 | 3.4428 | 14.1103 | 0.21821 | 0.0020807 | 0.036878 | 0.0064888 | 0.18511 | 2.5248 | 1.4724 | 3.6824 | 0.90822 | 1.5551
6 | 0.18633 | 0.023139 | 0.027958 | 1.184 | 0.99835 | 0.99241 | 0.74967 | 0.080156 | 0.87784 | 0.52755 | 0.67768 | 0.79523 | 0.88986 | 0.2324 | 1814.6038 | 380.9537 | 0.94804 | 0.84104 | 0.20483 | 0.16388 | 0.38325 | 0.22181 | 6.873 | 776.7807 | 0.0081805 | 153.6226 | 104.4463 | 14.8882 | 156.8482 | 15.0284 | 1.7984 | 64.7225 | 15.0213 | 12.9338 | 2712.3383 | 90.5358 | 95.7229 | 1843.8187 | 98.5454 | 81.508 | 281.7244 | 283.3099 | 220.7508 | 33.2141 | 59.0902 | 0.75441 | 0.30803 | 0.37937 | 0.018218 | 0.0021974 | 8.1965e-05 | 31.8924 | 11.2703 | 2.602 | 1.0214 | 0.49447 | 0.089122 | 2.425 | 50.4398 | 5.9918 | 0.34451 | 0.84713 | 26.0162 | 82.4441 | 29.8754 | 18.0927 | 135.4478 | 8.6473 | 0.033548 | 0.29439 | 0.78341 | 35.783 | 12.4564 | 797.645 | 136.2369 | 2.4603 | 0.087888 | 0.58714 | 0.11773 | 298.5391 | 138.6781 | 97.869 | 58.5709 | 17.3843 | 1350.2932 | 266.3045 | 82.2598 | 69.366 | 275.9245 | 181.2359 | 97.3345 | 81.279 | 7.1356 | 0.54711 | 0.88637 | 0.27123 | 58.1195 | 7.1433 | 1.9668 | 2.2711 | 0.19897 | 7.5342e-05 | 27.351 | 1.0912 | 0.2328 | 0.21563 | 0.18816 | 3.2164 | 0.96017 | 1.2669 | 0.45416 | 90.3985 | 14.1819 | 25.2814 | 9.3934 | 140.8989 | 132.9606 | 2256.7592 | 244.4785 | 423.4758 | 196.9077 | 713.5081 | 351.7238 | 83.6738 | 404.2156 | 0.19048 | 0.26993 | 0.18215 | 0.05899 | 0.0097823 | 0.0052488 | 2.764e-05 | 0.0019737 | 31.4396 | 14.1014 | 1.1677 | 0.19747 | 1.9884 | 6.4749 | 307.2432 | 64.2841 | 3.7677 | 4.3479 | 119.8315 | 9.7612 | 136.0162 | 40.0964 | 37.687 | 84.274 | 755.2357 | 69.4028 | 708.4949 | 8.5873 | 117.8174 | 723.6985 | 161.6442 | 88.7157 | 59.9663 | 66.0122 | 198.2537 | 55.538 | 9.2763 | 192.884 | 94.6626 | 10.2743 | 47.5621 | 610.6812 | 6.2579 | 74.8508 | 60.8199 | 208.8857 | 248.506 | 96.682 | 48.5591 | 29.1331 | 47.4925 | 0.0087657 | 0.0011341 | 0.30748 | 34.3816 | 1.9389 | 13.5338 | 3.1184 | 312.9532 | 9.6639 | 3.8064 | 0.613 | 6163.3163 | 900.0096 | 1201.3307 | 1274.9026 | 31.0472 | 1.069 | 26.7612 | 3.0021 | 5779.8805 | 1629.5578 | 560.8245 | 93.7689 | 129.4302 | 9.1443 | 168.6591 | 0.0012983 | 26.7103 | 0.15788 | 14.61 | 58.9446 | 3.4011 | 55.4518 | 230.2447 | 0.12254 | 0.26128 | 2.3031 | 2.1453 | 0.17162 | 0.25087 | 0.98858 | 0.17867 | 35.4536 | 0.0030065 | 14.0685 | 299.4508 | 0.025549 | 114.9542 | 5.4185 | 0.042794 | 0.60752 | 0.26803 | 5.023 | 0.087108 | 1.6335 | 1.1149 | 1.4515 | 0.019955 | 0.10998 | 0.05083 | 4.5985 | 0.039133 | 0.52014 | 0.21397 | 8.934 | 0.00045286 | 0.0037475 | 0.0032819 | 4.6789 | 0.02066 | 0.39446 | 0.21893 | 0.2763 | 0.0011669 | 0.021004 | 0.014729 | 1.318 | 0.0052466 | 0.10167 | 0.048989 | 0.70218 | 0.0033939 | 0.048481 | 0.17428 | 0.52121 | 0.27245 | 1.0417 | 314.9215 | 0.015801 | 1.9926 | 0.012708 | 3.7508 | 4.8076 | 2.9315 | 202.9301 | 0.49349 | 9.2452 | 8.5257 | 14.2932 | 117922.3139 | 9.1316 | 320.589 | 9.2943 | 4.4905 | 2.2393 | 1.8257 | 2.7098 | 1.6441 | 1.9912 | 13.056 | 4.2271 | 0.72622 | 8.2925 | 2.6519 | 241.5949 | 8.2681 | 0.42156 | 20.1409 | 28.5644 | 624.7238 | 66.8247 | 4.2842 | 2.8224 | 7.2336 | 7.968 | 0.29135 | 1.184 | 4.6881 | 7.1995 | 6.0536 | 0.0022742 | 0.0013427 | 0.0040888 | 1.5076 | 8.6603e-05 | 0.0075354 | 6.436e-05 | 0.018079 | 0.00254 | 0.0077281 | 11.8137 | 0.0007379 | 0.60871 | 0.29629 | 7.5979 | 1.3965 | 0.037577 | 1.2386 | 0.31105 | 0.019418 | 0.0071381 | 0.0069596 | 0.0036349 | 0.0057079 | 0.00631 | 0.059148 | 0.071004 | 0.0037717 | 0.032767 | 0.0099864 | 1.1146 | 0.00041964 | 0.00041057 | 0.090569 | 0.12314 | 3.0084 | 0.31728 | 0.022192 | 0.045272 | 0.028101 | 0.038015 | 0.0012769 | 0.0055861 | 0.019721 | 0.024637 | 0.0269 | 0.042017 | 0.016352 | 0.063416 | 17.8136 | 0.0012692 | 0.092949 | 0.00081192 | 0.37373 | 0.048515 | 0.13974 | 6.8554 | 0.011763 | 21.8912 | 15.0809 | 506.7893 | 31.2669 | 1.925 | 30.2429 | 13.1639 | 0.92755 | 0.11095 | 0.093268 | 0.055553 | 0.085951 | 0.18632 | 1.8756 | 1.4279 | 0.041058 | 0.91599 | 0.17852 | 20.2317 | 0.0035897 | 0.0031353 | 9.6531 | 5.4698 | 156.2523 | 13.5632 | 1.7747 | 0.59985 | 0.45032 | 0.65393 | 0.02018 | 0.083872 | 0.3575 | 1.1583 | 1.0388 | 0.026028 | 0.011916 | 0.014986 | 7.6185 | 0.0008908 | 0.20922 | 0.00055022 | 0.9511 | 0.069272 | 0.13391 | 4.9806 | 0.0078159 | 16.4243 | 8.7435 | 523.9362 | 21.033 | 1.9914 | 19.7326 | 7.6436 | 0.49406 | 0.15713 | 0.2385 | 0.032128 | 0.11041 | 0.072518 | 1.9457 | 0.57364 | 0.19599 | 0.51948 | 0.21366 | 13.0092 | 0.0027911 | 0.0027349 | 3.731 | 2.9696 | 58.8624 | 8.3828 | 3.0605 | 0.24779 | 0.32664 | 0.67004 | 0.014388 | 0.056635 | 0.20712 | 1.2924 | 1.189 | 435.6297 | 402.1665 | 53.7584 | 2.4328 | 3.0083 | 1.3922 | 3.9973 | 2.9799 | 13.1722 | 0.11345 | 0.0023609 | 0.052423 | 0.011648 | 0.41725 | 2.4425 | 1.3765 | 4.066 | 1.6668 | 1.8595
7 | 0.1553 | 0.036592 | 0.020936 | 1.3882 | 0.99416 | 0.99107 | 0.71308 | 0.089638 | 0.79118 | 0.54852 | 0.60155 | 0.75195 | 0.75572 | 0.18131 | 1045.4048 | 180.8297 | 0.95361 | 0.87439 | 0.16155 | 0.23305 | 0.40933 | 2.0897 | 4.7894 | 302.6884 | 0.00015266 | 157.498 | 132.5742 | 13.8933 | 169.5048 | 16.9718 | 2.0525 | 66.0849 | 12.3404 | 13.67 | 2531.0881 | 96.0703 | 85.4713 | 1656.9377 | 101.6339 | 84.3464 | 283.6845 | 253.941 | 218.1297 | 34.7918 | 47.7374 | 0.7269 | 0.25735 | 0.35385 | 0.017423 | 0.0018897 | 8.138e-05 | 34.5729 | 11.9961 | 3.192 | 0.90647 | 0.67221 | 0.099435 | 2.0157 | 54.9719 | 2.5635 | 0.32266 | 0.83325 | 19.3298 | 113.3203 | 30.2522 | 17.3589 | 121.1235 | 8.345 | 0.03676 | 0.30987 | 0.70646 | 44.731 | 19.1176 | 530.2077 | 94.6434 | 2.672 | 0.10718 | 0.60219 | 0.11431 | 225.7935 | 140.6152 | 80.9625 | 68.7189 | 18.302 | 1037.7498 | 278.6191 | 89.6902 | 92.2982 | 257.1357 | 156.7082 | 79.8227 | 78.607 | 8.3323 | 0.69463 | 0.9619 | 0.33024 | 61.9645 | 6.6354 | 1.6216 | 2.8505 | 0.15027 | 9.5582e-05 | 38.9761 | 0.8727 | 0.22469 | 0.19187 | 0.13785 | 2.9228 | 0.96145 | 1.3394 | 0.53708 | 97.1411 | 17.9448 | 40.0902 | 9.4536 | 119.7366 | 209.3464 | 2178.4179 | 209.5064 | 295.0205 | 155.935 | 812.025 | 335.8728 | 77.4374 | 380.867 | 0.22223 | 0.2483 | 0.068482 | 0.064173 | 0.0092408 | 0.0051398 | 2.1666e-05 | 0.0023571 | 28.7844 | 11.3716 | 0.84724 | 0.18736 | 2.3522 | 5.7089 | 429.3674 | 80.6854 | 2.882 | 3.8635 | 124.8728 | 8.6482 | 131.4941 | 47.2685 | 34.8204 | 82.6615 | 722.2399 | 69.8399 | 736.0506 | 10.3872 | 118.7496 | 658.4816 | 136.9434 | 109.1481 | 62.9927 | 67.0567 | 202.4956 | 50.3337 | 9.6906 | 164.6908 | 89.1698 | 11.2542 | 50.7372 | 571.4964 | 6.4591 | 76.9263 | 64.8675 | 173.1108 | 279.0522 | 85.2131 | 49.9103 | 32.6241 | 41.8801 | 0.012091 | 0.0013281 | 0.22138 | 29.5472 | 2.1983 | 10.3779 | 2.5259 | 243.9803 | 8.2533 | 4.1245 | 0.37636 | 7437.4627 | 887.3396 | 1469.1586 | 1260.3485 | 34.0613 | 0.70752 | 20.7356 | 2.8769 | 5518.9118 | 1545.8095 | 632.7668 | 82.6343 | 138.2253 | 9.741 | 177.5089 | 0.0011271 | 29.5017 | 0.16997 | 14.2626 | 89.0597 | 4.0617 | 84.2845 | 207.675 | 0.10744 | 0.22537 | 2.1098 | 3.3614 | 0.15696 | 0.21588 | 1.1721 | 0.15573 | 36.2695 | 0.0027716 | 14.6231 | 326.0191 | 0.023221 | 108.5287 | 5.566 | 0.044041 | 0.57734 | 0.25818 | 5.0723 | 0.095399 | 1.8733 | 1.1009 | 1.5665 | 0.018531 | 0.10602 | 0.055947 | 4.7075 | 0.035504 | 0.52709 | 0.20604 | 8.6277 | 0.00042039 | 0.0035848 | 0.0027954 | 5.0714 | 0.018854 | 0.34132 | 0.2058 | 0.25838 | 0.0012411 | 0.019395 | 0.01407 | 1.2818 | 0.0057373 | 0.099948 | 0.047934 | 0.77894 | 0.0037619 | 0.04098 | 0.17057 | 0.51541 | 0.30972 | 1.0856 | 281.3433 | 0.012019 | 1.9333 | 0.012579 | 5.4616 | 5.0779 | 2.6896 | 190.8227 | 0.11883 | 9.8198 | 9.2434 | 14.6404 | 121433.8309 | 8.009 | 300.4017 | 8.92 | 4.745 | 2.1752 | 1.7738 | 3.0238 | 1.5996 | 1.8734 | 13.1412 | 3.9536 | 0.70988 | 7.4576 | 3.0302 | 261.7405 | 7.5705 | 0.46995 | 20.0127 | 27.3071 | 662.7354 | 63.9557 | 4.9326 | 2.8732 | 7.564 | 7.7061 | 0.26949 | 1.2527 | 4.9238 | 7.0833 | 5.8579 | 0.0021752 | 0.0011511 | 0.0039268 | 1.4753 | 9.3702e-05 | 0.0069659 | 5.6268e-05 | 0.020123 | 0.0024205 | 0.0082706 | 12.8935 | 0.00077878 | 0.58003 | 0.32817 | 8.3073 | 1.4209 | 0.040697 | 1.2777 | 0.27881 | 0.01908 | 0.0082797 | 0.0074324 | 0.0035518 | 0.0065133 | 0.0069919 | 0.057172 | 0.080437 | 0.003429 | 0.035567 | 0.011308 | 1.1373 | 0.00041272 | 0.00046832 | 0.10874 | 0.11149 | 2.7061 | 0.29466 | 0.022919 | 0.050547 | 0.029468 | 0.038692 | 0.0010839 | 0.0050724 | 0.019912 | 0.02733 | 0.027149 | 0.040627 | 0.018143 | 0.060139 | 19.6581 | 0.0013588 | 0.094897 | 0.00091176 | 0.43936 | 0.052695 | 0.15532 | 7.6482 | 0.012003 | 20.8181 | 14.2884 | 504.4984 | 30.4595 | 1.7862 | 27.7182 | 14.9082 | 0.936 | 0.10749 | 0.10995 | 0.050655 | 0.10138 | 0.17422 | 1.7662 | 1.3123 | 0.047853 | 0.87971 | 0.17418 | 18.8123 | 0.0037741 | 0.003413 | 9.5036 | 4.9171 | 139.5144 | 13.6546 | 1.8395 | 0.64783 | 0.39398 | 0.62973 | 0.022517 | 0.099815 | 0.34061 | 1.0913 | 1.1083 | 0.028239 | 0.010576 | 0.013849 | 6.2989 | 0.00085121 | 0.19869 | 0.00055806 | 0.85192 | 0.061353 | 0.1328 | 5.1216 | 0.0081631 | 15.2201 | 8.8599 | 542.2738 | 20.209 | 1.8853 | 20.31 | 7.8225 | 0.52844 | 0.14891 | 0.23619 | 0.028411 | 0.10428 | 0.085116 | 1.7253 | 0.5491 | 0.17299 | 0.48346 | 0.19651 | 13.3003 | 0.0032384 | 0.0027528 | 3.7623 | 3.0135 | 58.2737 | 7.9433 | 3.1572 | 0.26046 | 0.32291 | 0.71746 | 0.014155 | 0.049662 | 0.21367 | 1.1436 | 1.1273 | 391.6204 | 397.7834 | 56.9563 | 2.3773 | 4.1747 | 1.2548 | 3.5427 | 3.1622 | 9.9176 | 0.23732 | 0.00093636 | 0.041902 | 0.012452 | 0.35989 | 1.2612 | 2.4246 | 2.6743 | 1.3996 | 1.4132
8 | 0.15116 | 0.013673 | 0.012322 | 1.3451 | 0.9911 | 0.99491 | 0.92636 | 0.077067 | 0.85281 | 0.59495 | 0.62825 | 0.71824 | 0.79836 | 0.20258 | 1452.8323 | 251.0618 | 0.95263 | 0.85999 | 0.16856 | 0.30002 | 0.24614 | 2.8737 | 3.547 | 361.9367 | 0.0032147 | 145.8681 | 119.9156 | 15.3896 | 129.8095 | 17.6431 | 1.9497 | 55.7297 | 15.7528 | 11.6574 | 2360.197 | 92.1138 | 87.1161 | 1510.1031 | 130.5455 | 96.1445 | 304.7482 | 260.2431 | 241.7957 | 30.9128 | 54.2694 | 0.70022 | 0.091748 | 0.32074 | 0.016043 | 0.0018341 | 7.9374e-05 | 37.9904 | 13.9134 | 3.0735 | 0.93546 | 0.54991 | 0.11177 | 2.3814 | 70.9424 | 1.8916 | 0.31778 | 0.85462 | 21.853 | 85.5111 | 28.6815 | 24.6407 | 122.7228 | 8.1408 | 0.035941 | 0.31006 | 0.64101 | 26.4704 | 15.1282 | 775.7285 | 128.0154 | 3.3149 | 0.12937 | 0.48227 | 0.10571 | 283.2558 | 163.4658 | 89.4165 | 57.5302 | 16.4472 | 1130.8521 | 245.587 | 94.1493 | 75.743 | 234.9771 | 168.1022 | 92.9846 | 92.5177 | 8.5847 | 0.48281 | 0.62496 | 0.4644 | 50.5228 | 6.9037 | 1.7471 | 2.4313 | 0.19078 | 6.8356e-05 | 30.5892 | 0.97733 | 0.22295 | 0.20312 | 0.17198 | 2.6421 | 0.95997 | 1.1638 | 0.36508 | 69.3506 | 18.3556 | 35.1144 | 8.8626 | 157.6375 | 197.5546 | 1881.6669 | 225.818 | 361.3726 | 165.1037 | 747.301 | 321.5811 | 85.6257 | 392.7101 | 0.32348 | 0.42253 | 0.081441 | 0.070703 | 0.010927 | 0.0050069 | 2.4637e-05 | 0.0024431 | 35.4625 | 13.3542 | 0.98913 | 0.15458 | 2.1289 | 4.8144 | 422.1134 | 84.4302 | 4.2251 | 4.7247 | 158.3585 | 8.9868 | 118.5102 | 48.83 | 32.0083 | 82.9804 | 705.6986 | 56.2138 | 605.8879 | 10.6631 | 127.5939 | 826.2461 | 150.31 | 95.9027 | 54.9418 | 73.2101 | 234.5207 | 47.1796 | 9.8607 | 202.2151 | 90.7913 | 10.3395 | 53.003 | 515.4529 | 5.9427 | 75.7817 | 63.5287 | 199.4093 | 312.5663 | 76.5535 | 52.0947 | 32.4615 | 44.8159 | 0.010086 | 0.0014018 | 0.29356 | 37.9489 | 2.509 | 13.2684 | 3.2733 | 298.2558 | 9.4044 | 5.7949 | 0.49525 | 7176.242 | 858.4252 | 1411.4934 | 1088.3901 | 27.106 | 1.2928 | 22.64 | 3.08 | 5905.9118 | 1491.123 | 599.6007 | 108.4848 | 142.2087 | 8.7826 | 145.5038 | 0.0014483 | 31.9105 | 0.15412 | 11.2551 | 81.4775 | 4.8765 | 61.7739 | 198.7692 | 0.12561 | 0.19779 | 1.465 | 2.8138 | 0.36274 | 0.26761 | 1.3768 | 0.19134 | 33.3891 | 0.0029201 | 13.7197 | 317.6783 | 0.026444 | 114.0284 | 5.6873 | 0.045477 | 0.62896 | 0.24538 | 4.814 | 0.096165 | 1.6764 | 1.1343 | 1.4407 | 0.017892 | 0.11426 | 0.054069 | 4.7797 | 0.038528 | 0.53551 | 0.20507 | 8.438 | 0.00045747 | 0.0033098 | 0.0028866 | 5.084 | 0.020512 | 0.36966 | 0.24419 | 0.26577 | 0.0010576 | 0.019564 | 0.013711 | 1.2501 | 0.0056522 | 0.089046 | 0.056342 | 0.7106 | 0.0035307 | 0.047299 | 0.19388 | 0.53532 | 0.29914 | 1.1828 | 230.7106 | 0.01556 | 1.9475 | 0.011455 | 4.9272 | 5.055 | 2.4032 | 189.4577 | 0.16171 | 9.5344 | 9.6398 | 13.7961 | 116418.8053 | 8.1066 | 316.4337 | 8.8353 | 4.7774 | 2.0162 | 1.8742 | 2.8994 | 1.4623 | 1.7752 | 15.1499 | 3.7691 | 0.65941 | 7.3957 | 3.0666 | 258.5333 | 8.5882 | 0.4131 | 18.8233 | 26.3555 | 595.2361 | 61.4117 | 4.6202 | 2.6409 | 7.727 | 7.4395 | 0.24053 | 1.3495 | 5.2322 | 7.3513 | 6.4639 | 0.0020523 | 0.0011785 | 0.0038652 | 1.5436 | 9.0677e-05 | 0.0075621 | 6.1815e-05 | 0.0191 | 0.002557 | 0.0085275 | 13.7936 | 0.00072266 | 0.65315 | 0.27959 | 8.9011 | 1.2843 | 0.035161 | 1.3294 | 0.27283 | 0.021298 | 0.007266 | 0.0072605 | 0.0036077 | 0.0061574 | 0.0066642 | 0.052945 | 0.069519 | 0.0036854 | 0.032947 | 0.010847 | 1.2183 | 0.00047667 | 0.00046208 | 0.097235 | 0.10914 | 2.7856 | 0.312 | 0.019346 | 0.044287 | 0.029606 | 0.038202 | 0.0011957 | 0.0049445 | 0.018599 | 0.02313 | 0.023812 | 0.038106 | 0.016637 | 0.053615 | 16.5831 | 0.0011399 | 0.10604 | 0.00083671 | 0.37799 | 0.054076 | 0.16347 | 7.3241 | 0.01219 | 23.9682 | 14.9057 | 534.9385 | 29.2031 | 1.6433 | 29.1403 | 13.529 | 0.87823 | 0.11871 | 0.10807 | 0.056534 | 0.099119 | 0.15598 | 1.8885 | 1.5395 | 0.042811 | 0.82007 | 0.16253 | 20.4246 | 0.0036548 | 0.0035059 | 10.9028 | 5.3639 | 161.8884 | 13.0161 | 1.6387 | 0.67338 | 0.41483 | 0.643 | 0.021637 | 0.086392 | 0.35459 | 1.1094 | 0.98424 | 0.026573 | 0.010095 | 0.014667 | 7.2801 | 0.00084128 | 0.21194 | 0.0005925 | 1.0107 | 0.0623 | 0.12772 | 4.8679 | 0.0083762 | 14.84 | 9.0141 | 587.4361 | 19.2502 | 1.9276 | 17.6105 | 7.4813 | 0.54003 | 0.14248 | 0.21842 | 0.029798 | 0.11509 | 0.077888 | 2.0428 | 0.56719 | 0.16827 | 0.45291 | 0.19056 | 12.3382 | 0.0028576 | 0.0032026 | 3.8453 | 2.6198 | 65.9631 | 7.7348 | 2.8629 | 0.27596 | 0.27028 | 0.63223 | 0.01349 | 0.051209 | 0.22562 | 1.1641 | 1.2519 | 422.2854 | 461.4184 | 43.444 | 2.2458 | 3.6842 | 1.5476 | 4.2777 | 3.0675 | 11.7256 | 0.089315 | 0.0013304 | 0.032929 | 0.0093413 | 0.21208 | 2.2085 | 1.2785 | 4.6329 | 0.81459 | 0.89678
9 | 0.16896 | 0.0079385 | 0.013035 | 1.3189 | 0.99068 | 0.99297 | 0.7675 | 0.055144 | 0.80837 | 0.6451 | 0.72678 | 0.73346 | 0.79081 | 0.18721 | 1528.7136 | 195.5492 | 0.93759 | 0.77565 | 0.20925 | 0.17727 | 0.45374 | 3.4643 | 1.8338 | 261.9651 | 0.005296 | 147.5734 | 102.4247 | 13.3417 | 182.9975 | 14.3777 | 2.2689 | 48.9649 | 14.9408 | 10.8823 | 2698.7681 | 78.1383 | 99.9 | 1884.6472 | 110.331 | 97.8881 | 236.0427 | 243.6491 | 227.6743 | 35.7873 | 56.8376 | 0.76635 | 0.22617 | 0.26171 | 0.014429 | 0.0015708 | 8.8485e-05 | 30.8264 | 10.7943 | 2.9278 | 0.83107 | 0.63461 | 0.10611 | 2.8511 | 59.0218 | 5.0377 | 0.29079 | 0.75607 | 17.2138 | 101.4097 | 33.3606 | 15.8459 | 141.6362 | 10.0374 | 0.033098 | 0.2459 | 0.73268 | 43.9204 | 18.3506 | 658.2979 | 102.7684 | 2.3181 | 0.07509 | 0.45839 | 0.096516 | 251.3087 | 150.9379 | 93.4563 | 69.2599 | 13.6065 | 1386.3456 | 232.0321 | 77.4506 | 77.7915 | 258.0722 | 175.1401 | 101.6755 | 76.6687 | 7.4002 | 0.51029 | 0.67566 | 0.43118 | 52.1423 | 6 | 2.1742 | 2.1967 | 0.14131 | 8.5498e-05 | 33.5276 | 1.0695 | 0.24161 | 0.18099 | 0.14247 | 3.5223 | 0.95372 | 1.1077 | 0.42614 | 86.4964 | 15.0681 | 33.7589 | 8.0916 | 123.6518 | 188.0034 | 2098.3084 | 219.4973 | 414.2819 | 157.1215 | 759.3658 | 312.5911 | 96.7994 | 488.0432 | 0.28924 | 0.28867 | 0.024395 | 0.079253 | 0.0079774 | 0.0062951 | 2.7211e-05 | 0.0023455 | 26.9684 | 13.7154 | 0.95578 | 0.16127 | 1.9666 | 4.3126 | 416.5901 | 92.4144 | 3.456 | 5.0891 | 149.9566 | 10.2625 | 123.2235 | 50.6169 | 30.6487 | 104.0619 | 640.7241 | 62.2341 | 603.8076 | 8.4408 | 136.8761 | 684.4664 | 147.3786 | 89.94 | 51.0513 | 71.6765 | 224.2858 | 49.2048 | 8.9267 | 197.7007 | 77.6946 | 12.4473 | 41.8287 | 530.706 | 6.835 | 70.3548 | 69.4422 | 164.9406 | 284.3491 | 75.3405 | 57.0466 | 33.338 | 49.8507 | 0.0089438 | 0.00098346 | 0.32546 | 27.6815 | 2.558 | 14.0655 | 2.9017 | 225.4523 | 10.613 | 5.4096 | 0.41038 | 5693.9911 | 779.1119 | 1439.4628 | 1106.6833 | 30.539 | 0.91791 | 26.6999 | 2.3996 | 5320.2951 | 1518.9105 | 537.857 | 100.9385 | 118.7934 | 8.2839 | 164.6001 | 0.0016072 | 38.3513 | 0.16168 | 12.9611 | 74.9519 | 5.2032 | 77.9296 | 180.9277 | 0.11854 | 0.27462 | 2.673 | 2.0257 | 0.31152 | 0.25812 | 1.209 | 0.12878 | 35.9516 | 0.0026886 | 13.3635 | 281.83 | 0.026818 | 126.5372 | 5.4447 | 0.048358 | 0.64534 | 0.27971 | 5.1735 | 0.097766 | 1.7859 | 1.1491 | 1.5892 | 0.018763 | 0.11201 | 0.051077 | 4.5278 | 0.041312 | 0.53155 | 0.21883 | 9.0912 | 0.00043911 | 0.0031775 | 0.0026891 | 4.9234 | 0.020295 | 0.35446 | 0.23826 | 0.24954 | 0.0012078 | 0.022582 | 0.012663 | 1.1088 | 0.0054948 | 0.10119 | 0.050117 | 0.71685 | 0.003468 | 0.044962 | 0.17172 | 0.53302 | 0.25363 | 1.0532 | 292.8742 | 0.016524 | 1.9729 | 0.012486 | 3.6551 | 4.6703 | 3.0199 | 206.4321 | 0.13076 | 10.262 | 8.2663 | 14.4644 | 119641.33 | 8.5574 | 324.2811 | 9.2663 | 4.5698 | 2.1184 | 1.922 | 2.9188 | 1.4934 | 1.8312 | 14.3427 | 4.0721 | 0.7021 | 8.1912 | 2.5694 | 263.9771 | 7.8005 | 0.46569 | 19.0325 | 25.6379 | 639.2053 | 58.8134 | 4.3136 | 3.0953 | 8.1732 | 6.9694 | 0.25125 | 1.1599 | 5.6537 | 6.9567 | 6.3375 | 0.0022564 | 0.0013064 | 0.0046519 | 1.5228 | 9.36e-05 | 0.0074028 | 6.4951e-05 | 0.019211 | 0.0025945 | 0.0076123 | 13.1044 | 0.00076631 | 0.63952 | 0.30992 | 7.6324 | 1.1802 | 0.038796 | 1.1727 | 0.31873 | 0.018532 | 0.0075348 | 0.0070514 | 0.0035813 | 0.0053897 | 0.0069369 | 0.061639 | 0.07722 | 0.0033566 | 0.029671 | 0.011208 | 1.1917 | 0.00047146 | 0.00047828 | 0.1094 | 0.12036 | 2.9925 | 0.32682 | 0.02176 | 0.050196 | 0.025742 | 0.035747 | 0.0010694 | 0.0048796 | 0.020227 | 0.026265 | 0.022855 | 0.043938 | 0.01723 | 0.056596 | 16.8627 | 0.0013739 | 0.10667 | 0.00087125 | 0.39093 | 0.050425 | 0.15815 | 7.2474 | 0.011329 | 20.3786 | 12.809 | 459.0967 | 27.5741 | 1.8118 | 30.7648 | 15.262 | 0.9208 | 0.10178 | 0.10422 | 0.052324 | 0.095943 | 0.18292 | 1.8586 | 1.3653 | 0.04471 | 0.85752 | 0.16384 | 21.202 | 0.0035207 | 0.0034646 | 10.4567 | 5.1891 | 159.939 | 14.4906 | 1.6652 | 0.69966 | 0.39562 | 0.62342 | 0.019098 | 0.086914 | 0.36669 | 0.99716 | 1.0987 | 0.029066 | 0.01122 | 0.016687 | 6.8461 | 0.00081414 | 0.20319 | 0.00063575 | 0.97244 | 0.064692 | 0.11849 | 5.485 | 0.007733 | 15.9562 | 8.5372 | 583.2966 | 17.8803 | 1.9438 | 20.8931 | 8.2834 | 0.58499 | 0.15368 | 0.19717 | 0.030363 | 0.11337 | 0.082895 | 1.8188 | 0.61794 | 0.17553 | 0.46974 | 0.22578 | 11.4543 | 0.0032233 | 0.002875 | 4.1442 | 3.1564 | 57.3876 | 8.8115 | 3.0113 | 0.24061 | 0.3194 | 0.67843 | 0.01213 | 0.055803 | 0.23763 | 1.1073 | 1.0892 | 341.9289 | 507.2388 | 72.8708 | 2.5081 | 3.2044 | 1.3303 | 3.0723 | 4.0312 | 12.7454 | 0.099944 | 0.001803 | 0.039806 | 0.0080731 | 0.17021 | 2.0764 | 1.156 | 5.2295 | 1.7629 | 1.7008
10 | 0.1717 | 0.025165 | 0.025862 | 1.1563 | 0.99539 | 0.99516 | 0.87304 | 0.073822 | 0.82783 | 0.73023 | 0.67148 | 0.82859 | 0.8317 | 0.22582 | 1926.7677 | 322.0245 | 0.96037 | 0.83341 | 0.13997 | 0.2566 | 0.18854 | 3.3775 | 7.2182 | 174.5554 | 0.0021732 | 156.0231 | 114.0628 | 15.437 | 147.9181 | 14.0319 | 1.5795 | 50.1132 | 14.5048 | 11.2723 | 2495.3596 | 88.1803 | 104.3268 | 1910.2287 | 107.6676 | 90.7377 | 306.7183 | 215.556 | 258.7181 | 29.7249 | 46.3587 | 0.81186 | 0.27985 | 0.010272 | 0.018671 | 0.001805 | 6.6922e-05 | 28.9675 | 13.4922 | 3.0497 | 0.89241 | 0.66762 | 0.10582 | 2.6245 | 65.9027 | 10.7655 | 0.3255 | 0.80697 | 24.5513 | 96.7859 | 35.397 | 18.4353 | 155.2536 | 9.803 | 0.039177 | 0.2707 | 0.94587 | 28.375 | 18.1811 | 560.5947 | 98.8787 | 2.1812 | 0.11579 | 0.40652 | 0.1006 | 282.4351 | 136.26 | 96.8346 | 65.205 | 14.0564 | 1200.5359 | 234.229 | 101.5621 | 81.3132 | 243.207 | 138.1254 | 82.8182 | 84.3851 | 7.3714 | 0.38402 | 0.71889 | 0.24806 | 64.1301 | 5.7911 | 1.6727 | 2.0607 | 0.17648 | 8.2065e-05 | 28.1827 | 1.0047 | 0.22988 | 0.19417 | 0.13026 | 3.1343 | 0.96989 | 1.0778 | 0.52597 | 92.2347 | 12.4011 | 31.6818 | 9.2644 | 148.6945 | 157.7052 | 2272.0961 | 267.8481 | 302.112 | 184.1082 | 913.5809 | 345.0576 | 80.61 | 416.7293 | 0.31951 | 0.19717 | 0.10896 | 0.0652 | 0.010471 | 0.0071684 | 2.5078e-05 | 0.0019269 | 37.4865 | 12.2567 | 0.97874 | 0.18339 | 2.7833 | 5.2675 | 328.9585 | 72.4487 | 4.1443 | 4.4227 | 143.1699 | 7.8884 | 136.8113 | 40.8729 | 29.9118 | 81.0687 | 740.3193 | 58.7798 | 655.6481 | 9.5085 | 132.2125 | 811.7597 | 127.2725 | 107.3233 | 48.3958 | 69.3007 | 229.8573 | 54.7185 | 7.9088 | 195.9309 | 87.5858 | 9.8343 | 53.8735 | 558.7851 | 7.2394 | 73.0297 | 56.8123 | 196.6952 | 321.3322 | 72.9844 | 46.827 | 30.6482 | 52.8747 | 0.0091777 | 0.0011068 | 0.24572 | 38.8132 | 2.7774 | 10.1143 | 3.0325 | 215.2181 | 8.2485 | 5.1123 | 0.45603 | 6063.5661 | 842.7843 | 1369.334 | 1038.016 | 28.7113 | 0.97779 | 23.8539 | 2.6423 | 4602.3149 | 1678.3011 | 501.5443 | 96.1515 | 132.2559 | 10.1666 | 178.4561 | 0.0012169 | 37.1581 | 0.16549 | 13.35 | 83.5117 | 3.8325 | 92.3304 | 197.1419 | 0.10356 | 0.2341 | 1.7648 | 2.2798 | 0.32893 | 0.22539 | 1.1522 | 0.17191 | 34.3137 | 0.0030581 | 13.8068 | 275.048 | 0.026132 | 111.2924 | 5.2042 | 0.046316 | 0.62152 | 0.26153 | 4.5697 | 0.089508 | 1.7823 | 1.1685 | 1.3996 | 0.01793 | 0.11577 | 0.056867 | 4.3717 | 0.037619 | 0.51016 | 0.23193 | 7.8392 | 0.00040909 | 0.0037709 | 0.0029095 | 5.1971 | 0.019403 | 0.34631 | 0.21067 | 0.27924 | 0.0010658 | 0.02242 | 0.013533 | 1.2265 | 0.0055787 | 0.084313 | 0.057441 | 0.72531 | 0.0036399 | 0.047654 | 0.18696 | 0.52887 | 0.29555 | 1.0785 | 257.7743 | 0.014342 | 1.9356 | 0.011102 | 4.5778 | 5.8649 | 3.1475 | 193.3131 | 0.50693 | 9.5888 | 8.2204 | 13.8189 | 104691.617 | 7.7486 | 309.9918 | 9.6317 | 4.544 | 1.9814 | 1.9739 | 2.6137 | 1.741 | 1.9481 | 15.0292 | 4.3039 | 0.73731 | 8.3965 | 2.8461 | 244.8206 | 8.797 | 0.44262 | 18.0096 | 29.2753 | 649.8319 | 58.6447 | 4.5019 | 2.6785 | 7.0177 | 8.4474 | 0.26737 | 1.3252 | 4.8781 | 7.7097 | 6.8831 | 0.0019799 | 0.0012631 | 0.0040143 | 1.6309 | 9.5599e-05 | 0.0068627 | 6.3839e-05 | 0.017146 | 0.0027299 | 0.0086627 | 12.225 | 0.00074385 | 0.66334 | 0.30159 | 8.775 | 1.3353 | 0.038074 | 1.3182 | 0.30694 | 0.021055 | 0.0070151 | 0.0072879 | 0.0033196 | 0.0065438 | 0.0064281 | 0.063262 | 0.073136 | 0.0034338 | 0.030017 | 0.010737 | 1.2094 | 0.00039972 | 0.00039614 | 0.091099 | 0.1129 | 2.8972 | 0.30843 | 0.020086 | 0.048717 | 0.026291 | 0.032207 | 0.0011462 | 0.0054729 | 0.019127 | 0.025223 | 0.024893 | 0.039276 | 0.01889 | 0.061594 | 19.0581 | 0.0011926 | 0.10125 | 0.00078163 | 0.41685 | 0.048327 | 0.146 | 7.1266 | 0.012075 | 23.6472 | 13.789 | 525.3104 | 30.2271 | 1.8022 | 29.9607 | 14.7722 | 0.84205 | 0.11686 | 0.09993 | 0.054088 | 0.10343 | 0.16704 | 1.7677 | 1.3459 | 0.043431 | 0.91139 | 0.15785 | 20.8267 | 0.0036882 | 0.0033134 | 10.1546 | 5.6376 | 154.1415 | 14.1023 | 1.8351 | 0.65286 | 0.44539 | 0.59112 | 0.021278 | 0.093413 | 0.39426 | 1.008 | 0.97955 | 0.028798 | 0.011568 | 0.01578 | 6.3782 | 0.00077487 | 0.22176 | 0.00053566 | 0.87814 | 0.070538 | 0.11336 | 5.0553 | 0.0089238 | 17.5421 | 8.649 | 536.3928 | 19.5486 | 1.9634 | 21.0532 | 8.1458 | 0.48803 | 0.13984 | 0.23932 | 0.027091 | 0.10252 | 0.08167 | 1.928 | 0.63733 | 0.18175 | 0.47849 | 0.21746 | 11.3153 | 0.0028844 | 0.0032745 | 3.9676 | 2.8836 | 60.789 | 7.6976 | 3.3211 | 0.28168 | 0.32474 | 0.69389 | 0.013353 | 0.057473 | 0.22233 | 1.2285 | 1.168 | 444.3493 | 484.461 | 45.0724 | 2.34 | 3.9258 | 1.2229 | 3.6816 | 3.3665 | 10.2429 | 0.10699 | 0.001479 | 0.044293 | 0.0071069 | 0.27395 | 2.2124 | 0.99903 | 4.3059 | 1.4887 | 1.8015
11 | 0.14635 | 0.029336 | 0.022847 | 1.2235 | 0.99463 | 0.99306 | 0.71774 | 0.060934 | 0.85569 | 0.66022 | 0.78583 | 0.85549 | 0.82307 | 0.21402 | 1311.8316 | 215.584 | 0.96305 | 0.83799 | 0.18448 | 0.18443 | 0.33606 | 3.0319 | 5.3715 | 348.6827 | 0.0070849 | 161.0367 | 110.4997 | 12.6913 | 148.8619 | 17.3867 | 2.3593 | 61.9829 | 13.5427 | 11.9342 | 3020.0163 | 98.2711 | 90.5786 | 1477.4294 | 122.3238 | 87.5103 | 261.8215 | 232.3932 | 244.9646 | 28.2632 | 53.0229 | 0.85537 | 0.15123 | 0.18668 | 0.014786 | 0.002128 | 8.5867e-05 | 33.3833 | 12.123 | 3.311 | 0.78848 | 0.49011 | 0.097169 | 2.7337 | 44.787 | 2.9393 | 0.3374 | 0.87189 | 24.2357 | 81.6677 | 36.6175 | 17.6229 | 147.3477 | 9.3238 | 0.038843 | 0.3249 | 0.85068 | 34.7486 | 12.1361 | 619.0547 | 123.8202 | 3.8941 | 0.076857 | 0.48572 | 0.076099 | 214.3329 | 154.0961 | 88.7883 | 59.8261 | 14.7024 | 1175.6875 | 224.0585 | 96.5985 | 87.0721 | 283.0427 | 173.6059 | 90.4696 | 71.3835 | 7.5653 | 0.60199 | 0.66929 | 0.17106 | 67.5242 | 6.4618 | 2.0504 | 1.9509 | 0.1748 | 7.9742e-05 | 33.9209 | 0.95944 | 0.23772 | 0.23539 | 0.17217 | 3.4464 | 0.96328 | 1.2273 | 0.48472 | 67.9905 | 15.7352 | 26.3017 | 7.7001 | 152.4267 | 202.8682 | 1772.9053 | 238.2027 | 310.0552 | 179.7198 | 855.3535 | 350.1097 | 89.6263 | 410.7922 | 0.025277 | 0.22829 | 0.16625 | 0.067404 | 0.0096433 | 0.0056785 | 2.2924e-05 | 0.0022504 | 36.388 | 11.9897 | 1.0681 | 0.17465 | 2.6511 | 6.7573 | 382.634 | 70.9511 | 2.7033 | 4.159 | 155.0317 | 8.8147 | 118.3648 | 41.7288 | 33.7832 | 100.2431 | 747.4432 | 60.7176 | 632.1916 | 10.4698 | 122.2345 | 783.9659 | 146.3371 | 103.6191 | 52.7282 | 65.7199 | 256.9673 | 57.5428 | 9.6771 | 182.6958 | 90.5994 | 9.5732 | 43.7066 | 658.2623 | 7.1033 | 66.5143 | 71.4414 | 180.8554 | 307.6261 | 88.5896 | 44.6408 | 34.2889 | 40.8641 | 0.011062 | 0.0010417 | 0.25451 | 34.6944 | 2.2496 | 9.2082 | 2.2744 | 263.5883 | 9.2398 | 4.8606 | 0.47788 | 7402.5771 | 946.8546 | 1555.81 | 1150.7656 | 33.9226 | 1.0346 | 26.187 | 2.5082 | 4718.3021 | 1448.4615 | 574.2823 | 101.9726 | 148.7814 | 9.5935 | 193.5545 | 0.0012516 | 31.282 | 0.18439 | 14.8652 | 48.9474 | 6.2701 | 75.1545 | 202.4509 | 0.11068 | 0.25069 | 1.9375 | 2.496 | 0.30337 | 0.24333 | 1.3028 | 0.12491 | 32.0926 | 0.0028999 | 12.7586 | 305.3811 | 0.022252 | 125.1771 | 5.7217 | 0.046509 | 0.64171 | 0.27317 | 4.9345 | 0.0936 | 1.8067 | 1.0854 | 1.5799 | 0.019595 | 0.11624 | 0.055029 | 4.468 | 0.036872 | 0.51578 | 0.22107 | 7.9233 | 0.0004313 | 0.0036767 | 0.0031393 | 5.2515 | 0.021569 | 0.39831 | 0.23088 | 0.24453 | 0.0012805 | 0.0189 | 0.012336 | 1.3021 | 0.0049131 | 0.086211 | 0.052404 | 0.64968 | 0.0038654 | 0.0461 | 0.17961 | 0.53765 | 0.28938 | 0.97194 | 295.0331 | 0.012773 | 1.9768 | 0.012152 | 4.3034 | 5.9888 | 2.5389 | 193.8903 | 0.21014 | 9.3147 | 8.3834 | 14.1196 | 109421.3617 | 7.9599 | 332.2591 | 8.7375 | 4.3002 | 2.2065 | 2.0817 | 3.0753 | 1.7203 | 1.6649 | 12.5866 | 4.2392 | 0.69824 | 8.626 | 2.6833 | 271.2387 | 9.2176 | 0.47967 | 20.3417 | 25.101 | 686.8727 | 70.0703 | 4.4772 | 2.6051 | 7.8413 | 7.097 | 0.26103 | 1.2926 | 5.1957 | 7.1575 | 6.7591 | 0.002242 | 0.0013736 | 0.0042469 | 1.3696 | 8.7461e-05 | 0.0067961 | 6.202e-05 | 0.01896 | 0.0027942 | 0.0072887 | 11.6988 | 0.00066366 | 0.65504 | 0.31695 | 8.0544 | 1.38 | 0.034618 | 1.4183 | 0.29993 | 0.019478 | 0.0076554 | 0.0067152 | 0.0034146 | 0.005826 | 0.0063911 | 0.054426 | 0.073717 | 0.0038776 | 0.032271 | 0.01108 | 1.0519 | 0.00039489 | 0.00046971 | 0.092786 | 0.12503 | 2.7408 | 0.3208 | 0.020389 | 0.041615 | 0.027613 | 0.036458 | 0.0012241 | 0.0051721 | 0.018178 | 0.024106 | 0.025596 | 0.037371 | 0.017549 | 0.056361 | 17.428 | 0.0013505 | 0.096381 | 0.00091901 | 0.39485 | 0.044887 | 0.14476 | 7.4127 | 0.011046 | 20.0286 | 13.6994 | 527.0018 | 26.8829 | 1.8684 | 30.5065 | 12.796 | 0.8877 | 0.10459 | 0.10465 | 0.059025 | 0.085503 | 0.18373 | 1.9293 | 1.4111 | 0.048766 | 0.84953 | 0.17586 | 17.9635 | 0.0033196 | 0.0035389 | 10.7861 | 4.877 | 168.836 | 14.9656 | 1.7515 | 0.63562 | 0.41132 | 0.60021 | 0.022279 | 0.098611 | 0.35049 | 0.97712 | 1.0151 | 0.029936 | 0.01077 | 0.014569 | 6.4979 | 0.00079624 | 0.20436 | 0.00062214 | 0.9604 | 0.062914 | 0.11464 | 5.7044 | 0.0090139 | 16.69 | 8.2916 | 494.0818 | 18.8273 | 1.8384 | 18.4987 | 8.1278 | 0.53649 | 0.15406 | 0.21995 | 0.02899 | 0.10592 | 0.070613 | 1.8836 | 0.5936 | 0.1708 | 0.45002 | 0.224 | 12.4832 | 0.002698 | 0.0029493 | 4.0682 | 3.0473 | 67.7783 | 8.4748 | 3.4039 | 0.24383 | 0.27824 | 0.61946 | 0.013229 | 0.051362 | 0.20445 | 1.2093 | 1.1014 | 441.9621 | 470.0651 | 68.8661 | 2.6681 | 4.4364 | 1.0807 | 3.1185 | 4.2578 | 8.6995 | 0.085522 | 0.0015384 | 0.022799 | 0.0098157 | 0.29625 | 1.6457 | 2.0381 | 2.8945 | 1.044 | 1.6256
12 | 0.15993 | 0.021994 | 0.0030173 | 1.4651 | 0.9968 | 0.99165 | 0.81758 | 0.085936 | 0.81818 | 0.56657 | 0.75538 | 0.86809 | 0.84868 | 0.17506 | 1666.2112 | 399.4781 | 0.96766 | 0.8094 | 0.12454 | 0.23971 | 0.48378 | 1.8086 | 3.1587 | 420.1761 | 0.0041149 | 175.9074 | 107.3778 | 14.7134 | 127.2902 | 14.587 | 1.7308 | 56.5825 | 15.9044 | 13.1877 | 2824.8943 | 76.3951 | 98.8755 | 1543.6972 | 123.5729 | 77.5923 | 232.2182 | 282.06 | 210.2017 | 34.1046 | 51.3854 | 0.82487 | 0.36857 | 0.0562 | 0.019797 | 0.001734 | 7.2992e-05 | 35.3304 | 11.5388 | 2.7183 | 0.70676 | 0.59694 | 0.11914 | 2.3181 | 48.7708 | 12.3725 | 0.29828 | 0.86362 | 26.9265 | 111.024 | 31.9966 | 23.9511 | 151.8351 | 10.2273 | 0.031596 | 0.30444 | 0.76612 | 27.3588 | 14.781 | 912.6155 | 122.0816 | 3.6496 | 0.082661 | 0.43411 | 0.089533 | 268.2044 | 133.1735 | 82.7266 | 73.2157 | 16.944 | 1108.4238 | 255.5167 | 107.0374 | 70.9868 | 240.2914 | 150.6952 | 76.6318 | 85.3843 | 6.7593 | 0.80802 | 0.84547 | 0.41444 | 56.3002 | 5.3433 | 2.0144 | 2.7537 | 0.18162 | 8.9328e-05 | 32.7359 | 1.0397 | 0.24932 | 0.24997 | 0.12049 | 3.0886 | 0.95077 | 1.3753 | 0.51975 | 73.3325 | 17.2535 | 29.2737 | 8.9534 | 129.1145 | 179.7543 | 1710.8082 | 215.096 | 316.3101 | 159.708 | 879.1818 | 388.9545 | 94.2822 | 448.2897 | 0.26929 | 0.098698 | 0.1386 | 0.075556 | 0.007604 | 0.0053428 | 2.2349e-05 | 0.0025135 | 33.5504 | 11.0939 | 1.1866 | 0.19511 | 2.086 | 5.8978 | 323.1507 | 90.7785 | 3.5565 | 4.5344 | 148.3474 | 9.8727 | 128.1012 | 43.1329 | 28.1592 | 98.9554 | 604.6994 | 66.6798 | 669.5835 | 8.3174 | 131.1333 | 745.4471 | 141.543 | 105.6909 | 58.2489 | 74.5117 | 215.2442 | 59.1321 | 8.516 | 184.5787 | 85.3342 | 12.5121 | 48.1981 | 647.3804 | 6.01 | 82.6513 | 69.6807 | 183.9935 | 268.9503 | 83.9802 | 54.0802 | 36.0321 | 42.8061 | 0.0097156 | 0.0012037 | 0.24965 | 39.6617 | 2.8696 | 12.0233 | 2.0848 | 251.2585 | 10.0966 | 4.2755 | 0.50647 | 7041.0012 | 811.2712 | 1428.6478 | 1485.5974 | 33.4279 | 1.2407 | 23.2466 | 3.1553 | 5576.9158 | 1762.047 | 522.5477 | 87.2154 | 139.5782 | 9.948 | 171.329 | 0.0015057 | 33.6119 | 0.17932 | 13.8918 | 80.0742 | 5.8398 | 93.6589 | 158.7824 | 0.10587 | 0.21409 | 2.2722 | 3.1014 | 0.37954 | 0.24744 | 1.26 | 0.14067 | 30.6199 | 0.0027088 | 12.43 | 286.6799 | 0.024741 | 129.4401 | 5.2521 | 0.046071 | 0.64938 | 0.26246 | 4.8498 | 0.092932 | 1.8468 | 1.0378 | 1.5235 | 0.018381 | 0.11978 | 0.054708 | 4.4132 | 0.038858 | 0.49229 | 0.21212 | 8.7346 | 0.00044723 | 0.0034154 | 0.0028352 | 5.4198 | 0.020873 | 0.36552 | 0.22148 | 0.24217 | 0.0011858 | 0.022845 | 0.014237 | 1.3478 | 0.0050187 | 0.098846 | 0.055923 | 0.67742 | 0.0033026 | 0.042829 | 0.17664 | 0.5481 | 0.27532 | 1.1065 | 375.1146 | 0.013472 | 1.9995 | 0.012206 | 5.2533 | 3.8323 | 2.5975 | 207.7946 | 0.25606 | 10.4716 | 9.3913 | 15.176 | 105057.4359 | 8.9049 | 338.7174 | 8.3145 | 4.0458 | 2.042 | 2.1109 | 2.5893 | 1.705 | 1.8235 | 15.2679 | 4.1777 | 0.78152 | 7.7505 | 2.8086 | 284.7112 | 8.511 | 0.44718 | 17.4628 | 24.8982 | 671.2996 | 65.2776 | 4.3797 | 2.7121 | 8.3549 | 8.3654 | 0.25015 | 1.1436 | 4.8482 | 6.5207 | 6.5841 | 0.0022279 | 0.0011683 | 0.0043835 | 1.5596 | 9.1739e-05 | 0.0067672 | 5.5797e-05 | 0.017899 | 0.0026287 | 0.0084825 | 12.8469 | 0.00068054 | 0.68496 | 0.33145 | 7.3467 | 1.2722 | 0.039335 | 1.2017 | 0.31662 | 0.018359 | 0.0081257 | 0.0076072 | 0.0037938 | 0.006392 | 0.0068979 | 0.053544 | 0.067085 | 0.003617 | 0.035166 | 0.010034 | 1.1946 | 0.00045956 | 0.00043515 | 0.096045 | 0.1292 | 2.818 | 0.31362 | 0.022584 | 0.047698 | 0.029886 | 0.036737 | 0.0012312 | 0.0056372 | 0.021101 | 0.023431 | 0.025155 | 0.043075 | 0.015877 | 0.054341 | 19.4544 | 0.0013077 | 0.092207 | 0.00086553 | 0.40165 | 0.047837 | 0.14172 | 7.5882 | 0.010151 | 19.7443 | 15.5207 | 479.6461 | 30.7737 | 1.7328 | 31.152 | 13.7148 | 0.84445 | 0.11598 | 0.10248 | 0.051775 | 0.098748 | 0.16849 | 2.0013 | 1.4312 | 0.046819 | 0.92319 | 0.16034 | 19.729 | 0.0037395 | 0.0037464 | 10.165 | 4.943 | 165.2856 | 13.2858 | 1.6724 | 0.63136 | 0.40042 | 0.62151 | 0.020426 | 0.09503 | 0.37588 | 1.0293 | 1.1558 | 0.0257 | 0.010915 | 0.016348 | 7.4382 | 0.00076464 | 0.2061 | 0.00056408 | 0.86856 | 0.064956 | 0.12317 | 5.3163 | 0.0093428 | 15.5383 | 8.3724 | 500.5897 | 18.8907 | 1.7718 | 19.8925 | 8.7015 | 0.49665 | 0.14933 | 0.20894 | 0.028616 | 0.11261 | 0.07648 | 1.758 | 0.60775 | 0.18672 | 0.49024 | 0.22764 | 11.1528 | 0.0027661 | 0.0030864 | 3.8788 | 2.99 | 60.103 | 8.2486 | 3.1981 | 0.26971 | 0.29342 | 0.64143 | 0.0143 | 0.053107 | 0.21651 | 1.1585 | 1.2709 | 351.0326 | 413.3694 | 40.2911 | 1.9834 | 2.9404 | 1.3245 | 4.8932 | 3.2854 | 9.1646 | 0.13841 | 0.0021772 | 0.025168 | 0.014406 | 0.17598 | 1.85 | 1.9138 | 2.1718 | 1.8142 | 0.96267
13 | 0.18219 | 0.044139 | 0.0081185 | 1.2532 | 0.99946 | 0.99903 | 0.78259 | 0.068291 | 0.77313 | 0.43322 | 0.86539 | 0.78188 | 0.88313 | 0.21785 | 1303.6176 | 208.4352 | 0.93576 | 0.80086 | 0.1333 | 0.22168 | 0.35003 | 2.3803 | 7.7617 | 433.546 | 0.0017138 | 122.2343 | 115.6752 | 14.2305 | 161.0188 | 16.4672 | 1.992 | 57.1438 | 17.3137 | 12.5264 | 2384.8066 | 82.5711 | 102.9329 | 1618.9658 | 110.8674 | 78.4866 | 299.9659 | 223.5813 | 239.2386 | 35.9741 | 50.2072 | 0.88072 | 0.23446 | 0.21215 | 0.016575 | 0.0019719 | 9.5376e-05 | 29.1314 | 9.9657 | 3.2563 | 0.77222 | 0.64101 | 0.1144 | 2.0375 | 54.0108 | 8.2635 | 0.33373 | 0.76343 | 19.8835 | 91.7249 | 30.9899 | 16.0499 | 138.8309 | 8.5729 | 0.037841 | 0.25709 | 0.6703 | 36.8038 | 17.6581 | 696.0261 | 137.6533 | 3.3627 | 0.097846 | 0.69085 | 0.079931 | 228.4221 | 143.61 | 87.6204 | 60.3499 | 17.6652 | 1221.7828 | 270.4644 | 80.0823 | 87.8533 | 293.8189 | 167.3085 | 88.848 | 91.4274 | 8.7644 | 0.75895 | 0.5728 | 0.36066 | 68.8483 | 6.1326 | 1.7942 | 2.5298 | 0.18772 | 6.6798e-05 | 29.0663 | 1.2926 | 0.25628 | 0.27998 | 0.1532 | 2.4667 | 0.95256 | 1.0034 | 0.55924 | 82.8246 | 13.7741 | 27.4626 | 10.0494 | 134.1922 | 153.3694 | 2139.873 | 241.1473 | 321.9112 | 163.8617 | 692.1439 | 318.4039 | 94.1336 | 372.7499 | 0.0039907 | 0.16214 | 0.022624 | 0.083389 | 0.0085945 | 0.0065278 | 2.0108e-05 | 0.0021529 | 34.9844 | 13.0857 | 0.82135 | 0.18598 | 2.2476 | 6.0586 | 290.648 | 60.1702 | 3.9216 | 5.8345 | 121.692 | 9.9537 | 121.3152 | 39.5266 | 32.6069 | 97.0574 | 626.0484 | 57.6826 | 679.7689 | 10.1674 | 104.251 | 802.131 | 163.8437 | 86.8169 | 61.6902 | 59.7814 | 252.8956 | 62.8548 | 9.4442 | 179.5748 | 72.8336 | 11.1225 | 53.5963 | 683.9711 | 6.5818 | 68.3352 | 66.0225 | 161.4834 | 241.1924 | 89.0483 | 45.1714 | 31.557 | 49.2772 | 0.0085676 | 0.0013912 | 0.26562 | 37.1749 | 2.4865 | 12.1408 | 2.3989 | 220.3272 | 11.327 | 5.6015 | 0.57706 | 6840.7494 | 789.663 | 1383.9189 | 1308.3908 | 29.429 | 0.75328 | 22.801 | 2.7304 | 4958.7702 | 1853.1617 | 475.8306 | 99.3958 | 135.3873 | 8.502 | 166.8591 | 0.0014785 | 34.8395 | 0.14376 | 14.0923 | 52.5717 | 6.1656 | 49.7357 | 159.3833 | 0.12393 | 0.23167 | 2.7086 | 3.4861 | 0.25164 | 0.22028 | 1.1322 | 0.19548 | 37.233 | 0.0025387 | 14.222 | 301.9558 | 0.023944 | 130.7579 | 5.3823 | 0.048124 | 0.63837 | 0.26631 | 4.7832 | 0.089939 | 1.7219 | 1.0619 | 1.532 | 0.019215 | 0.11416 | 0.056296 | 4.2724 | 0.038194 | 0.55766 | 0.21267 | 8.6697 | 0.00041417 | 0.0035516 | 0.0030497 | 4.7207 | 0.022009 | 0.38534 | 0.22796 | 0.28526 | 0.0010874 | 0.022105 | 0.013178 | 1.3365 | 0.0047871 | 0.094593 | 0.048559 | 0.69784 | 0.0036719 | 0.041881 | 0.18224 | 0.54757 | 0.2931 | 1.1185 | 332.7998 | 0.013555 | 1.9628 | 0.011849 | 4.2205 | 3.7434 | 2.7177 | 205.6309 | 0.43629 | 9.0931 | 9.3305 | 13.0479 | 120469.1423 | 9.2586 | 353.9511 | 9.1615 | 4.1928 | 1.9092 | 1.743 | 2.9943 | 1.7466 | 1.7435 | 13.6422 | 3.6972 | 0.68594 | 7.9221 | 2.9793 | 248.3764 | 8.8429 | 0.45962 | 17.9891 | 27.8001 | 682.9726 | 68.2738 | 4.1942 | 2.7242 | 7.102 | 7.8797 | 0.27598 | 1.1174 | 5.049 | 7.6814 | 6.8462 | 0.0022013 | 0.0012404 | 0.0041951 | 1.4379 | 8.3458e-05 | 0.0070789 | 5.7899e-05 | 0.017134 | 0.0023888 | 0.0088482 | 13.7035 | 0.00069514 | 0.61177 | 0.32678 | 8.2177 | 1.3093 | 0.03426 | 1.2972 | 0.31258 | 0.01892 | 0.007829 | 0.0077588 | 0.0034596 | 0.0062249 | 0.0067949 | 0.06068 | 0.075412 | 0.0038569 | 0.031484 | 0.01032 | 1.1531 | 0.0004685 | 0.00044528 | 0.093355 | 0.1219 | 2.9565 | 0.29772 | 0.019573 | 0.048276 | 0.026146 | 0.03258 | 0.0012471 | 0.0053585 | 0.018376 | 0.027015 | 0.02334 | 0.037681 | 0.018491 | 0.057232 | 19.1982 | 0.0012857 | 0.10944 | 0.00079669 | 0.39836 | 0.04972 | 0.15596 | 7.0197 | 0.010828 | 23.0503 | 14.6821 | 443.9078 | 29.5538 | 1.6893 | 26.8796 | 15.3926 | 0.83118 | 0.1029 | 0.094289 | 0.058338 | 0.092168 | 0.16438 | 1.9378 | 1.2838 | 0.047714 | 0.90345 | 0.15952 | 19.3609 | 0.0031062 | 0.0035907 | 9.2948 | 5.0539 | 166.8185 | 13.3598 | 1.7202 | 0.61289 | 0.43613 | 0.56771 | 0.018914 | 0.087485 | 0.36828 | 1.0728 | 0.99419 | 0.026945 | 0.011648 | 0.015321 | 6.8577 | 0.00083949 | 0.21895 | 0.0005311 | 0.99075 | 0.068112 | 0.12459 | 5.7722 | 0.0080044 | 15.3909 | 7.8111 | 504.407 | 20.7789 | 1.6633 | 18.6816 | 9.1219 | 0.54847 | 0.1647 | 0.22108 | 0.027617 | 0.10926 | 0.070393 | 2.0237 | 0.64462 | 0.18931 | 0.52459 | 0.22217 | 11.529 | 0.0030543 | 0.0032324 | 3.6534 | 3.1014 | 66.4737 | 8.4539 | 3.2602 | 0.2545 | 0.2984 | 0.65296 | 0.012293 | 0.048273 | 0.20956 | 1.1808 | 1.2048 | 412.3201 | 521.3072 | 58.3438 | 2.608 | 3.5537 | 1.4398 | 4.4927 | 2.6612 | 15.2052 | 0.12687 | 0.0010715 | 0.046138 | 0.016035 | 0.40953 | 0.96517 | 1.7338 | 3.9011 | 1.5509 | 1.2869
14 | 0.18028 | 0.034042 | 0.0090194 | 1.102 | 0.99349 | 0.99026 | 0.73253 | 0.058636 | 0.84021 | 0.63824 | 0.7425 | 0.81514 | 0.89901 | 0.21089 | 1353.8429 | 288.547 | 0.9401 | 0.82006 | 0.15757 | 0.26899 | 0.32246 | 0.64596 | 5.75 | 278.0912 | 0.00095702 | 149.311 | 129.4086 | 18.0678 | 151.2156 | 15.4455 | 2.3259 | 59.4803 | 16.1731 | 12.4561 | 2949.4128 | 87.144 | 101.0437 | 1783.8891 | 105.0493 | 101.7292 | 247.9408 | 264.5384 | 254.0904 | 32.2832 | 44.8394 | 0.90235 | 0.19589 | 0.3044 | 0.01419 | 0.0022902 | 8.7061e-05 | 32.4172 | 13.3173 | 2.9904 | 0.82388 | 0.6922 | 0.10054 | 2.8021 | 56.5731 | 8.8058 | 0.35065 | 0.88193 | 18.6904 | 120.9469 | 41.6527 | 15.324 | 132.6399 | 9.0494 | 0.030324 | 0.32587 | 0.8715 | 31.85 | 20.9005 | 867.7363 | 115.8759 | 2.7646 | 0.1201 | 0.53257 | 0.090373 | 314.9558 | 168.0526 | 91.2631 | 55.1633 | 14.2554 | 1153.9254 | 241.1304 | 68.1717 | 90.0733 | 272.7814 | 147.6611 | 96.9641 | 87.6574 | 9.0033 | 0.86889 | 0.81112 | 0.22192 | 63.416 | 6.5379 | 2.2166 | 2.3172 | 0.18379 | 7.4125e-05 | 39.5512 | 1.2221 | 0.26593 | 0.2023 | 0.19547 | 2.4402 | 0.95814 | 1.0324 | 0.54987 | 76.336 | 19.5515 | 38.6906 | 10.0871 | 137.3051 | 140.4568 | 2021.0762 | 221.9264 | 418.7155 | 187.6402 | 725.9681 | 362.8744 | 82.7783 | 479.629 | 0.20853 | 0.069456 | 0.097393 | 0.060672 | 0.0087879 | 0.0055663 | 2.7927e-05 | 0.0018432 | 37.9457 | 12.5058 | 0.80272 | 0.19275 | 2.0576 | 5.9924 | 373.2709 | 94.9708 | 3.2384 | 5.9625 | 139.7381 | 8.0442 | 139.8268 | 47.4713 | 35.6894 | 87.741 | 593.2078 | 63.206 | 696.9659 | 9.8892 | 116.3106 | 756.9009 | 152.5337 | 86.0318 | 52.2088 | 70.7927 | 245.8045 | 53.6396 | 8.2903 | 160.0435 | 94.1753 | 10.6844 | 47.151 | 633.1968 | 5.6216 | 79.0149 | 72.0117 | 209.5652 | 318.1646 | 80.4802 | 53.0937 | 36.4691 | 50.751 | 0.0095351 | 0.0012309 | 0.26311 | 36.632 | 2.6021 | 13.9886 | 3.1433 | 279.3234 | 8.7117 | 5.3282 | 0.39394 | 6466.7853 | 903.7423 | 1233.9493 | 1215.2122 | 35.8075 | 0.93286 | 21.7409 | 2.5692 | 4464.9852 | 1157.3342 | 490.5936 | 90.0265 | 153.7205 | 8.3781 | 183.3644 | 0.0013155 | 38.8969 | 0.16404 | 11.686 | 68.6452 | 5.952 | 68.3824 | 225.4526 | 0.1097 | 0.29161 | 1.589 | 3.7063 | 0.21004 | 0.25354 | 0.90246 | 0.16284 | 31.2191 | 0.0028028 | 13.5306 | 296.9889 | 0.022542 | 118.1121 | 5.7868 | 0.044685 | 0.65704 | 0.2548 | 5.1641 | 0.088914 | 1.7634 | 1.0525 | 1.3941 | 0.019114 | 0.12368 | 0.052584 | 4.4802 | 0.034902 | 0.50511 | 0.2234 | 7.8013 | 0.00042478 | 0.0035946 | 0.0031244 | 4.8908 | 0.018264 | 0.35005 | 0.23664 | 0.26008 | 0.0010755 | 0.022179 | 0.013929 | 1.156 | 0.0051806 | 0.094863 | 0.055347 | 0.6607 | 0.0032757 | 0.042342 | 0.18507 | 0.526 | 0.3045 | 1.0299 | 379.3065 | 0.016115 | 1.9385 | 0.011043 | 4.4509 | 5.6113 | 2.233 | 196.3137 | 0.38393 | 9.6841 | 9.0038 | 14.0169 | 122529.3666 | 8.9702 | 325.1655 | 8.1837 | 4.6955 | 2.1424 | 1.7763 | 2.8144 | 1.5507 | 1.9979 | 13.938 | 4.4521 | 0.76703 | 8.5758 | 2.5349 | 255.0197 | 7.8043 | 0.436 | 18.2307 | 28.2036 | 643.73 | 66.0537 | 4.6624 | 2.9226 | 7.3351 | 8.3236 | 0.24322 | 1.2091 | 4.7268 | 6.7475 | 6.3636 | 0.0019068 | 0.0012247 | 0.0039754 | 1.591 | 9.7996e-05 | 0.0066348 | 6.1097e-05 | 0.018477 | 0.0024576 | 0.0081246 | 13.3364 | 0.00078817 | 0.6214 | 0.29011 | 8.5495 | 1.2616 | 0.034874 | 1.2425 | 0.32702 | 0.020586 | 0.007442 | 0.0063724 | 0.003286 | 0.0054924 | 0.0073078 | 0.059627 | 0.068068 | 0.0035991 | 0.035052 | 0.0098108 | 1.1828 | 0.00043943 | 0.00043118 | 0.10076 | 0.12827 | 2.6795 | 0.28518 | 0.022052 | 0.042542 | 0.0278 | 0.036102 | 0.0010583 | 0.0055613 | 0.021671 | 0.022927 | 0.02657 | 0.039973 | 0.016542 | 0.055431 | 19.8805 | 0.0011302 | 0.10485 | 0.00083036 | 0.38736 | 0.051779 | 0.14666 | 7.7808 | 0.010397 | 23.2896 | 13.3079 | 462.6877 | 26.6012 | 1.7077 | 28.5069 | 14.2179 | 0.96613 | 0.101 | 0.095924 | 0.053569 | 0.087264 | 0.15292 | 1.9861 | 1.2952 | 0.041815 | 0.80499 | 0.15054 | 18.4459 | 0.0033072 | 0.0036809 | 9.1731 | 4.775 | 158.4232 | 15.2592 | 1.8567 | 0.62363 | 0.42217 | 0.63704 | 0.021411 | 0.098163 | 0.37527 | 1.0905 | 1.179 | 0.02764 | 0.01043 | 0.016623 | 7.1557 | 0.00087515 | 0.21481 | 0.00060221 | 0.98186 | 0.066107 | 0.12965 | 5.5089 | 0.0091069 | 14.6243 | 8.5663 | 528.5775 | 18.3058 | 1.712 | 20.6702 | 7.9212 | 0.57342 | 0.14341 | 0.2301 | 0.030842 | 0.10211 | 0.072055 | 2.0109 | 0.64192 | 0.18482 | 0.47363 | 0.21896 | 12.7476 | 0.0028112 | 0.0027114 | 4.0198 | 2.7416 | 57.9591 | 7.4884 | 3.4334 | 0.2626 | 0.28169 | 0.7285 | 0.013959 | 0.050614 | 0.23266 | 1.2435 | 1.2401 | 451.1356 | 531.8056 | 76.352 | 2.7336 | 4.0272 | 1.6502 | 4.3572 | 3.6022 | 16.1358 | 0.13513 | 0.0011532 | 0.033886 | 0.011316 | 0.15093 | 2.0396 | 2.6581 | 4.4476 | 0.71774 | 1.0953
15 | 0.14112 | 0.030983 | 0.01014 | 1.486 | 0.99588 | 0.99817 | 0.66308 | 0.033409 | 0.90226 | 0.61014 | 0.82175 | 0.82307 | 0.84457 | 0.16174 | 1540.74 | 303.4681 | 0.95601 | 0.85166 | 0.17798 | 0.15641 | 0.085839 | 2.5563 | 3.8108 | 233.1373 | 0.0089162 | 126.6348 | 123.3259 | 15.6165 | 154.1294 | 12.8658 | 1.9362 | 54.0105 | 13.1902 | 10.3925 | 2804.6761 | 94.1252 | 94.3656 | 1930.5999 | 116.7745 | 94.5111 | 252.2969 | 252.5142 | 212.7417 | 32.7512 | 53.9149 | 0.92355 | 0.32479 | 0.16196 | 0.015453 | 0.002024 | 7.457e-05 | 27.0923 | 10.1301 | 2.4033 | 0.80012 | 0.61797 | 0.1177 | 2.5459 | 43.8569 | 6.4775 | 0.24267 | 0.90305 | 20.4397 | 97.8411 | 40.2741 | 19.7653 | 146.449 | 8.9575 | 0.031306 | 0.29713 | 0.75498 | 38.9797 | 21.3793 | 603.3828 | 78.0627 | 2.6244 | 0.10239 | 0.65185 | 0.09346 | 348.6893 | 152.9788 | 84.7939 | 57.0475 | 16.0449 | 1272.0873 | 218.4736 | 70.4303 | 71.7839 | 278.397 | 154.2349 | 90.071 | 72.5052 | 8.5323 | 0.45032 | 0.94753 | 0.3864 | 57.0488 | 6.7397 | 2.3323 | 2.3533 | 0.14746 | 7.2081e-05 | 37.5799 | 1.3726 | 0.2134 | 0.18426 | 0.1611 | 3.0129 | 0.96278 | 1.0478 | 0.40951 | 104.9596 | 15.9703 | 30.0861 | 9.7597 | 156.4279 | 120.2814 | 1916.0743 | 212.1527 | 379.319 | 167.8746 | 887.1658 | 374.1205 | 79.3151 | 441.0365 | 0.062946 | 0.16792 | 0.003867 | 0.05991 | 0.010178 | 0.0066923 | 2.4356e-05 | 0.0025723 | 32.6731 | 9.9293 | 1.1556 | 0.17031 | 2.4431 | 6.7068 | 410.0154 | 78.6495 | 4.0492 | 5.2579 | 130.1625 | 9.0194 | 116.0711 | 52.806 | 36.6318 | 91.0861 | 653.0515 | 67.8913 | 722.1237 | 9.7159 | 134.9409 | 788.3065 | 144.1965 | 84.18 | 57.9056 | 68.1503 | 235.2719 | 56.8416 | 9.3328 | 174.7406 | 97.7621 | 10.8667 | 49.3406 | 618.5976 | 6.34 | 81.7756 | 68.5338 | 161.1274 | 270.8562 | 92.204 | 43.6403 | 28.5507 | 45.9937 | 0.010718 | 0.00099396 | 0.28977 | 32.992 | 2.7282 | 9.7159 | 2.4745 | 256.84 | 10.3419 | 4.5422 | 0.56525 | 6582.7527 | 961.4713 | 1224.1552 | 1120.9066 | 32.6531 | 0.85687 | 24.5007 | 2.6839 | 5292.738 | 1236.612 | 584.7595 | 106.53 | 124.3944 | 9.2861 | 150.3876 | 0.0015263 | 34.2532 | 0.14044 | 13.4656 | 66.7261 | 5.4851 | 66.1908 | 188.6226 | 0.11377 | 0.26927 | 2.8733 | 3.9753 | 0.12888 | 0.22253 | 1.2872 | 0.17316 | 36.9601 | 0.0029542 | 14.3585 | 290.4677 | 0.022877 | 122.6602 | 5.1385 | 0.045793 | 0.66235 | 0.25288 | 4.8879 | 0.097039 | 1.8359 | 1.0318 | 1.554 | 0.020174 | 0.12145 | 0.058897 | 4.086 | 0.036207 | 0.52371 | 0.20084 | 8.0568 | 0.00042281 | 0.003358 | 0.0029627 | 5.6205 | 0.01964 | 0.37213 | 0.24515 | 0.25391 | 0.0011319 | 0.019938 | 0.012122 | 1.2014 | 0.0057281 | 0.089573 | 0.052964 | 0.73532 | 0.0034436 | 0.046741 | 0.18925 | 0.5139 | 0.25681 | 1.1586 | 274.153 | 0.017426 | 1.9619 | 0.01235 | 3.0761 | 4.5262 | 2.7673 | 199.9485 | 0.31952 | 9.8955 | 8.048 | 14.5008 | 112633.9552 | 8.6264 | 305.2308 | 9.086 | 4.4055 | 1.9494 | 1.9938 | 2.661 | 1.5407 | 1.9346 | 14.4162 | 4.331 | 0.6519 | 8.4639 | 2.7178 | 276.8135 | 8.328 | 0.40292 | 19.6658 | 26.7364 | 631.3074 | 62.8094 | 4.4099 | 2.9475 | 8.0734 | 8.1076 | 0.2628 | 1.2288 | 5.6397 | 7.5174 | 5.7642 | 0.001927 | 0.0011972 | 0.0038955 | 1.4245 | 8.237e-05 | 0.0064788 | 6.2775e-05 | 0.01984 | 0.0024798 | 0.0079886 | 14.039 | 0.00067488 | 0.66875 | 0.29264 | 8.5867 | 1.3217 | 0.039969 | 1.3318 | 0.28587 | 0.020734 | 0.0075848 | 0.0073584 | 0.0033843 | 0.0059797 | 0.0067132 | 0.057627 | 0.079103 | 0.0038209 | 0.034751 | 0.0097142 | 1.0879 | 0.00043616 | 0.00042302 | 0.10759 | 0.11 | 2.8436 | 0.30507 | 0.020828 | 0.049058 | 0.0292 | 0.034261 | 0.0011763 | 0.0048186 | 0.021941 | 0.022669 | 0.023141 | 0.041531 | 0.015828 | 0.054792 | 17.3366 | 0.0012486 | 0.090796 | 0.00089807 | 0.44684 | 0.052001 | 0.14991 | 6.7334 | 0.010664 | 21.6525 | 15.3651 | 499.3058 | 26.4532 | 1.6668 | 29.0319 | 12.9504 | 0.98058 | 0.10989 | 0.094841 | 0.050089 | 0.08916 | 0.1773 | 1.7466 | 1.5118 | 0.042327 | 0.8011 | 0.17239 | 20.0509 | 0.0033917 | 0.0033073 | 9.8933 | 5.2961 | 150.8539 | 14.3519 | 1.5738 | 0.64383 | 0.45509 | 0.64959 | 0.022598 | 0.090861 | 0.32998 | 1.1204 | 1.1668 | 0.025231 | 0.010391 | 0.016075 | 6.9714 | 0.00090206 | 0.22574 | 0.00055284 | 1.0259 | 0.067814 | 0.13203 | 5.8339 | 0.0083201 | 17.6561 | 8.1804 | 518.6681 | 17.4961 | 1.7488 | 18.2432 | 8.5562 | 0.51071 | 0.16156 | 0.2112 | 0.029196 | 0.097673 | 0.083265 | 2.0834 | 0.57254 | 0.1819 | 0.50302 | 0.21062 | 11.7064 | 0.002738 | 0.0027882 | 4.1067 | 2.834 | 56.3421 | 7.6232 | 3.3915 | 0.23635 | 0.31363 | 0.69187 | 0.01244 | 0.055097 | 0.24228 | 1.272 | 1.31 | 367.951 | 484.5354 | 65.8992 | 2.0787 | 2.7955 | 1.5827 | 4.119 | 3.7742 | 10.6492 | 0.19415 | 0.0016194 | 0.037139 | 0.010817 | 0.3005 | 1.9404 | 2.3524 | 2.3627 | 1.6544 | 1.5083
16 | 0.18996 | 0.011332 | 0.0064601 | 1.3782 | 0.99966 | 0.99676 | 0.89754 | 0.040972 | 0.83439 | 0.50668 | 0.79795 | 0.77494 | 0.85651 | 0.19372 | 2156.0831 | 343.1935 | 0.95148 | 0.79219 | 0.12437 | 0.33855 | 0.062707 | 0.46522 | 4.1163 | 576.7396 | 0.0038754 | 138.8078 | 125.6505 | 14.5669 | 117.5327 | 13.7104 | 2.1978 | 63.2008 | 17.9734 | 12.1378 | 2636.3265 | 85.5569 | 83.6599 | 1636.6585 | 106.8749 | 99.7422 | 271.886 | 215.8614 | 225.3372 | 36.6671 | 45.6238 | 0.80334 | 0.19089 | 0.21576 | 0.01364 | 0.0021554 | 7.6719e-05 | 37.6244 | 11.4419 | 3.5753 | 0.92309 | 0.5254 | 0.084085 | 1.9631 | 67.5167 | 1.5797 | 0.25496 | 0.82456 | 17.8307 | 88.8045 | 37.2921 | 21.543 | 126.1243 | 10.1595 | 0.03604 | 0.2757 | 0.81288 | 37.8042 | 15.5852 | 732.9648 | 92.8545 | 3.4659 | 0.092969 | 0.67346 | 0.082647 | 293.5613 | 146.321 | 98.9645 | 62.7052 | 18.0621 | 1058.6121 | 226.0925 | 91.1764 | 73.6328 | 290.0816 | 140.0551 | 98.8425 | 79.4117 | 7.9997 | 0.70533 | 0.76694 | 0.19001 | 48.0434 | 4.8043 | 1.9357 | 2.2236 | 0.16433 | 8.3263e-05 | 36.4415 | 1.2602 | 0.20896 | 0.24366 | 0.17988 | 3.4083 | 0.96778 | 0.93122 | 0.34637 | 110.6203 | 18.9053 | 38.384 | 8.4443 | 127.3869 | 163.0554 | 1984.277 | 229.1884 | 392.7854 | 183.241 | 861.7629 | 306.8735 | 86.8139 | 452.8152 | 0.24281 | 0.13651 | 0.12041 | 0.074727 | 0.010674 | 0.0058044 | 2.1413e-05 | 0.0020718 | 27.1215 | 10.1806 | 0.898 | 0.16646 | 2.6373 | 5.0448 | 317.9632 | 77.5635 | 2.6121 | 3.9898 | 141.2038 | 9.1929 | 129.8578 | 48.1018 | 29.4437 | 94.6236 | 687.1409 | 72.1331 | 558.203 | 9.9467 | 112.9564 | 733.4589 | 135.4127 | 91.8821 | 63.8234 | 59.4917 | 208.4059 | 51.0233 | 8.4627 | 190.4954 | 81.1912 | 11.4332 | 51.8568 | 527.8599 | 5.6142 | 84.0604 | 54.8634 | 193.183 | 259.0308 | 73.7804 | 43.0272 | 35.3612 | 47.1332 | 0.01087 | 0.0013153 | 0.22756 | 32.3968 | 2.3062 | 11.5546 | 3.3837 | 229.6957 | 7.7347 | 6.0562 | 0.53929 | 5615.0618 | 824.3052 | 1475.4799 | 1362.8216 | 28.8373 | 0.7737 | 23.6542 | 3.1861 | 6000.9344 | 1346.9228 | 533.6334 | 103.7137 | 126.2754 | 7.7735 | 153.7391 | 0.0013482 | 32.5967 | 0.14755 | 11.4903 | 63.3414 | 4.3036 | 72.476 | 192.3867 | 0.11497 | 0.24484 | 1.3622 | 2.7792 | 0.19127 | 0.22922 | 0.91773 | 0.16734 | 31.4643 | 0.0030316 | 14.5229 | 320.6197 | 0.023391 | 127.7435 | 5.5007 | 0.047856 | 0.61821 | 0.25594 | 4.9875 | 0.086481 | 1.7501 | 1.084 | 1.4783 | 0.018102 | 0.1132 | 0.049051 | 4.4977 | 0.037229 | 0.49917 | 0.19864 | 8.2953 | 0.00040322 | 0.0031352 | 0.0030817 | 5.5602 | 0.019154 | 0.39294 | 0.20314 | 0.28261 | 0.0011597 | 0.020482 | 0.014376 | 1.1358 | 0.0053143 | 0.087918 | 0.049475 | 0.74238 | 0.0038168 | 0.040531 | 0.17627 | 0.51796 | 0.28297 | 1.133 | 351.3118 | 0.014522 | 1.9826 | 0.011923 | 5.1157 | 5.4051 | 2.5165 | 198.3667 | 0.057893 | 10.3326 | 9.536 | 13.3631 | 103208.5769 | 8.7762 | 328.2599 | 8.502 | 4.3735 | 1.8967 | 1.9059 | 2.8507 | 1.6275 | 1.6902 | 14.685 | 3.8884 | 0.66672 | 8.787 | 2.8904 | 276.3246 | 9.0148 | 0.45523 | 18.4472 | 28.7644 | 675.491 | 61.0983 | 4.7637 | 3.0208 | 8.1397 | 7.1385 | 0.28477 | 1.2389 | 4.78 | 6.3495 | 6.5074 | 0.0020058 | 0.0013638 | 0.0045747 | 1.4489 | 9.718e-05 | 0.0073002 | 5.4234e-05 | 0.018427 | 0.0026727 | 0.0079063 | 13.4711 | 0.00071972 | 0.57227 | 0.31392 | 7.8594 | 1.2258 | 0.039249 | 1.2038 | 0.29019 | 0.018102 | 0.0077239 | 0.0065483 | 0.0038349 | 0.0062524 | 0.0065651 | 0.055555 | 0.078777 | 0.0033128 | 0.033461 | 0.011513 | 1.1646 | 0.00040315 | 0.00045788 | 0.10462 | 0.11534 | 2.7659 | 0.33236 | 0.020464 | 0.045976 | 0.026712 | 0.034606 | 0.0011816 | 0.0048843 | 0.020913 | 0.025368 | 0.025372 | 0.042536 | 0.017929 | 0.063657 | 17.1857 | 0.0012254 | 0.10018 | 0.00085162 | 0.44903 | 0.053858 | 0.16608 | 6.6412 | 0.010786 | 20.5259 | 14.3526 | 482.2361 | 28.452 | 1.8504 | 30.8616 | 13.4101 | 0.89121 | 0.10832 | 0.090621 | 0.059499 | 0.094332 | 0.16189 | 2.0502 | 1.3973 | 0.047043 | 0.88821 | 0.16787 | 20.8885 | 0.0034473 | 0.0032512 | 10.9882 | 5.3183 | 149.5174 | 13.9102 | 1.797 | 0.5989 | 0.42581 | 0.59669 | 0.020717 | 0.096331 | 0.38712 | 1.1728 | 1.0869 | 0.026453 | 0.011172 | 0.01431 | 7.5145 | 0.00087412 | 0.22363 | 0.00054194 | 0.89373 | 0.058394 | 0.11659 | 5.4263 | 0.0093715 | 16.0255 | 7.6373 | 513.7118 | 18.0917 | 1.7378 | 19.1992 | 8.3364 | 0.56016 | 0.15676 | 0.2153 | 0.032751 | 0.10107 | 0.074812 | 1.7845 | 0.61469 | 0.18772 | 0.46007 | 0.20438 | 12.1439 | 0.0032773 | 0.0029949 | 4.1923 | 2.7844 | 59.72 | 7.8793 | 2.9857 | 0.28361 | 0.28468 | 0.70956 | 0.013126 | 0.054399 | 0.2293 | 1.0908 | 1.2249 | 455.5506 | 498.8887 | 71.5916 | 2.3027 | 4.5177 | 1.2915 | 3.3231 | 3.9585 | 7.9318 | 0.16733 | 0.0022711 | 0.047916 | 0.013262 | 0.26824 | 1.7735 | 2.0824 | 3.3119 | 1.2608 | 1.3324
17 | 0.13175 | 0.020856 | 0.019593 | 1.4134 | 0.99788 | 0.99389 | 0.80814 | 0.03802 | 0.88293 | 0.45698 | 0.72238 | 0.87341 | 0.83688 | 0.19793 | 966.9033 | 449.6425 | 0.94998 | 0.86588 | 0.14849 | 0.20192 | 0.20394 | 2.2253 | 5.3654 | 492.0928 | 0.0096671 | 151.4515 | 93.5882 | 13.942 | 171.5199 | 15.9988 | 2.1076 | 46.7729 | 15.4406 | 9.8837 | 2889.8716 | 76.0974 | 80.1395 | 1454.5163 | 126.5478 | 82.955 | 264.5454 | 263.2523 | 230.0492 | 31.8188 | 49.4429 | 0.77587 | 0.29139 | 0.086998 | 0.01519 | 0.0020792 | 7.0709e-05 | 39.0964 | 12.4123 | 2.8184 | 0.95282 | 0.65917 | 0.10869 | 2.4852 | 46.4934 | 7.6576 | 0.35915 | 0.79825 | 25.5294 | 106.3189 | 28.0075 | 23.2467 | 125.6767 | 8.8032 | 0.03208 | 0.28228 | 0.69967 | 43.3841 | 16.3754 | 729.9105 | 107.9222 | 2.8925 | 0.081726 | 0.56338 | 0.087174 | 341.2229 | 128.2419 | 92.0363 | 71.4324 | 15.6225 | 1285.0045 | 251.6162 | 100.6447 | 77.2342 | 267.2302 | 162.5551 | 86.9455 | 82.0397 | 8.8831 | 0.46327 | 0.91733 | 0.48804 | 53.6675 | 6.0041 | 2.1203 | 2.0931 | 0.15623 | 7.1166e-05 | 37.8504 | 1.1354 | 0.24427 | 0.26073 | 0.15829 | 2.9858 | 0.95198 | 0.95827 | 0.36272 | 80.3849 | 13.3783 | 36.8693 | 8.2189 | 134.099 | 125.8916 | 1755.6169 | 269.9604 | 371.821 | 201.1843 | 795.3095 | 325.0514 | 76.4124 | 387.3048 | 0.11062 | 0.37355 | 0.057579 | 0.069433 | 0.009099 | 0.0070599 | 2.0313e-05 | 0.0026919 | 29.6359 | 10.6848 | 1.0079 | 0.159 | 2.5684 | 5.6069 | 357.1143 | 67.9648 | 3.1724 | 5.4092 | 150.7705 | 9.3244 | 107.6139 | 51.807 | 33.2421 | 100.6558 | 764.1284 | 71.1359 | 552.7937 | 9.3853 | 127.8529 | 704.0993 | 131.5603 | 93.4373 | 56.2864 | 72.4213 | 192.0283 | 52.0411 | 8.79 | 176.3764 | 83.7666 | 11.9921 | 50.1129 | 551.7996 | 7.3172 | 70.7489 | 55.887 | 202.8971 | 300.2759 | 90.8249 | 52.3874 | 27.2378 | 44.5581 | 0.011244 | 0.0014304 | 0.27749 | 35.5329 | 1.9826 | 10.9221 | 2.9848 | 324.2458 | 9.9998 | 6.1618 | 0.44108 | 5926.9551 | 730.3595 | 1305.869 | 1448.4725 | 31.6345 | 1.174 | 22.2169 | 2.7705 | 5013.7752 | 1309.4963 | 550.8719 | 83.9673 | 143.9479 | 7.8718 | 186.9712 | 0.0014035 | 27.2686 | 0.17211 | 12.6854 | 47.851 | 3.6671 | 55.7931 | 183.8509 | 0.12161 | 0.23841 | 2.9139 | 2.5079 | 0.26807 | 0.26095 | 1.0964 | 0.13687 | 34.4568 | 0.0026541 | 13.0642 | 323.0248 | 0.025433 | 123.6588 | 5.3131 | 0.047179 | 0.61237 | 0.24903 | 5.3021 | 0.093981 | 1.673 | 1.0091 | 1.4562 | 0.019431 | 0.11714 | 0.052967 | 4.6517 | 0.039302 | 0.51879 | 0.20804 | 8.1457 | 0.00044445 | 0.0036266 | 0.0030225 | 5.6912 | 0.019785 | 0.37613 | 0.21404 | 0.27363 | 0.0011502 | 0.020492 | 0.012859 | 1.2368 | 0.0051253 | 0.096124 | 0.057843 | 0.65288 | 0.0035507 | 0.044358 | 0.16762 | 0.54012 | 0.30371 | 0.98316 | 222.9684 | 0.014094 | 1.9872 | 0.012695 | 4.7181 | 4.0743 | 2.9901 | 200.914 | 0.42501 | 10.8966 | 8.1184 | 12.9135 | 124054.9864 | 8.2559 | 343.3493 | 8.4616 | 4.1263 | 2.078 | 2.0505 | 2.7892 | 1.6869 | 1.8593 | 13.4427 | 4.021 | 0.67916 | 7.4879 | 2.5828 | 250.4511 | 7.6876 | 0.47368 | 18.6874 | 27.9946 | 614.7571 | 67.5008 | 4.8828 | 2.9787 | 8.2724 | 7.5369 | 0.25648 | 1.258 | 5.3321 | 7.0213 | 5.6867 | 0.0021599 | 0.0013517 | 0.0044283 | 1.4892 | 9.501e-05 | 0.0071422 | 5.9805e-05 | 0.017652 | 0.0028582 | 0.0078073 | 13.572 | 0.00076085 | 0.63292 | 0.28401 | 7.7762 | 1.2525 | 0.037194 | 1.2822 | 0.29904 | 0.019806 | 0.0078483 | 0.0064643 | 0.0037324 | 0.0056269 | 0.0071333 | 0.060237 | 0.071622 | 0.0032679 | 0.033531 | 0.010127 | 1.0307 | 0.00044418 | 0.00044086 | 0.10517 | 0.1276 | 2.5455 | 0.27446 | 0.023027 | 0.046636 | 0.027302 | 0.033134 | 0.0010877 | 0.0053098 | 0.020603 | 0.023733 | 0.025917 | 0.038822 | 0.016035 | 0.058688 | 16.7331 | 0.0013305 | 0.10341 | 0.00088946 | 0.45455 | 0.046289 | 0.15398 | 7.9318 | 0.011016 | 20.2048 | 14.5045 | 495.7861 | 28.9398 | 1.8865 | 27.4803 | 14.412 | 0.9066 | 0.11784 | 0.097919 | 0.0545 | 0.10052 | 0.15719 | 1.8086 | 1.4874 | 0.040328 | 0.77741 | 0.18024 | 20.5655 | 0.0032321 | 0.0034336 | 9.8182 | 5.4236 | 143.1811 | 15.5437 | 1.5845 | 0.68267 | 0.40462 | 0.66527 | 0.019491 | 0.10053 | 0.40028 | 1.132 | 1.0191 | 0.025064 | 0.01182 | 0.01442 | 6.769 | 0.0007849 | 0.21374 | 0.0006157 | 0.8587 | 0.067125 | 0.13559 | 5.5713 | 0.0084877 | 16.5555 | 7.805 | 551.2966 | 20.5056 | 1.827 | 19.4075 | 7.8023 | 0.52642 | 0.14642 | 0.20209 | 0.027348 | 0.10851 | 0.079148 | 1.9697 | 0.55261 | 0.19303 | 0.52878 | 0.20121 | 12.6123 | 0.0031902 | 0.0031534 | 3.6047 | 3.1836 | 68.7003 | 8.7693 | 3.0504 | 0.26502 | 0.29528 | 0.68178 | 0.014581 | 0.056376 | 0.22451 | 1.1155 | 1.1386 | 394.4923 | 433.8245 | 55.5772 | 1.9527 | 3.3676 | 1.1798 | 3.4734 | 2.9104 | 7.1579 | 0.1642 | 0.0019454 | 0.028959 | 0.015535 | 0.21392 | 1.1312 | 0.96544 | 5.7713 | 1.0648 | 0.87394
18 | 0.14295 | 0.031463 | 0.016257 | 1.2141 | 0.99179 | 0.99761 | 0.96781 | 0.096007 | 0.91457 | 0.68287 | 0.64263 | 0.83752 | 0.77617 | 0.17134 | 1733.0619 | 156.6019 | 0.94386 | 0.85395 | 0.14285 | 0.27686 | 0.46348 | 1.2703 | 3.8622 | 682.9571 | 0.0091792 | 141.842 | 100.0181 | 16.128 | 153.3828 | 14.836 | 2.0038 | 61.3591 | 12.8421 | 10.2963 | 2771.5192 | 91.5206 | 81.3414 | 1589.0195 | 114.6545 | 90.3487 | 243.8574 | 221.518 | 195.1842 | 37.3026 | 48.1123 | 0.74655 | 0.088426 | 0.2902 | 0.019152 | 0.0023156 | 6.4032e-05 | 36.467 | 14.0076 | 2.6966 | 0.99081 | 0.50892 | 0.08261 | 2.1051 | 49.5742 | 4.0772 | 0.24931 | 0.7756 | 22.766 | 107.5668 | 38.4475 | 22.1776 | 143.6808 | 9.8617 | 0.030595 | 0.24085 | 0.90708 | 33.5983 | 13.4285 | 635.8173 | 111.584 | 3.0097 | 0.090306 | 0.39933 | 0.12173 | 238.2047 | 166.643 | 101.822 | 67.3682 | 15.1752 | 1307.7626 | 215.738 | 69.5449 | 80.0417 | 219.1515 | 149.0139 | 85.3918 | 90.9027 | 6.8546 | 0.66057 | 0.62274 | 0.51521 | 49.3319 | 5.5576 | 2.2663 | 2.8306 | 0.14358 | 8.7721e-05 | 32.1242 | 1.3358 | 0.25483 | 0.22324 | 0.13562 | 2.7777 | 0.9572 | 0.87457 | 0.38683 | 103.3232 | 16.3616 | 35.8003 | 7.9729 | 139.641 | 176.9951 | 1810.8689 | 233.8732 | 369.9236 | 152.5381 | 787.469 | 380.3143 | 102.0063 | 398.3825 | 0.1476 | 0.061435 | 0.19936 | 0.085078 | 0.0094776 | 0.006165 | 2.3306e-05 | 0.0018884 | 33.9903 | 13.5827 | 0.91711 | 0.14158 | 2.261 | 5.088 | 350.7486 | 89.5801 | 2.8678 | 5.6081 | 118.305 | 8.4831 | 103.9227 | 43.8285 | 30.0328 | 77.7485 | 671.5199 | 55.8125 | 577.2782 | 8.8415 | 108.4016 | 613.5674 | 159.6451 | 81.5166 | 53.5158 | 78.7628 | 251.9493 | 49.0319 | 9.0876 | 171.4058 | 85.5536 | 11.6122 | 42.7185 | 671.3768 | 5.7934 | 65.5608 | 58.0153 | 181.7325 | 311.9459 | 96.3332 | 56.4525 | 27.9382 | 39.8066 | 0.0084371 | 0.0010742 | 0.31539 | 28.7257 | 2.2561 | 10.6906 | 2.1483 | 205.2973 | 12.2552 | 4.9916 | 0.42046 | 7250.077 | 832.1929 | 1261.4825 | 1190.5809 | 35.1132 | 0.66175 | 25.3865 | 2.8854 | 5395.5059 | 1198.8473 | 480.7318 | 90.5336 | 147.8834 | 8.8784 | 162.3273 | 0.0011766 | 36.9162 | 0.17507 | 11.1587 | 93.248 | 5.0657 | 59.6589 | 174.219 | 0.10241 | 0.25527 | 2.5348 | 2.9322 | 0.34663 | 0.20393 | 0.84678 | 0.19887 | 36.4648 | 0.0025774 | 12.5263 | 310.7077 | 0.022489 | 132.3344 | 5.6301 | 0.050317 | 0.63155 | 0.25922 | 4.9742 | 0.098606 | 1.8606 | 1.1048 | 1.5018 | 0.018457 | 0.11128 | 0.053917 | 4.6324 | 0.037968 | 0.55424 | 0.21545 | 8.8715 | 0.00039614 | 0.003263 | 0.0029445 | 4.8166 | 0.021014 | 0.32851 | 0.23322 | 0.2477 | 0.0012248 | 0.019647 | 0.012962 | 1.1709 | 0.0053646 | 0.085095 | 0.054817 | 0.74771 | 0.0039197 | 0.043515 | 0.16053 | 0.53113 | 0.28611 | 1.1392 | 355.3309 | 0.014839 | 1.9671 | 0.012878 | 3.3771 | 5.5279 | 2.4491 | 201.4223 | 0.46302 | 10.0354 | 8.4439 | 13.5076 | 110650.8336 | 8.3652 | 345.6832 | 8.6083 | 4.0088 | 1.9249 | 2.0326 | 2.949 | 1.5721 | 1.9715 | 13.8112 | 4.3996 | 0.64958 | 8.7551 | 2.9598 | 291.6188 | 9.0942 | 0.43831 | 16.9486 | 26.9625 | 617.972 | 68.7925 | 4.1343 | 3.0732 | 7.2909 | 8.1971 | 0.28139 | 1.3121 | 5.5325 | 6.572 | 6.1134 | 0.0019406 | 0.0011433 | 0.0043458 | 1.461 | 8.4624e-05 | 0.0077172 | 5.8924e-05 | 0.019485 | 0.0027445 | 0.0074268 | 12.1926 | 0.00071188 | 0.62417 | 0.31959 | 8.1286 | 1.2073 | 0.036219 | 1.189 | 0.32999 | 0.017975 | 0.0080539 | 0.0067822 | 0.0031895 | 0.0055168 | 0.00736 | 0.058738 | 0.068664 | 0.0034694 | 0.030455 | 0.010361 | 1.2317 | 0.00047771 | 0.00041873 | 0.10297 | 0.11779 | 2.6028 | 0.28912 | 0.019946 | 0.04528 | 0.025487 | 0.033597 | 0.0011273 | 0.0052562 | 0.020549 | 0.025873 | 0.02413 | 0.041292 | 0.016728 | 0.064253 | 17.9651 | 0.0012134 | 0.097598 | 0.00090833 | 0.38139 | 0.045695 | 0.16938 | 6.9324 | 0.011676 | 22.0969 | 13.8863 | 490.6214 | 25.8268 | 1.7684 | 26.6146 | 13.9322 | 0.86027 | 0.1209 | 0.10608 | 0.05098 | 0.096799 | 0.15958 | 2.0226 | 1.4476 | 0.045961 | 0.83573 | 0.1565 | 19.1388 | 0.0031722 | 0.0037902 | 10.0486 | 5.2288 | 151.7173 | 13.8197 | 1.7184 | 0.5804 | 0.38826 | 0.56209 | 0.02214 | 0.08867 | 0.34682 | 1.0413 | 1.1379 | 0.025436 | 0.01072 | 0.01544 | 7.0387 | 0.00080396 | 0.20055 | 0.00057857 | 0.92555 | 0.07102 | 0.12524 | 5.3701 | 0.0092016 | 17.0807 | 7.5318 | 484.0135 | 19.7363 | 1.8026 | 18.3011 | 8.486 | 0.55725 | 0.14057 | 0.20016 | 0.031224 | 0.11143 | 0.075592 | 1.9142 | 0.54126 | 0.19128 | 0.49958 | 0.209 | 11.969 | 0.0030948 | 0.002859 | 3.9397 | 2.855 | 62.168 | 8.0762 | 3.1023 | 0.27278 | 0.31709 | 0.61766 | 0.012995 | 0.050055 | 0.24599 | 1.2037 | 1.1742 | 429.9262 | 451.6283 | 66.1415 | 2.1378 | 3.1512 | 1.4207 | 3.8893 | 4.1262 | 5.5919 | 0.19953 | 0.0010058 | 0.020692 | 0.014725 | 0.3224 | 1.3852 | 1.525 | 5.7204 | 0.9413 | 1.1081
19 | 0.15013 | 0.026062 | 0.019257 | 1.3329 | 0.99037 | 0.99977 | 0.83932 | 0.023113 | 0.86416 | 0.62606 | 0.83531 | 0.78798 | 0.80638 | 0.22269 | 2017.5789 | 253.6366 | 0.9507 | 0.81522 | 0.15224 | 0.18805 | 0.29474 | 1.0082 | 5.0283 | 514.8021 | 0.0059456 | 131.0203 | 112.0708 | 15.1287 | 141.6297 | 13.0506 | 2.0646 | 52.115 | 13.7197 | 11.3313 | 3050.2102 | 100.895 | 106.043 | 1744.1759 | 102.8445 | 88.3692 | 239.1746 | 237.6768 | 204.118 | 29.4047 | 58.6205 | 0.78929 | 0.072345 | 0.098113 | 0.019433 | 0.00223 | 9.2714e-05 | 34.3265 | 14.3962 | 2.4603 | 0.84834 | 0.58495 | 0.090654 | 2.1922 | 60.0484 | 9.5496 | 0.2594 | 0.90117 | 27.277 | 126.631 | 26.9495 | 18.9739 | 131.7097 | 9.2301 | 0.035039 | 0.23231 | 0.93187 | 39.5731 | 20.7591 | 760.1972 | 130.8075 | 3.5945 | 0.072274 | 0.63442 | 0.098354 | 261.3215 | 159.744 | 86.322 | 61.7318 | 14.5407 | 1247.6318 | 274.5693 | 85.388 | 85.0555 | 286.0417 | 183.4702 | 95.4938 | 74.3242 | 7.1785 | 0.6389 | 0.7493 | 0.50695 | 65.0382 | 6.2538 | 2.2849 | 2.6303 | 0.19192 | 6.9392e-05 | 36.3473 | 0.84795 | 0.21967 | 0.2707 | 0.18653 | 3.2934 | 0.96655 | 1.2018 | 0.51067 | 107.0972 | 14.4301 | 32.2848 | 9.9358 | 144.4632 | 105.2532 | 1838.1964 | 250.8556 | 329.1539 | 193.633 | 803.4759 | 357.8497 | 92.7252 | 427.2457 | 0.10347 | 0.35586 | 0.20717 | 0.063195 | 0.0080322 | 0.0064204 | 2.0678e-05 | 0.0022933 | 39.5693 | 10.4219 | 1.1207 | 0.14648 | 2.5081 | 6.2078 | 391.1178 | 97.4824 | 2.7618 | 6.1909 | 136.0678 | 9.5686 | 111.6334 | 45.788 | 35.147 | 102.1372 | 615.1861 | 59.7909 | 652.8995 | 7.9567 | 125.1182 | 668.0138 | 168.1759 | 103.2772 | 48.0691 | 61.4025 | 197.6875 | 56.022 | 7.5585 | 164.0911 | 82.7003 | 10.0487 | 45.8033 | 577.7365 | 7.4048 | 72.7172 | 61.5367 | 190.6946 | 247.9284 | 87.3598 | 50.0831 | 35.2147 | 43.531 | 0.01151 | 0.0011675 | 0.3011 | 26.9802 | 2.4469 | 9.9786 | 2.6036 | 310.0122 | 7.8005 | 4.1333 | 0.59573 | 6423.4065 | 916.7185 | 1504.722 | 1057.0424 | 27.694 | 1.0935 | 25.6444 | 2.8395 | 5720.6205 | 1771.5242 | 516.42 | 92.2877 | 130.8001 | 9.4393 | 181.3361 | 0.0014157 | 29.9065 | 0.17282 | 13.6436 | 87.382 | 5.3713 | 64.6222 | 170.156 | 0.11974 | 0.24652 | 1.6207 | 2.6966 | 0.18123 | 0.26435 | 1.0301 | 0.15971 | 33.3138 | 0.002622 | 14.8886 | 292.4203 | 0.024644 | 112.996 | 5.0612 | 0.046703 | 0.6524 | 0.25062 | 4.7142 | 0.091053 | 1.7427 | 1.0523 | 1.6082 | 0.019352 | 0.12089 | 0.051926 | 4.2176 | 0.040579 | 0.54216 | 0.20946 | 9.1994 | 0.00046133 | 0.0035107 | 0.0031924 | 5.171 | 0.021611 | 0.3612 | 0.22401 | 0.25264 | 0.0012605 | 0.02132 | 0.014203 | 1.2156 | 0.0052601 | 0.093764 | 0.056611 | 0.76436 | 0.0036897 | 0.045899 | 0.18734 | 0.52727 | 0.26991 | 1.0169 | 268.0763 | 0.017946 | 1.9445 | 0.011544 | 3.8654 | 6.0958 | 2.1373 | 197.4858 | 0.17624 | 10.086 | 9.0813 | 13.5492 | 106585.9029 | 8.2499 | 295.6341 | 7.9805 | 4.4528 | 2.2708 | 2.018 | 2.5683 | 1.4778 | 1.7125 | 12.8542 | 4.0613 | 0.6739 | 7.7184 | 2.7646 | 253.9998 | 8.6838 | 0.48278 | 17.7642 | 25.7637 | 693.3507 | 64.711 | 4.7425 | 2.8502 | 8.5277 | 7.3745 | 0.27302 | 1.1409 | 4.9827 | 7.4633 | 5.9494 | 0.0020228 | 0.0013292 | 0.0041047 | 1.5749 | 8.8507e-05 | 0.0072143 | 5.3938e-05 | 0.020036 | 0.0025201 | 0.0074618 | 12.7175 | 0.00075332 | 0.59452 | 0.30462 | 8.4877 | 1.2962 | 0.041178 | 1.3501 | 0.29204 | 0.017671 | 0.0073281 | 0.0068689 | 0.0032806 | 0.005668 | 0.0072217 | 0.056253 | 0.070376 | 0.0037207 | 0.031195 | 0.010865 | 1.2471 | 0.00042333 | 0.00040111 | 0.098992 | 0.11903 | 2.5836 | 0.29317 | 0.023365 | 0.049637 | 0.027002 | 0.037647 | 0.0012028 | 0.0051373 | 0.021425 | 0.024443 | 0.027453 | 0.036963 | 0.018045 | 0.060984 | 18.9923 | 0.0013009 | 0.11014 | 0.00077034 | 0.42877 | 0.047285 | 0.14189 | 6.8065 | 0.011416 | 22.8555 | 13.1956 | 540.3384 | 28.2 | 1.6134 | 29.4326 | 13.2447 | 0.97741 | 0.09964 | 0.10129 | 0.060078 | 0.10224 | 0.17058 | 1.9138 | 1.3778 | 0.045272 | 0.8254 | 0.17161 | 18.9449 | 0.0035079 | 0.0031915 | 10.6145 | 5.5395 | 143.6045 | 14.8003 | 1.6987 | 0.66539 | 0.46658 | 0.57838 | 0.019255 | 0.089427 | 0.38577 | 1.0178 | 1.0492 | 0.027931 | 0.011396 | 0.014886 | 7.3901 | 0.00082003 | 0.2375 | 0.00059336 | 1.0042 | 0.060817 | 0.11881 | 4.9172 | 0.0086215 | 16.8195 | 9.0612 | 531.8598 | 19.9044 | 1.7815 | 20.5716 | 8.8913 | 0.56788 | 0.13713 | 0.21262 | 0.032014 | 0.09855 | 0.078668 | 1.9845 | 0.62628 | 0.17975 | 0.46426 | 0.19302 | 11.1862 | 0.0029003 | 0.0029784 | 3.5637 | 3.0826 | 61.5155 | 9.1327 | 2.9451 | 0.25713 | 0.28082 | 0.64669 | 0.013575 | 0.053791 | 0.23571 | 1.0776 | 1.267 | 377.14 | 422.4524 | 46.6416 | 2.7928 | 2.8312 | 1.5991 | 3.2852 | 3.8537 | 16.4514 | 0.14747 | 0.0020586 | 0.019983 | 0.017829 | 0.25268 | 1.0654 | 1.6664 | 5.4111 | 1.194 | 2.1346

## ngB-India-results
Element | N recovery | P recovery | K recovery | TEA results | LCA results
Feature | Total N [% N] | Total P [% P] | Total K [% K] | Annual net cost [USD/cap/yr] | GlobalWarming [kg CO2-eq/cap/yr] | H_Ecosystems [points/cap/yr] | H_Health [points/cap/yr] | H_Resources [points/cap/yr]
0 | 52.5242 | 37.332 | 22.6321 | 131.9415 | 97.9976 | 0.29478 | 13.1106 | 12.3087
1 | 52.5242 | 37.332 | 22.6321 | 107.3686 | 64.4024 | 0.14252 | 9.6677 | 7.224
2 | 52.5242 | 37.332 | 22.6321 | 112.7339 | 78.6506 | 0.24914 | 7.7078 | 12.8596
3 | 52.5242 | 37.332 | 22.6321 | 166.9524 | 89.0259 | 0.37327 | 8.7806 | 15.2173
4 | 52.5242 | 37.332 | 22.6321 | 95.0845 | 89.3934 | 0.24127 | 13.2089 | 11.3925
5 | 52.5242 | 37.332 | 22.6321 | 199.8258 | 104.8033 | 0.26563 | 19.0994 | 12.1815
6 | 52.5242 | 37.332 | 22.6321 | 225.6002 | 103.1495 | 0.29077 | 16.0175 | 14.1296
7 | 52.5242 | 37.332 | 22.6321 | 72.8009 | 86.5811 | 0.13006 | 17.5572 | 6.326
8 | 52.5242 | 37.332 | 22.6321 | 141.6787 | 84.777 | 0.206 | 15.3835 | 10.3928
9 | 52.5242 | 37.332 | 22.6321 | 186.0697 | 89.7852 | 0.28717 | 10.1861 | 13.3806
10 | 52.5242 | 37.332 | 22.6321 | 170.7484 | 93.6277 | 0.25435 | 15.3928 | 12.3607
11 | 52.5242 | 37.332 | 22.6321 | 97.2065 | 74.4164 | 0.19079 | 13.7247 | 8.0944
12 | 52.5242 | 37.332 | 22.6321 | 148.7486 | 93.9434 | 0.25251 | 14.9631 | 12.2314
13 | 52.5242 | 37.332 | 22.6321 | 101.7722 | 93.6832 | 0.24903 | 14.2314 | 12.515
14 | 52.5242 | 37.332 | 22.6321 | 163.3715 | 87.3734 | 0.21038 | 15.5331 | 11.855
15 | 52.5242 | 37.332 | 22.6321 | 125.1673 | 72.2262 | 0.19419 | 8.791 | 9.9204
16 | 52.5242 | 37.332 | 22.6321 | 179.9179 | 97.3613 | 0.36718 | 9.7313 | 16.1937
17 | 52.5242 | 37.332 | 22.6321 | 77.8531 | 68.4459 | 0.20515 | 8.7856 | 8.8948
18 | 52.5242 | 37.332 | 22.6321 | 113.4096 | 96.9672 | 0.27126 | 12.1777 | 11.2795
19 | 52.5242 | 37.332 | 22.6321 | 123.8992 | 88.7502 | 0.31991 | 6.9111 | 15.4504

## ngB-Senegal-param
Element | Excretion-B1 | [21 empty] | MURT-B2 | [11 empty] | NEWgenerator an MBR-B3 | [36 empty] | Sludge pasteurization-B4 | [8 empty] | NEWgenerator ion exchange-B5 | [39 empty] | NEWgenerator chlorination-B6 | [24 empty] | NEWgenerator controls-B8 | [41 empty] | NEWgenerator housing-B9 | [9 empty] | NEWgenerator pretreatment-B10 | [11 empty] | NEWgenerator foundation-B11 |  | MURT-B2 |  |  | TEA |  |  |  | LCA | [225 empty] | NEWgenerator gridtied-B7 | [7 empty] | Excretion-B1 | LCA |  |  |  | TEA
Feature | Excretion N prot [fraction] | Excretion P prot v [fraction] | Excretion P prot a [fraction] | Excretion K cal [g K/1000 kcal] | Excretion N exc [fraction of intake] | Excretion P exc [fraction of intake] | Excretion K exc [fraction of intake] | Excretion e exc [fraction of intake] | Excretion N ur [fraction of total] | Excretion P ur [fraction of total] | Excretion K ur [fraction of total] | Excretion e fec [fraction of total] | Excretion N ur NH3 [fraction of total N in urine] | Excretion N fec NH3 [fraction of total N in feces] | Excretion ur exc [g/cap/d] | Excretion fec exc [g/cap/d] | Excretion ur moi [fraction] | Excretion fec moi [fraction] | Excretion mg ur [g Mg/cap/d] | Excretion mg fec [g Mg/cap/d] | Excretion ca ur [g Ca/cap/d] | Excretion ca fec [g Ca/cap/d] | MURT collection period [days] | MURT sludge accum rate [L/cap/yr] | MURT N volatilization [fraction of N input] | MURT squatting pan cost [USD] | MURT urinal cost [USD] | MURT led cost [USD] | MURT anticor floor cost [USD] | MURT fan cost [USD] | MURT circuit change cost [USD] | MURT pipe cost [USD] | MURT squatting pan weight [kg] | MURT urinal weight [kg] | NEWgenerator an MBR anmbr reactor tank [USD] | NEWgenerator an MBR anmbr reactor media [USD] | NEWgenerator an MBR anmbr reactor fittings [USD] | NEWgenerator an MBR anmbr membrane module [USD] | NEWgenerator an MBR anmbr permeate pump [USD] | NEWgenerator an MBR anmbr backwash pump [USD] | NEWgenerator an MBR anmbr water pump [USD] | NEWgenerator an MBR anmbr membrane fittings [USD] | NEWgenerator an MBR anmbr biogas gas bag [USD] | NEWgenerator an MBR anmbr biogas fittings [USD] | NEWgenerator an MBR anmbr biogas ventilation [USD] | NEWgenerator an MBR anmbr COD removal [ratio] | NEWgenerator an MBR anmbr TN removal [ratio] | NEWgenerator an MBR anmbr TP removal [ratio] | NEWgenerator an MBR anmbr water pump energy percycle [kWh] | NEWgenerator an MBR anmbr permeate pump energy percycle [kWh] | NEWgenerator an MBR anmbr backwash pump energy percycle [kWh] | NEWgenerator an MBR anmbr batch cycle perday [# batches day-1] | NEWgenerator an MBR anmbr labor maintenance membrane chem cleaning [hrs/yr] | NEWgenerator an MBR anmbr labor maintenance sludge removal [hrs/yr] | NEWgenerator an MBR anmbr labor replacement membrane pump [hrs/yr] | NEWgenerator an MBR anmbr labor replacement permeate pump [hrs/yr] | NEWgenerator an MBR anmbr labor replacement membrane module [hrs/yr] | NEWgenerator an MBR anmbr labor replacement misc repairs [hr/y] | NEWgenerator an MBR anmbr reactor weight [kg] | NEWgenerator an MBR anmbr tau [d] | NEWgenerator an MBR anmbr soluble methane fraction [nan] | NEWgenerator an MBR anmbr VSS TSS ratio [nan] | NEWgenerator an MBR anmbr membrane weight [kg] | NEWgenerator an MBR anmbr PE weight [kg] | NEWgenerator an MBR anmbr PVC weight [kg] | NEWgenerator an MBR anmbr plastic weight [kg] | NEWgenerator an MBR anmbr piping [USD] | NEWgenerator an MBR anmbr piping PVC weight [kg] | NEWgenerator an MBR anmbr sludge yield [kg-VSS/kg-BOD removed] | NEWgenerator an MBR anmbr methane yield [m3-CH4/kg COD removed] | NEWgenerator an MBR dissolved methane HFMC removed [nan] | Sludge pasteurization sludge dryer weight [kg] | Sludge pasteurization sludge barrel weight [kg] | Sludge pasteurization sludge dryer [USD] | Sludge pasteurization sludge barrel [USD] | Sludge pasteurization sludge labor maintenance [h] | Fraction biogas lost [fraction] | Biogas efficiency [fraction] | Heat loss [fraction] | Sludge temperature [fraction] | NEWgenerator ion exchange ion eq2 tank [USD] | NEWgenerator ion exchange ion eq2 pump [USD] | NEWgenerator ion exchange ion eq2 powered valve [USD] | NEWgenerator ion exchange ion eq2 fittings [USD] | NEWgenerator ion exchange ion zeolite tanks [USD] | NEWgenerator ion exchange ion filtration media [USD] | NEWgenerator ion exchange ion gac [USD] | NEWgenerator ion exchange ion zeolite [USD] | NEWgenerator ion exchange ion zeolite fittings [USD] | NEWgenerator ion exchange ion eq3 tank [USD] | NEWgenerator ion exchange ion eq3 pump [USD] | NEWgenerator ion exchange ion eq3 filter [USD] | NEWgenerator ion exchange ion eq3 fittings [USD] | NEWgenerator ion exchange ion COD removal [nan] | NEWgenerator ion exchange ion TN removal [nan] | NEWgenerator ion exchange ion TP removal [nan] | NEWgenerator ion exchange ion labor maintenance zeolite regeneration [hr/y] | NEWgenerator ion exchange ion labor maintenance GAC replacement [hr/y] | NEWgenerator ion exchange ion labor replacement zeolite [hr/y] | NEWgenerator ion exchange ion labor replacement misc repairs [hr/y] | NEWgenerator ion exchange ion labor replacement other pump [hrs/yr] | NEWgenerator ion exchange ion backwash pump energy percycle [kWh] | NEWgenerator ion exchange ion batch cycle perday [# batches day-1] | NEWgenerator ion exchange ion gac unit cost [USD/kg] | NEWgenerator ion exchange ion zeolite unit cost [USD/kg] | NEWgenerator ion exchange ion na cl unit cost [USD/kg] | NEWgenerator ion exchange ion na OH unit cost [USD/kg] | NEWgenerator ion exchange ion regen freq per yr [events/yr] | NEWgenerator ion exchange ion regen efficiency [nan] | NEWgenerator ion exchange ion polycarbonate weight [kg] | NEWgenerator ion exchange ion steel weight [kg] | NEWgenerator ion exchange ion PE weight [kg] | NEWgenerator ion exchange ion PVC weight [kg] | NEWgenerator ion exchange ion plastic weight [kg] | NEWgenerator ion exchange ion piping PVC weight [kg] | NEWgenerator ion exchange ion piping [USD] | NEWgenerator ion exchange ion replacement scenario drums [USD] | NEWgenerator ion exchange ion largerncs scenario zeolite tanks [USD] | NEWgenerator ion exchange ion largerncs scenario zeolite [USD] | NEWgenerator ion exchange ion zeolite fittings largerncs [USD] | NEWgenerator chlorination chlorination recycle pump [USD] | NEWgenerator chlorination chlorination electochlorinator [USD] | NEWgenerator chlorination chlorination powered valve [USD] | NEWgenerator chlorination chlorination fittings [USD] | NEWgenerator chlorination chlorination tanks [USD] | NEWgenerator chlorination chlorination COD removal [%] | NEWgenerator chlorination chlorination TN removal [%] | NEWgenerator chlorination chlorination TP removal [%] | NEWgenerator chlorination chlorination chlorinator energy percycle [kWh] | NEWgenerator chlorination chlorination pump energy percycle [kWh] | NEWgenerator chlorination chlorination ventilation energy percycle [kWh] | NEWgenerator chlorination chlorination valve energy percycle [kWh] | NEWgenerator chlorination chlorination product water pump energy percycle [kWh] | NEWgenerator chlorination chlorination batch cycle per day [# batches day-1] | NEWgenerator chlorination chlorination labor maintenance chlorinator recharging [hr/y] | NEWgenerator chlorination chlorination labor replacement chlorinator replacement [hr/y] | NEWgenerator chlorination chlorination labor replacement other pump [hr/y] | NEWgenerator chlorination chlorination labor replacement misc repairs [hr/y] | NEWgenerator chlorination chlorination na cl dosage [mg/L] | NEWgenerator chlorination chlorination throughput flow [L/d] | NEWgenerator chlorination chlorination PE weight [kg] | NEWgenerator chlorination chlorination PVC weight [kg] | NEWgenerator chlorination chlorination electronics active weight [kg] | NEWgenerator chlorination chlorination piping [USD] | NEWgenerator chlorination chlorination piping PVC weight [kg] | NEWgenerator controls control box enclosure panel [USD] | NEWgenerator controls control box arduino microcontroller [USD] | NEWgenerator controls control box microcontroller din rails [USD] | NEWgenerator controls control box wifi [USD] | NEWgenerator controls control box solid state relays [USD] | NEWgenerator controls control box other relays [USD] | NEWgenerator controls control box conductors [USD] | NEWgenerator controls control box din rails [USD] | NEWgenerator controls control sensors enclosure panel [USD] | NEWgenerator controls control sensors signal conditioners [USD] | NEWgenerator controls control sensors din rails [USD] | NEWgenerator controls control sensors voltage converter [USD] | NEWgenerator controls control orp enclosure panel [USD] | NEWgenerator controls control orp voltage converter [USD] | NEWgenerator controls control orp controller [USD] | NEWgenerator controls control orp probe [USD] | NEWgenerator controls control orp cables [USD] | NEWgenerator controls control pump enclosure panel [USD] | NEWgenerator controls control pump voltage converter [USD] | NEWgenerator controls control pump voltage rectifier [USD] | NEWgenerator controls control pump box relay [USD] | NEWgenerator controls control sensors level sensor [USD] | NEWgenerator controls control sensors level switch [USD] | NEWgenerator controls control sensors flow switches [USD] | NEWgenerator controls control sensors proximity sensor [USD] | NEWgenerator controls control stranded cables [USD] | NEWgenerator controls control sensor cables [USD] | NEWgenerator controls control cable glands [USD] | NEWgenerator controls control gauge ferrules [USD] | NEWgenerator controls control zip ties [USD] | NEWgenerator controls control terminal block jumper [USD] | NEWgenerator controls control system energy percycle [kW] | NEWgenerator controls control system ORP energy percycle [kW] | NEWgenerator controls control background runtime energy perday [kWh] | NEWgenerator controls control batch cycle perday [# batches day-1] | NEWgenerator controls control labor replacement misc repairs [hr/y] | NEWgenerator controls control polycarbonate weight [kg] | NEWgenerator controls control aluminum weight [kg] | NEWgenerator controls control cable length [m] | NEWgenerator controls control electronics passive weight [kg] | NEWgenerator controls control electronics active weight [kg] | NEWgenerator controls control control units weight [kg] | NEWgenerator housing housing framework [USD] | NEWgenerator housing housing framework shipping [USD] | NEWgenerator housing housing fittings [USD] | NEWgenerator housing housing steel weight [kg] | NEWgenerator housing housing zinc coated steel weight [kg] | NEWgenerator housing housing zinc coat [m2] | NEWgenerator housing housing aluminum weight [kg] | NEWgenerator housing housing PE weight [kg] | NEWgenerator housing housing largerncs framework [USD] | NEWgenerator housing cheaper housing framework [USD] | NEWgenerator pretreatment pretreatment eq tank [USD] | NEWgenerator pretreatment pretreatment tank PE weight [kg] | NEWgenerator pretreatment pretreatment piping [USD] | NEWgenerator pretreatment pretreatment piping PVC weight [kg] | NEWgenerator pretreatment pretreatment feed pump [USD] | NEWgenerator pretreatment pretreatment feed pump energy percycle [kWh] | NEWgenerator pretreatment pretreatment batch cycle perday [# batches day-1] | NEWgenerator pretreatment pretreatment labor replacement other pump [hrs/yr] | NEWgenerator pretreatment pretreatment labor screen pit cleaning [hrs/yr] | NEWgenerator pretreatment pretreatment barscreen cost [USD] | NEWgenerator pretreatment pretreatment barscreen weight [kg] | NEWgenerator pretreatment pretreatment barscreen [USD] | NEWgenerator foundation foundation concrete unit cost [USD m-3] | NEWgenerator foundation foundation concrete thickness [m] | Max ch4 emission [g CH4/g COD] | Full degradation time [yr] | Log degradation [-] | Price factor [-] | Zeolite price [USD/kg] | GAC price [USD/kg] | Na OH price [USD/kg] | CH4 CF [kg CO2-eq/kg CH4] | CH4 ecosystems CF [points/kg CH4] | CH4 health CF [points/kg CH4] | N2O CF [kg CO2-eq/kg N2O] | N2O ecosystems CF [points/kg N2O] | N2O health CF [points/kg N2O] | N fertilizer CF [kg CO2-eq/kg N] | N fertilizer ecosystems CF [points/kg N] | N fertilizer health CF [points/kg N] | N fertilizer resources CF [points/kg N] | P fertilizer CF [kg CO2-eq/kg P] | P fertilizer ecosystems CF [points/kg P] | P fertilizer health CF [points/kg P] | P fertilizer resources CF [points/kg P] | K fertilizer CF [kg CO2-eq/kg K] | K fertilizer ecosystems CF [points/kg K] | K fertilizer health CF [points/kg K] | K fertilizer resources CF [points/kg K] | Conc nh3 CF [kg CO2-eq/kg] | Conc nh3 ecosystems CF [points/kg] | Conc nh3 health CF [points/kg] | Conc nh3 resources CF [points/kg] | GAC CF [kg CO2-eq/kg] | GAC ecosystems CF [points/kg] | GAC health CF [points/kg] | GAC resources CF [points/kg] | Zeolite CF [kg CO2-eq/kg] | Zeolite ecosystems CF [points/kg] | Zeolite health CF [points/kg] | Zeolite resources CF [points/kg] | Na cl CF [kg CO2-eq/kg] | Na cl ecosystems CF [points/kg] | Na cl health CF [points/kg] | Na cl resources CF [points/kg] | Na OH CF [kg CO2-eq/kg] | Na OH ecosystems CF [points/kg] | Na OH health CF [points/kg] | Na OH resources CF [points/kg] | LPG CF [kg CO2-eq/kg] | LPG ecosystems CF [points/kg] | LPG health CF [points/kg] | LPG resources CF [points/kg] | Excavation-Global warming [kg CO2-eq/m3] | Brick-Global warming [kg CO2-eq/kg] | Cement-Global warming [kg CO2-eq/kg] | Concrete-Global warming [kg CO2-eq/m3] | Gravel-Global warming [kg CO2-eq/kg] | Plastic-Global warming [kg CO2-eq/kg] | Sand-Global warming [kg CO2-eq/kg] | Stainless steel-global warming [kg CO2-eq/kg] | Stainless steel sheet-global warming [kg CO2-eq/kg] | Steel-Global warming [kg CO2-eq/kg] | Wood-Global warming [kg CO2-eq/m3] | Trucking-Global warming [kg CO2-eq/tonne*km] | Electric motor-global warming [kg CO2-eq/ea] | Electronics-Global warming [kg CO2-eq/kg] | Catalytic converter-global warming [kg CO2-eq/ea] | Oil heat exchanger-global warming [kg CO2-eq/ea] | Pump-Global warming [kg CO2-eq/ea] | Hydronic heat exchanger-global warming [kg CO2-eq/ea] | Electric connectors-global warming [kg CO2-eq/kg] | Electric cables-global warming [kg CO2-eq/m] | PVC-Global warming [kg CO2-eq/kg] | PE-Global warming [kg CO2-eq/kg] | Polymer-Global warming [kg CO2-eq/kg] | Cationic resin-global warming [kg CO2-eq/kg] | Ceramic-Global warming [kg CO2-eq/kg] | Fan-Global warming [kg CO2-eq/kg] | Aluminum-Global warming [kg CO2-eq/kg] | LPG-Global warming [kg CO2-eq/kg] | Zinc coat-global warming [kg CO2-eq/m2] | Polyacrylamide-Global warming [kg CO2-eq/kg] | Photovoltaic panel-global warming [kg CO2-eq/m2] | GACProduction-Global warming [kg CO2-eq/kg] | GACRegeneration-Global warming [kg CO2-eq/kg] | Switches-Global warming [kg CO2-eq/kg] | Control units-global warming [kg CO2-eq/kg] | Electronics active-global warming [kg CO2-eq/kg] | Electronics passive-global warming [kg CO2-eq/kg] | Transformers-Global warming [kg CO2-eq/kg] | Fertilizer offset-global warming [kg CO2-eq/kg] | Polycarbonate-Global warming [kg CO2-eq/kg] | Membrane-Global warming [kg CO2-eq/kg] | Na cl-global warming [kg CO2-eq/kg] | Na oh-global warming [kg CO2-eq/kg] | Zeolite-Global warming [kg CO2-eq/kg] | Battery-Global warming [kg CO2-eq/kg] | Lithium battery-global warming [kg CO2-eq/kg] | Excavation-H ecosystems [kg CO2-eq/m3] | Brick-H ecosystems [kg CO2-eq/kg] | Cement-H ecosystems [kg CO2-eq/kg] | Concrete-H ecosystems [kg CO2-eq/m3] | Gravel-H ecosystems [kg CO2-eq/kg] | Plastic-H ecosystems [kg CO2-eq/kg] | Sand-H ecosystems [kg CO2-eq/kg] | Stainless steel-h ecosystems [kg CO2-eq/kg] | Stainless steel sheet-h ecosystems [kg CO2-eq/kg] | Steel-H ecosystems [kg CO2-eq/kg] | Wood-H ecosystems [kg CO2-eq/m3] | Trucking-H ecosystems [kg CO2-eq/tonne*km] | Electric motor-h ecosystems [kg CO2-eq/ea] | Electronics-H ecosystems [kg CO2-eq/kg] | Catalytic converter-h ecosystems [kg CO2-eq/ea] | Oil heat exchanger-h ecosystems [kg CO2-eq/ea] | Pump-H ecosystems [kg CO2-eq/ea] | Hydronic heat exchanger-h ecosystems [kg CO2-eq/ea] | Electric connectors-h ecosystems [kg CO2-eq/kg] | Electric cables-h ecosystems [kg CO2-eq/m] | PVC-H ecosystems [kg CO2-eq/kg] | PE-H ecosystems [kg CO2-eq/kg] | Polymer-H ecosystems [kg CO2-eq/kg] | Cationic resin-h ecosystems [kg CO2-eq/kg] | Ceramic-H ecosystems [kg CO2-eq/kg] | Fan-H ecosystems [kg CO2-eq/kg] | Aluminum-H ecosystems [kg CO2-eq/kg] | LPG-H ecosystems [kg CO2-eq/kg] | Zinc coat-h ecosystems [kg CO2-eq/m2] | Polyacrylamide-H ecosystems [kg CO2-eq/kg] | Photovoltaic panel-h ecosystems [kg CO2-eq/m2] | GACProduction-H ecosystems [kg CO2-eq/kg] | GACRegeneration-H ecosystems [kg CO2-eq/kg] | Switches-H ecosystems [kg CO2-eq/kg] | Control units-h ecosystems [kg CO2-eq/kg] | Electronics active-h ecosystems [kg CO2-eq/kg] | Electronics passive-h ecosystems [kg CO2-eq/kg] | Transformers-H ecosystems [kg CO2-eq/kg] | Fertilizer offset-h ecosystems [kg CO2-eq/kg] | Polycarbonate-H ecosystems [kg CO2-eq/kg] | Membrane-H ecosystems [kg CO2-eq/kg] | Na cl-h ecosystems [kg CO2-eq/kg] | Na oh-h ecosystems [kg CO2-eq/kg] | Zeolite-H ecosystems [kg CO2-eq/kg] | Battery-H ecosystems [kg CO2-eq/kg] | Lithium battery-h ecosystems [kg CO2-eq/kg] | Excavation-H health [kg CO2-eq/m3] | Brick-H health [kg CO2-eq/kg] | Cement-H health [kg CO2-eq/kg] | Concrete-H health [kg CO2-eq/m3] | Gravel-H health [kg CO2-eq/kg] | Plastic-H health [kg CO2-eq/kg] | Sand-H health [kg CO2-eq/kg] | Stainless steel-h health [kg CO2-eq/kg] | Stainless steel sheet-h health [kg CO2-eq/kg] | Steel-H health [kg CO2-eq/kg] | Wood-H health [kg CO2-eq/m3] | Trucking-H health [kg CO2-eq/tonne*km] | Electric motor-h health [kg CO2-eq/ea] | Electronics-H health [kg CO2-eq/kg] | Catalytic converter-h health [kg CO2-eq/ea] | Oil heat exchanger-h health [kg CO2-eq/ea] | Pump-H health [kg CO2-eq/ea] | Hydronic heat exchanger-h health [kg CO2-eq/ea] | Electric connectors-h health [kg CO2-eq/kg] | Electric cables-h health [kg CO2-eq/m] | PVC-H health [kg CO2-eq/kg] | PE-H health [kg CO2-eq/kg] | Polymer-H health [kg CO2-eq/kg] | Cationic resin-h health [kg CO2-eq/kg] | Ceramic-H health [kg CO2-eq/kg] | Fan-H health [kg CO2-eq/kg] | Aluminum-H health [kg CO2-eq/kg] | LPG-H health [kg CO2-eq/kg] | Zinc coat-h health [kg CO2-eq/m2] | Polyacrylamide-H health [kg CO2-eq/kg] | Photovoltaic panel-h health [kg CO2-eq/m2] | GACProduction-H health [kg CO2-eq/kg] | GACRegeneration-H health [kg CO2-eq/kg] | Switches-H health [kg CO2-eq/kg] | Control units-h health [kg CO2-eq/kg] | Electronics active-h health [kg CO2-eq/kg] | Electronics passive-h health [kg CO2-eq/kg] | Transformers-H health [kg CO2-eq/kg] | Fertilizer offset-h health [kg CO2-eq/kg] | Polycarbonate-H health [kg CO2-eq/kg] | Membrane-H health [kg CO2-eq/kg] | Na cl-h health [kg CO2-eq/kg] | Na oh-h health [kg CO2-eq/kg] | Zeolite-H health [kg CO2-eq/kg] | Battery-H health [kg CO2-eq/kg] | Lithium battery-h health [kg CO2-eq/kg] | Excavation-H resources [kg CO2-eq/m3] | Brick-H resources [kg CO2-eq/kg] | Cement-H resources [kg CO2-eq/kg] | Concrete-H resources [kg CO2-eq/m3] | Gravel-H resources [kg CO2-eq/kg] | Plastic-H resources [kg CO2-eq/kg] | Sand-H resources [kg CO2-eq/kg] | Stainless steel-h resources [kg CO2-eq/kg] | Stainless steel sheet-h resources [kg CO2-eq/kg] | Steel-H resources [kg CO2-eq/kg] | Wood-H resources [kg CO2-eq/m3] | Trucking-H resources [kg CO2-eq/tonne*km] | Electric motor-h resources [kg CO2-eq/ea] | Electronics-H resources [kg CO2-eq/kg] | Catalytic converter-h resources [kg CO2-eq/ea] | Oil heat exchanger-h resources [kg CO2-eq/ea] | Pump-H resources [kg CO2-eq/ea] | Hydronic heat exchanger-h resources [kg CO2-eq/ea] | Electric connectors-h resources [kg CO2-eq/kg] | Electric cables-h resources [kg CO2-eq/m] | PVC-H resources [kg CO2-eq/kg] | PE-H resources [kg CO2-eq/kg] | Polymer-H resources [kg CO2-eq/kg] | Cationic resin-h resources [kg CO2-eq/kg] | Ceramic-H resources [kg CO2-eq/kg] | Fan-H resources [kg CO2-eq/kg] | Aluminum-H resources [kg CO2-eq/kg] | LPG-H resources [kg CO2-eq/kg] | Zinc coat-h resources [kg CO2-eq/m2] | Polyacrylamide-H resources [kg CO2-eq/kg] | Photovoltaic panel-h resources [kg CO2-eq/m2] | GACProduction-H resources [kg CO2-eq/kg] | GACRegeneration-H resources [kg CO2-eq/kg] | Switches-H resources [kg CO2-eq/kg] | Control units-h resources [kg CO2-eq/kg] | Electronics active-h resources [kg CO2-eq/kg] | Electronics passive-h resources [kg CO2-eq/kg] | Transformers-H resources [kg CO2-eq/kg] | Fertilizer offset-h resources [kg CO2-eq/kg] | Polycarbonate-H resources [kg CO2-eq/kg] | Membrane-H resources [kg CO2-eq/kg] | Na cl-h resources [kg CO2-eq/kg] | Na oh-h resources [kg CO2-eq/kg] | Zeolite-H resources [kg CO2-eq/kg] | Battery-H resources [kg CO2-eq/kg] | Lithium battery-h resources [kg CO2-eq/kg] | NEWgenerator gridtied grid power ac conversion [USD] | NEWgenerator gridtied grid power dc distribution [USD] | NEWgenerator gridtied grid power misc [USD] | NEWgenerator gridtied grid labor replacement misc repairs [hr/y] | NEWgenerator gridtied grid polycarbonate weight [kg] | NEWgenerator gridtied grid aluminium weight [kg] | NEWgenerator gridtied grid electronics passive weight [kg] | NEWgenerator gridtied grid electronics active weight [kg] | Operator daily wage [USD/h] | Energy gwp [kg CO2-eq/kWh] | Energy h ecosystems [points/kWh] | Energy h health [points/kWh] | Energy h resources [points/kWh] | Nacl price [USD/kg] | Lpg price [USD/kg] | N fertilizer price [USD/kg N] | P fertilizer price [USD/kg P] | K fertilizer price [USD/kg K] | Nh3 fertilizer price [USD/kg N]
0 | 0.15853 | 0.022614 | 0.025044 | 1.197 | 0.99394 | 0.99265 | 0.8361 | 0.097125 | 0.75643 | 0.3882 | 0.85512 | 0.86693 | 0.86802 | 0.21387 | 1828.986 | 343.1639 | 0.95885 | 0.83805 | 0.13686 | 0.33648 | 0.3927 | 2.7997 | 4.0548 | 195.2782 | 0.0081247 | 166.6531 | 112.7129 | 17.5236 | 138.8132 | 15.6704 | 2.4246 | 51.7876 | 14.1248 | 12.3158 | 2314.9715 | 96.5947 | 84.474 | 1758.4944 | 100.5872 | 91.0617 | 255.4105 | 226.9003 | 240.6086 | 37.3253 | 58.9848 | 0.84523 | 0.13757 | 0.38403 | 0.01408 | 0.0019604 | 8.7412e-05 | 29.7657 | 9.7796 | 3.286 | 0.92659 | 0.70136 | 0.10047 | 2.5015 | 44.2365 | 1.7238 | 0.24421 | 0.78141 | 18.9968 | 100.7346 | 40.7639 | 15.7785 | 158.557 | 9.7985 | 0.032168 | 0.24284 | 0.76334 | 26.2333 | 18.0167 | 793.3983 | 139.0052 | 3.4799 | 0.095619 | 0.68297 | 0.10525 | 224.4864 | 138.6159 | 98.782 | 69.223 | 18.3342 | 1173.0698 | 266.3546 | 93.7131 | 70.3675 | 244.501 | 169.4442 | 98.4758 | 73.4633 | 7.2002 | 0.48037 | 0.55309 | 0.55666 | 66.648 | 5.4144 | 2.3217 | 2.7195 | 0.19169 | 7.8358e-05 | 30.965 | 1.2137 | 0.25369 | 0.20213 | 0.17351 | 3.4331 | 0.95099 | 0.86755 | 0.34322 | 102.5801 | 17.2518 | 26.5597 | 9.8705 | 149.7421 | 153.577 | 2009.1811 | 207.3014 | 334.2359 | 156.9744 | 732.6814 | 324.2706 | 75.5954 | 372.2762 | 0.30921 | 0.35972 | 0.029802 | 0.059351 | 0.01087 | 0.0050199 | 2.495e-05 | 0.0020438 | 28.2783 | 12.8657 | 1.064 | 0.19232 | 2.624 | 5.0587 | 348.71 | 93.7479 | 4.0707 | 5.3391 | 124.5503 | 10.0541 | 105.5036 | 40.4448 | 30.8147 | 103.444 | 607.7032 | 60.4891 | 678.6876 | 8.0388 | 117.8096 | 627.4735 | 142.8377 | 102.4896 | 59.1396 | 70.9317 | 246.708 | 51.1569 | 8.8055 | 193.7304 | 91.3514 | 9.8255 | 45.4297 | 605.5125 | 5.9621 | 76.9102 | 60.8642 | 181.9636 | 289.9418 | 95.8629 | 44.9273 | 36.5603 | 51.0601 | 0.0092703 | 0.0011339 | 0.2913 | 38.0697 | 2.6044 | 11.4137 | 3.0945 | 218.2717 | 11.7522 | 3.8875 | 0.46039 | 5681.4636 | 742.9963 | 1257.6145 | 1193.8801 | 33.2658 | 1.1564 | 23.5964 | 2.5678 | 5188.4471 | 1479.3451 | 587.4148 | 106.2772 | 157.0731 | 9.5218 | 168.87 | 0.0011805 | 33.8815 | 0.18002 | 13.8672 | 91.1134 | 3.9322 | 73.6119 | 157.7214 | 0.12649 | 0.24446 | 2.5381 | 3.2209 | 0.2322 | 0.25878 | 0.95955 | 0.18452 | 36.8966 | 0.0026518 | 13.956 | 326.2441 | 0.026456 | 117.0308 | 5.2726 | 0.047896 | 0.65038 | 0.25943 | 4.7848 | 0.092681 | 1.7111 | 1.0904 | 1.422 | 0.018644 | 0.11615 | 0.053565 | 4.4306 | 0.037362 | 0.54485 | 0.22231 | 7.5668 | 0.00042968 | 0.0031807 | 0.0029092 | 4.7594 | 0.019428 | 0.39296 | 0.21461 | 0.26214 | 0.0012428 | 0.018872 | 0.013018 | 1.2461 | 0.0049837 | 0.08392 | 0.048912 | 0.77793 | 0.0037167 | 0.047509 | 0.17799 | 0.51515 | 0.27599 | 1.1541 | 329.6023 | 0.012361 | 2.0023 | 0.01127 | 3.679 | 5.6746 | 2.3191 | 188.5003 | 0.069693 | 10.4745 | 9.1128 | 13.8196 | 117260.9159 | 8.1861 | 311.513 | 8.2195 | 4.5876 | 1.8644 | 1.985 | 2.7552 | 1.6936 | 1.7904 | 13.6942 | 3.6709 | 0.6597 | 7.8161 | 2.8928 | 241.8092 | 8.1114 | 0.44237 | 20.15 | 24.5957 | 690.394 | 59.7881 | 4.2024 | 2.6399 | 7.8085 | 7.2749 | 0.25962 | 1.1144 | 4.672 | 7.1975 | 6.3229 | 0.0021627 | 0.0013353 | 0.0040704 | 1.4142 | 9.3252e-05 | 0.0073702 | 6.0079e-05 | 0.016907 | 0.0027281 | 0.0086451 | 11.8527 | 0.00077309 | 0.61585 | 0.2885 | 8.1283 | 1.3064 | 0.037587 | 1.3159 | 0.27565 | 0.020326 | 0.0079532 | 0.0069085 | 0.0036938 | 0.0059438 | 0.0072076 | 0.053577 | 0.078428 | 0.0033857 | 0.034141 | 0.011528 | 1.1778 | 0.0004644 | 0.0004204 | 0.10656 | 0.12981 | 3.0255 | 0.32482 | 0.019456 | 0.041804 | 0.026985 | 0.034695 | 0.001162 | 0.0049319 | 0.019142 | 0.026992 | 0.026298 | 0.038923 | 0.018724 | 0.063692 | 18.3412 | 0.0011834 | 0.10739 | 0.00092455 | 0.40959 | 0.051825 | 0.15987 | 7.0959 | 0.010862 | 21.4192 | 13.3455 | 510.3879 | 29.6108 | 1.7859 | 30.205 | 13.8524 | 0.99107 | 0.10123 | 0.10877 | 0.055059 | 0.094026 | 0.16801 | 1.8866 | 1.4527 | 0.044415 | 0.87218 | 0.15866 | 20.6231 | 0.0035917 | 0.0036263 | 10.7428 | 5.0725 | 150.2616 | 15.235 | 1.5886 | 0.66435 | 0.41585 | 0.60897 | 0.022906 | 0.085031 | 0.39348 | 1.0683 | 1.066 | 0.025469 | 0.012157 | 0.015775 | 7.313 | 0.00090779 | 0.22093 | 0.00061723 | 0.91112 | 0.066292 | 0.12999 | 5.1906 | 0.0082598 | 17.0584 | 9.0557 | 556.4865 | 20.2784 | 1.7305 | 17.3239 | 8.4673 | 0.51403 | 0.14696 | 0.23757 | 0.028787 | 0.098665 | 0.077409 | 1.9183 | 0.62867 | 0.18367 | 0.53815 | 0.22485 | 11.4019 | 0.003018 | 0.0029923 | 4.0378 | 2.757 | 68.6117 | 8.39 | 3.0225 | 0.27282 | 0.32468 | 0.63416 | 0.012864 | 0.050472 | 0.21606 | 1.2623 | 1.1132 | 411.9145 | 518.1315 | 62.721 | 1.9374 | 3.9845 | 1.5511 | 4.5011 | 3.0818 | 9.5216 | 0.095792 | 0.0018634 | 0.043665 | 0.013948 | 0.38833 | 1.1043 | 1.5707 | 2.1489 | 1.3599 | 0.99541
1 | 0.18919 | 0.02017 | 0.01733 | 1.3544 | 0.99045 | 0.99135 | 0.88606 | 0.069611 | 0.90658 | 0.70038 | 0.73169 | 0.80745 | 0.76102 | 0.17082 | 1676.0843 | 394.2363 | 0.96546 | 0.84902 | 0.17977 | 0.23959 | 0.34225 | 2.4632 | 3.4642 | 247.9605 | 0.0062828 | 143.8214 | 108.5258 | 14.9967 | 133.7078 | 14.7337 | 1.9411 | 60.1046 | 13.1682 | 10.0728 | 2831.3691 | 97.6531 | 103.0317 | 1532.2224 | 114.8135 | 83.6199 | 289.2294 | 254.6935 | 244.4614 | 32.1619 | 48.8706 | 0.90351 | 0.21886 | 0.30294 | 0.017819 | 0.0021748 | 6.9654e-05 | 36.0714 | 10.0949 | 2.6704 | 0.7287 | 0.71216 | 0.083863 | 2.1097 | 46.7143 | 2.8649 | 0.35699 | 0.75951 | 24.4582 | 82.4209 | 41.7191 | 16.4984 | 148.2465 | 9.5277 | 0.032522 | 0.31996 | 0.68263 | 33.5663 | 21.257 | 579.4128 | 99.3254 | 3.3741 | 0.12901 | 0.67429 | 0.084276 | 323.5241 | 129.7189 | 100.378 | 72.2286 | 14.4139 | 1222.3447 | 238.9296 | 76.268 | 90.7621 | 286.4849 | 182.9178 | 76.4546 | 72.0918 | 8.6767 | 0.73027 | 0.57114 | 0.46514 | 63.2287 | 5.0578 | 1.9703 | 2.3917 | 0.15297 | 7.5466e-05 | 30.286 | 0.94715 | 0.26969 | 0.23018 | 0.19627 | 3.1172 | 0.95977 | 1.3275 | 0.47103 | 88.7413 | 19.3237 | 39.4783 | 8.7985 | 131.0771 | 181.9696 | 1818.6256 | 211.6298 | 385.3003 | 175.2849 | 864.405 | 385.2827 | 101.205 | 397.4412 | 0.18206 | 0.37961 | 0.014098 | 0.066433 | 0.010055 | 0.0064141 | 2.8053e-05 | 0.0025135 | 26.8769 | 11.0337 | 1.0056 | 0.16455 | 2.1465 | 4.3472 | 378.4932 | 87.6973 | 3.6913 | 4.8485 | 156.5183 | 8.7595 | 110.3938 | 49.0306 | 35.5599 | 86.4085 | 653.865 | 58.4857 | 601.4118 | 10.0772 | 107.776 | 665.3744 | 153.484 | 91.1464 | 57.6218 | 71.177 | 224.1697 | 56.9711 | 9.2606 | 162.0028 | 88.9537 | 11.4804 | 48.0201 | 559.3069 | 6.92 | 87.4468 | 57.6897 | 164.7234 | 320.6565 | 83.6701 | 57.113 | 32.2691 | 44.1192 | 0.0089524 | 0.00097575 | 0.26735 | 34.1735 | 2.5505 | 8.7334 | 2.7473 | 275.5987 | 9.8678 | 4.5501 | 0.52775 | 7289.1237 | 894.2657 | 1392.0232 | 1250.0387 | 31.2971 | 0.79407 | 24.3476 | 2.5981 | 5487.3454 | 1808.7557 | 499.4327 | 88.215 | 149.4594 | 9.7091 | 159.8583 | 0.0010933 | 39.5671 | 0.17838 | 12.7239 | 94.9298 | 5.2883 | 65.3815 | 175.0315 | 0.10744 | 0.26282 | 1.7653 | 2.1399 | 0.39085 | 0.25213 | 1.1486 | 0.12506 | 31.6205 | 0.0026306 | 13.6476 | 307.6381 | 0.024467 | 112.672 | 5.3093 | 0.046158 | 0.59966 | 0.26682 | 5.11 | 0.089587 | 1.8202 | 1.0755 | 1.595 | 0.017999 | 0.1194 | 0.054194 | 4.375 | 0.040862 | 0.48014 | 0.21568 | 8.1572 | 0.00040778 | 0.0033237 | 0.0032372 | 4.9592 | 0.018379 | 0.35599 | 0.23255 | 0.27843 | 0.001146 | 0.020421 | 0.013896 | 1.1667 | 0.0050945 | 0.093929 | 0.057185 | 0.65681 | 0.0034128 | 0.048805 | 0.16232 | 0.52699 | 0.29739 | 1.1627 | 267.2473 | 0.014242 | 1.9385 | 0.01233 | 4.9171 | 4.1095 | 2.512 | 204.5305 | 0.12801 | 9.982 | 9.5958 | 13.0113 | 124830.3359 | 8.728 | 324.5258 | 8.3962 | 4.1431 | 2.229 | 1.9614 | 2.6737 | 1.7333 | 1.7873 | 13.8286 | 4.2682 | 0.67631 | 8.9206 | 2.7926 | 282.8468 | 7.5894 | 0.46364 | 18.4002 | 25.2162 | 607.1438 | 63.2294 | 4.8541 | 2.7819 | 7.4293 | 7.9329 | 0.29097 | 1.2784 | 5.094 | 6.7545 | 6.1844 | 0.0020404 | 0.0012871 | 0.0043428 | 1.3634 | 9.0349e-05 | 0.0065497 | 6.108e-05 | 0.018615 | 0.0024988 | 0.0077134 | 12.4792 | 0.00074916 | 0.5797 | 0.28501 | 8.0207 | 1.2316 | 0.041043 | 1.2779 | 0.31836 | 0.021296 | 0.0071425 | 0.0069827 | 0.0036635 | 0.0063994 | 0.0062636 | 0.058706 | 0.074346 | 0.0036716 | 0.032043 | 0.010244 | 1.2398 | 0.00041337 | 0.00047545 | 0.099596 | 0.11105 | 2.6591 | 0.27568 | 0.021806 | 0.049225 | 0.02582 | 0.038851 | 0.0012523 | 0.0053905 | 0.018901 | 0.026296 | 0.026238 | 0.042897 | 0.018225 | 0.063147 | 19.2748 | 0.0013437 | 0.10482 | 0.00076213 | 0.41805 | 0.044845 | 0.15031 | 6.7072 | 0.01189 | 22.1473 | 15.4579 | 452.8623 | 25.7064 | 1.6902 | 28.8871 | 14.9383 | 0.95273 | 0.11355 | 0.10806 | 0.058594 | 0.084826 | 0.17029 | 2.0625 | 1.3697 | 0.044889 | 0.89034 | 0.16584 | 18.4945 | 0.0033105 | 0.0031753 | 10.5273 | 4.8664 | 159.0436 | 14.2178 | 1.5709 | 0.59067 | 0.39429 | 0.59047 | 0.01958 | 0.095565 | 0.34856 | 1.0808 | 1.1694 | 0.028714 | 0.011964 | 0.01556 | 6.9001 | 0.00080072 | 0.19796 | 0.00058075 | 0.94343 | 0.069751 | 0.11948 | 4.8921 | 0.0087741 | 16.9103 | 8.3914 | 490.329 | 20.1654 | 1.762 | 19.1928 | 8.6595 | 0.47948 | 0.14316 | 0.21622 | 0.029056 | 0.10053 | 0.072242 | 2.0003 | 0.56383 | 0.18752 | 0.46127 | 0.19328 | 11.8837 | 0.0032562 | 0.0029707 | 3.9453 | 3.0813 | 56.9836 | 7.5617 | 3.3234 | 0.26895 | 0.30572 | 0.62358 | 0.013293 | 0.056347 | 0.22697 | 1.2258 | 1.2197 | 419.8452 | 490.8963 | 39.1682 | 2.1883 | 4.4993 | 1.4236 | 3.3175 | 3.582 | 11.0059 | 0.1372 | 0.0014862 | 0.046987 | 0.012221 | 0.19675 | 2.128 | 1.9012 | 2.8415 | 0.76847 | 1.4704
2 | 0.14853 | 0.039206 | 0.023599 | 1.31 | 0.99502 | 0.99852 | 0.80416 | 0.024248 | 0.82078 | 0.54134 | 0.71947 | 0.83513 | 0.82202 | 0.22725 | 1408.7278 | 497.065 | 0.94866 | 0.85777 | 0.14402 | 0.2911 | 0.48771 | 0.93007 | 4.5631 | 285.6597 | 0.0086711 | 151.4655 | 99.4912 | 16.7088 | 182.9129 | 14.8984 | 2.0212 | 56.4343 | 13.8904 | 13.2298 | 2955.7014 | 93.6199 | 92.6496 | 1676.9593 | 127.7526 | 93.7503 | 279.0687 | 259.1223 | 251.4229 | 30.3756 | 55.1968 | 0.80562 | 0.20246 | 0.023805 | 0.015865 | 0.0016129 | 6.6593e-05 | 26.7102 | 13.7193 | 2.907 | 0.81572 | 0.53355 | 0.11283 | 2.3393 | 65.8306 | 4.3542 | 0.31847 | 0.91235 | 26.4401 | 80.3272 | 33.806 | 23.7182 | 150.0818 | 7.9528 | 0.039085 | 0.266 | 0.92242 | 31.2148 | 14.4654 | 920.2961 | 129.509 | 3.7721 | 0.12593 | 0.65744 | 0.10123 | 337.8607 | 162.2076 | 89.8235 | 71.5958 | 16.7755 | 1045.8341 | 248.9238 | 98.8699 | 89.6791 | 246.3511 | 160.5551 | 101.371 | 84.3416 | 8.1325 | 0.57669 | 0.99851 | 0.53637 | 56.6049 | 7.1578 | 2.1283 | 2.0521 | 0.18946 | 8.1387e-05 | 39.355 | 1.2643 | 0.24203 | 0.24573 | 0.12894 | 2.6527 | 0.95287 | 1.0376 | 0.35239 | 107.0154 | 13.5163 | 35.3784 | 8.2259 | 152.6845 | 157.5061 | 1715.2371 | 278.3955 | 413.1836 | 200.6275 | 772.771 | 330.54 | 79.2469 | 404.1855 | 0.16721 | 0.39099 | 0.07579 | 0.07483 | 0.0097873 | 0.0071273 | 2.5821e-05 | 0.0018819 | 36.8228 | 9.6239 | 1.1646 | 0.18127 | 2.4569 | 6.6892 | 409.3737 | 90.2134 | 2.8979 | 5.1352 | 139.4294 | 9.0524 | 118.0917 | 41.5165 | 28.0594 | 87.6272 | 674.3236 | 68.6558 | 719.7894 | 10.5562 | 113.9563 | 614.0892 | 157.6394 | 105.4723 | 53.4209 | 73.4755 | 215.6515 | 58.9797 | 9.8275 | 180.759 | 82.7205 | 10.2647 | 50.6728 | 582.1117 | 7.0967 | 82.0607 | 56.5136 | 196.6142 | 284.787 | 89.4072 | 46.5793 | 28.075 | 44.8475 | 0.0095478 | 0.0014059 | 0.2413 | 33.6014 | 2.0756 | 14.3011 | 2.4118 | 309.2369 | 10.4049 | 4.3254 | 0.5223 | 7106.3012 | 920.0079 | 1186.1386 | 1369.5085 | 29.0027 | 0.9673 | 22.0253 | 2.4925 | 5263.0604 | 1383.3189 | 534.7597 | 97.1363 | 133.5746 | 8.6876 | 159.4366 | 0.0013044 | 38.5721 | 0.16777 | 11.935 | 63.4477 | 4.5737 | 53.5248 | 205.2913 | 0.12131 | 0.27705 | 2.2997 | 3.9304 | 0.3326 | 0.22384 | 1.0805 | 0.15409 | 36.0577 | 0.0028597 | 14.4602 | 286.8135 | 0.025284 | 111.3043 | 5.6507 | 0.045926 | 0.67992 | 0.2702 | 4.6767 | 0.09013 | 1.7283 | 1.1064 | 1.4887 | 0.020649 | 0.11698 | 0.050655 | 4.6652 | 0.038448 | 0.52508 | 0.19844 | 8.867 | 0.00042763 | 0.0034327 | 0.0030222 | 5.6747 | 0.021266 | 0.34941 | 0.22122 | 0.28572 | 0.0012107 | 0.021089 | 0.012805 | 1.2391 | 0.0053856 | 0.098163 | 0.048239 | 0.74158 | 0.0036216 | 0.044119 | 0.18886 | 0.51649 | 0.26215 | 1.0526 | 274.0217 | 0.013935 | 1.9554 | 0.012021 | 3.5677 | 5.9986 | 2.3863 | 200.9177 | 0.20689 | 9.2833 | 8.401 | 13.2197 | 108595.3141 | 7.7702 | 307.3118 | 8.0857 | 4.4628 | 2.0479 | 1.941 | 3.007 | 1.6904 | 1.8671 | 13.5961 | 4.4412 | 0.74679 | 8.4641 | 2.74 | 249.6951 | 8.8116 | 0.42964 | 17.4298 | 26.8197 | 654.7829 | 69.7111 | 4.9544 | 3.117 | 8.4527 | 7.7616 | 0.25423 | 1.2932 | 4.7317 | 6.9381 | 5.6725 | 0.0019962 | 0.0011898 | 0.0046544 | 1.5285 | 9.1473e-05 | 0.007157 | 5.5802e-05 | 0.017796 | 0.0026791 | 0.0076816 | 13.406 | 0.00072059 | 0.58682 | 0.27634 | 7.8507 | 1.2896 | 0.036176 | 1.3421 | 0.30875 | 0.018281 | 0.0076364 | 0.0063715 | 0.003358 | 0.005471 | 0.0068579 | 0.054801 | 0.076413 | 0.0038849 | 0.033682 | 0.010784 | 1.1323 | 0.00045608 | 0.00045255 | 0.10924 | 0.12616 | 2.8915 | 0.29261 | 0.021147 | 0.044464 | 0.027965 | 0.032487 | 0.0011251 | 0.005415 | 0.020559 | 0.026524 | 0.024073 | 0.036253 | 0.016112 | 0.056163 | 17.4158 | 0.0013607 | 0.09478 | 0.00080416 | 0.42627 | 0.050319 | 0.14897 | 7.9968 | 0.011453 | 19.6598 | 13.1316 | 503.6811 | 31.0089 | 1.7432 | 26.8585 | 15.0767 | 0.97465 | 0.099795 | 0.095668 | 0.054763 | 0.094291 | 0.15276 | 1.9932 | 1.408 | 0.04213 | 0.92257 | 0.16063 | 18.1715 | 0.0037791 | 0.0037056 | 9.1669 | 4.9824 | 146.2673 | 14.5067 | 1.8247 | 0.68726 | 0.41888 | 0.62038 | 0.021097 | 0.086267 | 0.38794 | 0.97284 | 0.98507 | 0.027936 | 0.01088 | 0.015928 | 7.3926 | 0.00089461 | 0.24041 | 0.00063397 | 0.87405 | 0.064971 | 0.11796 | 5.794 | 0.0079422 | 15.4353 | 7.5671 | 507.3994 | 18.1431 | 1.9782 | 20.3464 | 8.7955 | 0.49564 | 0.13984 | 0.21989 | 0.028329 | 0.11748 | 0.080326 | 1.7331 | 0.53364 | 0.17933 | 0.52378 | 0.22941 | 11.443 | 0.003156 | 0.0031259 | 3.6117 | 2.6685 | 63.0467 | 8.9779 | 2.8377 | 0.23742 | 0.27071 | 0.64202 | 0.013505 | 0.054699 | 0.20729 | 1.2358 | 1.2836 | 451.5094 | 423.2474 | 64.5907 | 2.4692 | 3.7962 | 1.3344 | 3.9318 | 3.8447 | 15.0088 | 0.21041 | 0.0009854 | 0.034609 | 0.0077816 | 0.29693 | 0.92436 | 0.95187 | 3.335 | 0.87077 | 2.0039
3 | 0.18457 | 0.025344 | 0.016591 | 1.4402 | 0.9946 | 0.99586 | 0.87697 | 0.095186 | 0.92165 | 0.48125 | 0.73756 | 0.87492 | 0.78863 | 0.18738 | 1327.4097 | 320.5436 | 0.94922 | 0.76648 | 0.13025 | 0.32261 | 0.26699 | 0.79247 | 5.8339 | 470.6562 | 0.0097046 | 173.5841 | 133.9542 | 12.9765 | 118.1017 | 15.0947 | 1.848 | 64.3947 | 11.6977 | 10.582 | 2683.2652 | 76.6689 | 101.8279 | 1806.5962 | 123.1896 | 100.4643 | 236.8432 | 261.7605 | 238.6536 | 37.4966 | 51.5046 | 0.7539 | 0.12288 | 0.22209 | 0.016127 | 0.0018855 | 8.2547e-05 | 33.6548 | 13.4233 | 2.4355 | 0.74138 | 0.52384 | 0.084302 | 2.6933 | 61.5933 | 6.9082 | 0.34862 | 0.82888 | 22.442 | 102.5846 | 34.9145 | 19.7386 | 117.6634 | 7.7013 | 0.037822 | 0.3097 | 0.7006 | 41.0074 | 18.5155 | 757.9895 | 79.4858 | 3.8734 | 0.10207 | 0.55496 | 0.076753 | 347.0154 | 157.568 | 75.829 | 68.1133 | 16.1588 | 1335.5454 | 227.703 | 69.9559 | 76.7348 | 280.4535 | 138.2762 | 95.8569 | 78.9019 | 6.6909 | 0.43491 | 0.96183 | 0.24092 | 71.1902 | 6.3102 | 2.2649 | 2.0677 | 0.19682 | 6.6941e-05 | 28.972 | 1.3698 | 0.2619 | 0.21 | 0.12557 | 2.8324 | 0.96502 | 1.4051 | 0.53751 | 77.3688 | 14.3899 | 29.2422 | 9.7739 | 124.6279 | 211.3401 | 2294.1009 | 273.3037 | 404.3707 | 193.5735 | 853.0483 | 303.0007 | 88.8131 | 487.8369 | 0.42246 | 0.23456 | 0.17979 | 0.062056 | 0.0078711 | 0.0048558 | 2.597e-05 | 0.001988 | 29.8143 | 11.8234 | 1.193 | 0.15261 | 2.202 | 6.3646 | 335.5596 | 82.0249 | 3.3581 | 5.6126 | 131.0195 | 9.5566 | 106.1426 | 47.1544 | 29.9041 | 95.0123 | 642.1163 | 63.6617 | 624.086 | 9.1077 | 134.6041 | 742.8262 | 132.2861 | 101.272 | 51.595 | 75.7717 | 258.127 | 52.3951 | 9.3269 | 192.9355 | 77.0939 | 10.0629 | 52.5706 | 625.5647 | 6.2763 | 70.8488 | 59.2397 | 168.1978 | 299.9938 | 79.1298 | 44.4637 | 33.759 | 39.1332 | 0.0084466 | 0.0010657 | 0.32711 | 27.6471 | 2.2402 | 12.1033 | 2.9841 | 333.5091 | 12.4066 | 4.4795 | 0.5574 | 6546.9131 | 824.1958 | 1340.6518 | 1060.2759 | 35.3865 | 1.2192 | 21.2792 | 3.1796 | 5928.0309 | 1437.2059 | 578.431 | 105.0345 | 147.3512 | 10.1513 | 192.0845 | 0.0015803 | 31.0381 | 0.1548 | 11.4172 | 79.1666 | 6.3768 | 47.2798 | 185.7419 | 0.11046 | 0.23503 | 1.3248 | 2.2777 | 0.16414 | 0.22579 | 1.1189 | 0.15758 | 37.3056 | 0.0028175 | 14.6039 | 319.9339 | 0.022066 | 109.9962 | 5.4653 | 0.048565 | 0.66106 | 0.24411 | 4.6168 | 0.087952 | 1.9445 | 1.0683 | 1.5744 | 0.019575 | 0.11508 | 0.052443 | 4.639 | 0.039779 | 0.51259 | 0.21593 | 9.0724 | 0.00045378 | 0.003464 | 0.0030767 | 5.238 | 0.018703 | 0.38513 | 0.20573 | 0.26508 | 0.0012542 | 0.019239 | 0.014029 | 1.3283 | 0.0055612 | 0.090707 | 0.051399 | 0.67501 | 0.0037402 | 0.045262 | 0.18055 | 0.53753 | 0.26542 | 0.98407 | 360.2004 | 0.015937 | 1.9479 | 0.011755 | 3.512 | 4.8719 | 2.2055 | 197.993 | 0.51298 | 9.5467 | 9.1138 | 14.8854 | 111285.3749 | 9.2154 | 302.4973 | 8.9203 | 4.3295 | 2.1312 | 1.8649 | 2.8972 | 1.53 | 1.9471 | 13.2223 | 3.9645 | 0.72989 | 7.9398 | 2.6483 | 293.6476 | 8.7809 | 0.4698 | 19.8288 | 27.7126 | 681.3113 | 68.3971 | 4.7119 | 3.0105 | 8.3474 | 7.4026 | 0.25801 | 1.1233 | 5.4197 | 7.0359 | 6.7333 | 0.0018884 | 0.0012636 | 0.0040137 | 1.5844 | 8.1902e-05 | 0.0070416 | 6.2431e-05 | 0.017318 | 0.0024724 | 0.0073667 | 11.58 | 0.00067942 | 0.68488 | 0.28477 | 7.9818 | 1.3613 | 0.038012 | 1.387 | 0.2981 | 0.019308 | 0.0081454 | 0.0070595 | 0.0033955 | 0.0061767 | 0.0064414 | 0.05447 | 0.079317 | 0.0033225 | 0.030472 | 0.010744 | 1.0459 | 0.00042602 | 0.00043668 | 0.10391 | 0.11622 | 2.5549 | 0.27852 | 0.020668 | 0.04799 | 0.02514 | 0.037312 | 0.0010942 | 0.005208 | 0.02011 | 0.024387 | 0.027293 | 0.040199 | 0.016973 | 0.061648 | 19.0462 | 0.0012094 | 0.10782 | 0.00088503 | 0.3902 | 0.052611 | 0.16676 | 6.6523 | 0.011515 | 21.2379 | 14.4746 | 530.7905 | 27.366 | 1.8877 | 30.3215 | 14.4469 | 0.98896 | 0.10391 | 0.092948 | 0.049373 | 0.087858 | 0.17903 | 1.7135 | 1.3058 | 0.047098 | 0.92856 | 0.17963 | 19.158 | 0.0031544 | 0.003356 | 10.0817 | 5.3645 | 139.9992 | 15.0356 | 1.7377 | 0.65034 | 0.45395 | 0.5553 | 0.02025 | 0.093191 | 0.37335 | 1.0694 | 1.1642 | 0.02982 | 0.011072 | 0.015676 | 7.0703 | 0.00084821 | 0.2337 | 0.00062391 | 0.96757 | 0.06807 | 0.13175 | 5.517 | 0.0091662 | 17.6708 | 7.8783 | 587.8138 | 20.7919 | 1.9755 | 20.9464 | 8.1233 | 0.52583 | 0.13621 | 0.22927 | 0.032076 | 0.10603 | 0.082045 | 1.9307 | 0.62234 | 0.1779 | 0.4699 | 0.22162 | 11.0591 | 0.0029626 | 0.0029235 | 4.1052 | 2.7244 | 66.474 | 8.2122 | 2.9161 | 0.25089 | 0.31699 | 0.71206 | 0.012516 | 0.053934 | 0.24245 | 1.2803 | 1.1281 | 446.9054 | 405.688 | 39.8141 | 2.6523 | 4.3515 | 1.2053 | 4.9808 | 3.9593 | 11.3434 | 0.22742 | 0.0019301 | 0.038356 | 0.015447 | 0.3823 | 1.4873 | 1.1299 | 3.964 | 1.0017 | 1.9701
4 | 0.13953 | 0.027131 | 0.013025 | 1.388 | 0.99053 | 0.99066 | 0.70289 | 0.064374 | 0.89632 | 0.49819 | 0.74735 | 0.8167 | 0.89879 | 0.16167 | 1264.2834 | 128.3446 | 0.96249 | 0.83023 | 0.19084 | 0.2225 | 0.19534 | 0.98748 | 3.7823 | 281.6989 | 0.0040437 | 156.9151 | 135.8763 | 14.2607 | 150.9676 | 14.1282 | 2.1358 | 46.7121 | 16.1614 | 13.8444 | 2991.1669 | 82.6951 | 91.7427 | 1909.1148 | 105.9907 | 98.7446 | 239.4967 | 233.1253 | 253.088 | 32.8523 | 57.6471 | 0.72996 | 0.043744 | 0.0038666 | 0.019784 | 0.001935 | 9.5792e-05 | 36.95 | 11.9185 | 3.3919 | 0.89659 | 0.60043 | 0.11467 | 2.1321 | 67.5805 | 3.7374 | 0.31732 | 0.75195 | 27.257 | 89.7683 | 30.7651 | 20.3437 | 153.0726 | 9.6151 | 0.031693 | 0.3269 | 0.83812 | 44.06 | 18.8778 | 861.8525 | 80.9159 | 2.9588 | 0.10478 | 0.70498 | 0.09816 | 279.9697 | 153.063 | 82.5795 | 57.8818 | 15.2096 | 1166.9991 | 218.8577 | 104.9474 | 82.4559 | 262.3486 | 150.9201 | 92.632 | 83.5033 | 7.077 | 0.83862 | 0.65182 | 0.3744 | 48.2757 | 6.4504 | 2.3109 | 2.7718 | 0.15815 | 8.2385e-05 | 33.4709 | 1.2942 | 0.24055 | 0.22268 | 0.1479 | 2.5508 | 0.96124 | 0.9296 | 0.49904 | 81.3775 | 16.2935 | 28.6593 | 10.3485 | 118.447 | 203.939 | 1929.6911 | 219.7694 | 388.2018 | 187.315 | 681.4632 | 342.794 | 93.3671 | 426.3906 | 0.22679 | 0.41983 | 0.13796 | 0.083532 | 0.010474 | 0.006921 | 1.9759e-05 | 0.002186 | 38.7626 | 13.5814 | 1.1038 | 0.17482 | 2.5096 | 5.1499 | 300.0913 | 60.9453 | 3.9564 | 4.2909 | 142.6493 | 8.5441 | 134.1443 | 48.3877 | 34.7358 | 88.6404 | 702.2225 | 59.1725 | 612.0964 | 9.3924 | 127.4527 | 681.1902 | 127.1793 | 88.2295 | 52.9761 | 65.1769 | 193.651 | 59.4175 | 8.5998 | 156.9075 | 78.5587 | 10.6511 | 44.4586 | 599.0513 | 5.6496 | 72.5231 | 67.979 | 207.787 | 247.8922 | 88.0052 | 56.1969 | 30.6964 | 41.0452 | 0.011167 | 0.0011618 | 0.3258 | 38.9188 | 2.1642 | 11.1626 | 3.2244 | 253.692 | 8.5507 | 5.5768 | 0.39032 | 6425.3522 | 932.0485 | 1448.2122 | 1466.8062 | 30.1851 | 1.3285 | 27.3949 | 2.684 | 4530.534 | 1753.0753 | 549.8043 | 82.3657 | 119.6667 | 9.3666 | 177.291 | 0.0013463 | 36.1205 | 0.171 | 12.5668 | 47.6593 | 6.0374 | 50.3304 | 192.9651 | 0.11596 | 0.22976 | 1.5506 | 2.4641 | 0.19869 | 0.20535 | 0.91404 | 0.16029 | 34.9187 | 0.0030573 | 12.9196 | 269.2319 | 0.022435 | 128.2208 | 5.4428 | 0.044594 | 0.65263 | 0.24494 | 4.8974 | 0.086433 | 1.8866 | 1.1129 | 1.5573 | 0.018328 | 0.1235 | 0.056173 | 4.2647 | 0.037095 | 0.56728 | 0.22691 | 8.5554 | 0.000446 | 0.0035918 | 0.002715 | 5.5503 | 0.020832 | 0.33051 | 0.24492 | 0.24486 | 0.0012168 | 0.019996 | 0.012964 | 1.1897 | 0.0052037 | 0.088091 | 0.047581 | 0.76731 | 0.0034825 | 0.040526 | 0.18296 | 0.52239 | 0.30351 | 1.1176 | 280.0239 | 0.01539 | 1.9791 | 0.011698 | 3.0921 | 3.9002 | 2.1327 | 199.1954 | 0.19203 | 10.7506 | 8.8313 | 15.116 | 114562.2625 | 7.8805 | 294.6288 | 8.7245 | 4.061 | 1.8998 | 1.8401 | 2.7879 | 1.5937 | 1.744 | 13.4429 | 4.3862 | 0.68158 | 7.6222 | 2.9276 | 286.0935 | 8.5542 | 0.40427 | 19.4202 | 26.3619 | 610.897 | 69.5485 | 4.8464 | 2.6044 | 7.3665 | 7.8452 | 0.28518 | 1.1535 | 5.2004 | 7.6432 | 6.6481 | 0.0022267 | 0.0012779 | 0.0038788 | 1.6116 | 8.594e-05 | 0.0076979 | 5.4361e-05 | 0.018954 | 0.0024381 | 0.0077822 | 14.0482 | 0.00068701 | 0.61481 | 0.27967 | 8.6037 | 1.2512 | 0.039451 | 1.2123 | 0.32558 | 0.020615 | 0.0075139 | 0.0074815 | 0.0038581 | 0.0062597 | 0.0074191 | 0.059547 | 0.072096 | 0.0036329 | 0.032965 | 0.0098385 | 1.0956 | 0.00045036 | 0.00040557 | 0.10488 | 0.11416 | 2.974 | 0.31629 | 0.020274 | 0.050261 | 0.028857 | 0.033296 | 0.0011322 | 0.0055079 | 0.020974 | 0.02588 | 0.025669 | 0.037107 | 0.01715 | 0.056534 | 18.0939 | 0.0011538 | 0.10002 | 0.00085141 | 0.44126 | 0.047034 | 0.16554 | 6.8121 | 0.010081 | 22.4538 | 13.7501 | 537.2517 | 27.0317 | 1.8559 | 25.8073 | 14.255 | 0.901 | 0.11588 | 0.10332 | 0.052859 | 0.099212 | 0.16743 | 1.8657 | 1.3831 | 0.045508 | 0.83839 | 0.14894 | 19.5242 | 0.0036433 | 0.0031047 | 10.777 | 5.4357 | 162.8189 | 14.8753 | 1.5379 | 0.64106 | 0.40609 | 0.6156 | 0.020342 | 0.1012 | 0.32925 | 1.1551 | 1.1145 | 0.025188 | 0.010838 | 0.016458 | 6.71 | 0.00075088 | 0.21218 | 0.00057149 | 1.012 | 0.059873 | 0.1325 | 4.9359 | 0.0093084 | 14.8564 | 8.9565 | 527.9945 | 20.0101 | 1.7534 | 19.2705 | 8.5643 | 0.53435 | 0.15154 | 0.21844 | 0.031316 | 0.1032 | 0.082473 | 2.0684 | 0.56772 | 0.17391 | 0.48567 | 0.1948 | 11.6276 | 0.0028143 | 0.0028717 | 3.919 | 2.9342 | 59.8627 | 7.747 | 3.2061 | 0.26572 | 0.31415 | 0.72026 | 0.014027 | 0.057877 | 0.20601 | 1.0882 | 1.1828 | 352.9855 | 494.219 | 74.7119 | 2.762 | 3.8554 | 1.6983 | 4.2079 | 2.8199 | 15.1956 | 0.16218 | 0.0023872 | 0.024198 | 0.0064398 | 0.21967 | 1.6156 | 1.8014 | 3.4512 | 1.3044 | 1.3205
5 | 0.15435 | 0.010482 | 0.010198 | 1.1607 | 0.99879 | 0.99162 | 0.6886 | 0.080656 | 0.84935 | 0.59677 | 0.68352 | 0.80995 | 0.77964 | 0.23936 | 1559.628 | 203.0124 | 0.95233 | 0.82682 | 0.15885 | 0.17554 | 0.24098 | 0.1258 | 2.3588 | 327.8285 | 0.0035455 | 180.2197 | 116.2345 | 15.7352 | 168.3739 | 13.583 | 1.7572 | 48.3488 | 12.5595 | 11.2874 | 2359.9813 | 89.7086 | 83.4312 | 1604.3526 | 130.7354 | 87.5035 | 271.5963 | 220.4773 | 262.6422 | 34.7857 | 46.6586 | 0.82985 | 0.27822 | 0.2571 | 0.013503 | 0.0023323 | 8.9578e-05 | 39.3163 | 14.3775 | 3.5953 | 0.69472 | 0.69345 | 0.11731 | 2.2764 | 48.005 | 1.8869 | 0.2671 | 0.80161 | 19.4898 | 93.9729 | 27.8763 | 24.1606 | 127.5343 | 8.3079 | 0.039543 | 0.3026 | 0.74146 | 25.1884 | 16.3582 | 515.1519 | 115.6896 | 3.5603 | 0.10857 | 0.43335 | 0.080998 | 273.5445 | 134.0195 | 81.6082 | 63.3008 | 14.9791 | 1234.0562 | 235.571 | 96.3346 | 73.2976 | 259.2453 | 174.5329 | 77.8687 | 69.7274 | 7.8733 | 0.79631 | 0.90804 | 0.31512 | 70.2611 | 5.3438 | 2.0408 | 1.9496 | 0.19999 | 7.259e-05 | 35.2309 | 0.99679 | 0.25812 | 0.17705 | 0.15111 | 2.4492 | 0.96369 | 1.2049 | 0.54729 | 89.961 | 16.1066 | 29.982 | 10.0095 | 146.5956 | 122.1502 | 2215.9092 | 244.42 | 426.3299 | 204.1041 | 785.268 | 317.8589 | 98.0558 | 459.7475 | 0.14869 | 0.10918 | 0.052675 | 0.079467 | 0.0086008 | 0.0067186 | 2.0227e-05 | 0.0026817 | 34.2251 | 10.6125 | 0.8588 | 0.18428 | 2.0289 | 6.0921 | 430.3547 | 64.5151 | 2.8748 | 6.1375 | 133.3608 | 8.2161 | 114.0542 | 46.1616 | 32.3969 | 78.1354 | 700.0246 | 67.9786 | 567.5715 | 9.5582 | 129.1539 | 823.504 | 142.1 | 85.9705 | 56.8864 | 62.2408 | 203.1305 | 54.759 | 9.5847 | 188.6815 | 96.068 | 12.2591 | 49.0804 | 652.5126 | 6.1394 | 86.4894 | 53.875 | 174.8691 | 296.7858 | 96.8968 | 50.2914 | 29.8544 | 48.9306 | 0.010537 | 0.0010118 | 0.24757 | 35.4984 | 2.86 | 12.6497 | 3.1786 | 330.3597 | 9.237 | 4.2101 | 0.46432 | 7425.7825 | 942.8307 | 1354.9136 | 1418.4245 | 28.1674 | 1.0631 | 26.1105 | 2.8999 | 5368.2199 | 1157.2294 | 601.0038 | 92.952 | 136.9104 | 8.036 | 147.6037 | 0.0015421 | 32.8903 | 0.14181 | 14.9209 | 56.8356 | 4.3574 | 78.7313 | 163.3764 | 0.12529 | 0.29242 | 2.429 | 3.8086 | 0.34385 | 0.26338 | 0.85021 | 0.17911 | 33.9035 | 0.0025892 | 14.7878 | 298.5474 | 0.024397 | 122.2721 | 5.0696 | 0.05042 | 0.66218 | 0.2507 | 4.85 | 0.096472 | 1.7595 | 1.1373 | 1.5324 | 0.01869 | 0.10708 | 0.057827 | 4.533 | 0.038784 | 0.52052 | 0.21089 | 8.9213 | 0.00042247 | 0.003354 | 0.0031206 | 4.8823 | 0.020027 | 0.36104 | 0.22275 | 0.25884 | 0.0010841 | 0.021402 | 0.01216 | 1.31 | 0.0049216 | 0.092973 | 0.049377 | 0.69273 | 0.0033565 | 0.042154 | 0.17829 | 0.52106 | 0.25648 | 1.0148 | 230.378 | 0.013442 | 1.9728 | 0.012828 | 5.1698 | 4.9473 | 2.7351 | 190.6726 | 0.45826 | 9.7403 | 8.1825 | 13.5245 | 110181.1674 | 8.0604 | 336.4492 | 9.5193 | 4.3792 | 1.9612 | 1.9883 | 2.7996 | 1.6727 | 1.6812 | 12.6455 | 4.0921 | 0.72588 | 8.604 | 2.9859 | 271.7738 | 7.8425 | 0.43393 | 17.5085 | 25.6177 | 631.5519 | 65.6305 | 4.2962 | 2.5806 | 7.7822 | 8.1152 | 0.25258 | 1.2227 | 5.0276 | 6.6762 | 5.8475 | 0.0022894 | 0.0013054 | 0.0045565 | 1.5004 | 9.7493e-05 | 0.0070841 | 6.2628e-05 | 0.01994 | 0.0028514 | 0.0087004 | 12.1905 | 0.00078354 | 0.68557 | 0.30516 | 8.794 | 1.2117 | 0.035346 | 1.2465 | 0.27601 | 0.018681 | 0.0078681 | 0.0065968 | 0.0034302 | 0.006146 | 0.0066269 | 0.060512 | 0.068434 | 0.0034789 | 0.035744 | 0.010178 | 1.1626 | 0.00040091 | 0.00046617 | 0.097506 | 0.13102 | 2.6177 | 0.32153 | 0.022809 | 0.044138 | 0.030006 | 0.036382 | 0.0012142 | 0.0056336 | 0.019848 | 0.02287 | 0.023143 | 0.041836 | 0.017763 | 0.058219 | 17.9054 | 0.0011423 | 0.10964 | 0.00087391 | 0.40233 | 0.053557 | 0.14682 | 7.6575 | 0.012044 | 21.8757 | 12.8374 | 500.8608 | 31.1361 | 1.664 | 29.5808 | 13.9183 | 0.83386 | 0.10706 | 0.093881 | 0.051367 | 0.09231 | 0.18353 | 1.9014 | 1.507 | 0.040806 | 0.77171 | 0.17695 | 21.2978 | 0.0034306 | 0.0033319 | 10.3363 | 5.6151 | 156.9119 | 14.6931 | 1.6621 | 0.69387 | 0.40229 | 0.57732 | 0.021493 | 0.095953 | 0.40051 | 1.1028 | 1.1775 | 0.029561 | 0.010146 | 0.016067 | 6.317 | 0.00087063 | 0.21742 | 0.000561 | 0.9407 | 0.06921 | 0.11662 | 5.7545 | 0.008524 | 17.6221 | 8.7763 | 530.9218 | 19.3685 | 1.8437 | 18.4863 | 8.9599 | 0.53003 | 0.15916 | 0.2117 | 0.030266 | 0.11622 | 0.081452 | 1.9747 | 0.59262 | 0.1643 | 0.49883 | 0.20255 | 12.3815 | 0.0029148 | 0.003093 | 3.5646 | 2.7139 | 63.5653 | 7.8904 | 2.9599 | 0.25714 | 0.28368 | 0.73325 | 0.014699 | 0.055429 | 0.22675 | 1.1912 | 1.3108 | 439.25 | 529.3446 | 47.4739 | 2.5103 | 3.4539 | 1.1655 | 4.4437 | 4.1396 | 16.6975 | 0.081864 | 0.0021105 | 0.052271 | 0.0066647 | 0.23387 | 2.442 | 1.486 | 4.5207 | 1.7645 | 0.88988
6 | 0.17374 | 0.010285 | 0.020636 | 1.4685 | 0.9915 | 0.99791 | 0.8527 | 0.036305 | 0.8784 | 0.41832 | 0.76297 | 0.79763 | 0.89158 | 0.17983 | 1596.8522 | 379.9103 | 0.95973 | 0.83524 | 0.20719 | 0.1925 | 0.15334 | 2.211 | 7.6389 | 600.6131 | 0.001901 | 141.2249 | 117.8224 | 16.589 | 155.3803 | 12.4905 | 1.9149 | 62.2156 | 14.9761 | 12.4994 | 2552.5328 | 78.9674 | 106.6453 | 1565.15 | 125.2906 | 101.3269 | 230.009 | 213.5975 | 234.4219 | 36.1385 | 54.8951 | 0.909 | 0.17736 | 0.35403 | 0.016887 | 0.0020829 | 7.1302e-05 | 27.3677 | 10.4224 | 2.4615 | 0.96751 | 0.64391 | 0.096124 | 2.0619 | 62.3241 | 8.2623 | 0.2969 | 0.79094 | 24.1775 | 109.951 | 29.493 | 22.0646 | 124.766 | 9.361 | 0.034683 | 0.263 | 0.93948 | 31.8937 | 14.2115 | 740.0978 | 103.4959 | 2.4855 | 0.073945 | 0.58966 | 0.10819 | 250.1552 | 136.2752 | 101.4307 | 58.8617 | 15.7096 | 1150.3899 | 287.5424 | 90.185 | 69.2684 | 255.517 | 149.2965 | 82.3158 | 82.0188 | 8.9083 | 0.68958 | 0.80996 | 0.4813 | 53.1752 | 5.6672 | 1.9375 | 2.4186 | 0.16545 | 7.1288e-05 | 26.9171 | 0.88208 | 0.21343 | 0.26694 | 0.15861 | 3.2779 | 0.96031 | 0.8927 | 0.56122 | 70.4261 | 18.8124 | 31.0457 | 10.1359 | 157.5673 | 138.2357 | 2058.7393 | 240.5917 | 343.1572 | 195.9645 | 904.6095 | 407.1242 | 78.0888 | 464.0347 | 0.38775 | 0.15649 | 0.1567 | 0.068313 | 0.0096537 | 0.0064973 | 2.4994e-05 | 0.0021453 | 34.6792 | 11.696 | 0.89538 | 0.15889 | 1.9908 | 6.0153 | 362.1609 | 82.3991 | 2.6652 | 5.4369 | 150.3588 | 7.7487 | 120.8698 | 49.7856 | 36.6311 | 90.6614 | 738.1092 | 72.8983 | 666.92 | 8.7698 | 110.6845 | 730.9748 | 162.2687 | 81.8538 | 63.2047 | 68.4023 | 235.1039 | 52.7207 | 7.6019 | 185.1388 | 73.158 | 10.9324 | 53.8874 | 615.1451 | 5.8298 | 67.0411 | 71.0021 | 172.0191 | 259.3254 | 84.571 | 42.9835 | 27.2478 | 46.8323 | 0.011791 | 0.0013273 | 0.30679 | 35.8315 | 2.7685 | 9.9523 | 2.8254 | 235.734 | 10.9393 | 5.0413 | 0.56959 | 5843.2325 | 726.5579 | 1482.3278 | 1391.6057 | 34.0239 | 0.65355 | 24.8008 | 2.7768 | 4692.4687 | 1211.5956 | 473.1282 | 100.398 | 140.5082 | 7.9089 | 186.5441 | 0.0011329 | 29.2358 | 0.18616 | 13.1779 | 61.6057 | 5.6815 | 81.8187 | 188.0661 | 0.11534 | 0.27017 | 2.73 | 3.001 | 0.21787 | 0.20222 | 1.1696 | 0.12893 | 32.4446 | 0.0030014 | 14.4248 | 283.2227 | 0.02609 | 130.1556 | 5.1405 | 0.045633 | 0.61278 | 0.25243 | 5.2353 | 0.099161 | 1.6585 | 1.1541 | 1.4526 | 0.017908 | 0.11472 | 0.056486 | 4.3236 | 0.036585 | 0.50193 | 0.21986 | 8.7474 | 0.00041195 | 0.0031657 | 0.0028808 | 5.0107 | 0.020495 | 0.40018 | 0.21837 | 0.27696 | 0.0011122 | 0.021136 | 0.013698 | 1.3433 | 0.0050448 | 0.091203 | 0.056725 | 0.72435 | 0.0038937 | 0.047846 | 0.18525 | 0.54959 | 0.25276 | 1.0312 | 356.58 | 0.016799 | 2.0005 | 0.012771 | 3.3742 | 6.1953 | 2.8953 | 204.879 | 0.12212 | 10.6286 | 8.4066 | 14.4453 | 106185.0443 | 8.5588 | 334.1791 | 9.2248 | 4.3713 | 2.0903 | 1.7689 | 2.8274 | 1.4789 | 1.8193 | 14.9453 | 4.0318 | 0.75391 | 8.0502 | 2.7691 | 277.3251 | 9.0056 | 0.4081 | 18.1393 | 24.3567 | 678.6326 | 60.8173 | 4.3955 | 2.7631 | 7.1168 | 7.6646 | 0.24707 | 1.3272 | 5.5932 | 6.4795 | 6.8239 | 0.0020912 | 0.0012417 | 0.0044413 | 1.5086 | 8.0444e-05 | 0.0073083 | 6.5134e-05 | 0.018075 | 0.0027671 | 0.0087513 | 11.7793 | 0.00078678 | 0.59918 | 0.32379 | 7.7565 | 1.2597 | 0.034998 | 1.3544 | 0.28991 | 0.017833 | 0.0075682 | 0.0068255 | 0.0032809 | 0.0064887 | 0.0073354 | 0.056571 | 0.071905 | 0.0033136 | 0.035984 | 0.011199 | 1.1423 | 0.00047316 | 0.00045626 | 0.094398 | 0.12814 | 2.6389 | 0.30606 | 0.019677 | 0.043596 | 0.028624 | 0.035417 | 0.0012778 | 0.0053542 | 0.019255 | 0.023879 | 0.0248 | 0.043489 | 0.018069 | 0.064267 | 18.654 | 0.0012621 | 0.09919 | 0.00088394 | 0.42477 | 0.046442 | 0.16849 | 7.2912 | 0.011983 | 22.5778 | 14.1442 | 467.6796 | 30.1284 | 1.601 | 26.1481 | 13.1007 | 0.84811 | 0.1144 | 0.11054 | 0.058952 | 0.090335 | 0.18005 | 1.734 | 1.4638 | 0.046084 | 0.88078 | 0.15587 | 18.359 | 0.0031121 | 0.0036142 | 9.8427 | 5.185 | 154.7875 | 15.4527 | 1.7566 | 0.5868 | 0.42679 | 0.6608 | 0.021847 | 0.098887 | 0.37639 | 0.99198 | 1.1348 | 0.029429 | 0.0099881 | 0.016552 | 7.5086 | 0.0007772 | 0.21444 | 0.00055008 | 0.84641 | 0.068672 | 0.12527 | 5.1291 | 0.0086224 | 15.1073 | 8.9789 | 494.4991 | 21.1077 | 1.9135 | 18.811 | 8.4793 | 0.50294 | 0.14543 | 0.23097 | 0.029409 | 0.10915 | 0.072126 | 1.8673 | 0.60567 | 0.1943 | 0.47549 | 0.22875 | 12.5504 | 0.0030056 | 0.0031736 | 3.5185 | 3.0093 | 61.9145 | 7.6903 | 2.9545 | 0.27568 | 0.30283 | 0.69907 | 0.012337 | 0.048472 | 0.24025 | 1.1098 | 1.2655 | 347.4513 | 436.4466 | 77.1938 | 2.5848 | 4.2032 | 1.6002 | 3.7829 | 3.634 | 6.0403 | 0.20025 | 0.0012528 | 0.033124 | 0.010101 | 0.17893 | 1.3959 | 2.621 | 5.3253 | 1.441 | 2.2021
7 | 0.1661 | 0.029593 | 0.0085534 | 1.2985 | 0.99244 | 0.99617 | 0.78025 | 0.052897 | 0.8876 | 0.45088 | 0.82114 | 0.78723 | 0.85144 | 0.19312 | 1174.1218 | 275.6844 | 0.95519 | 0.79798 | 0.12701 | 0.25879 | 0.068112 | 1.4861 | 5.5446 | 387.3226 | 0.0092363 | 148.7402 | 124.3561 | 13.951 | 165.6706 | 15.496 | 2.1539 | 52.9731 | 15.7005 | 9.6632 | 2427.2967 | 95.6496 | 85.9694 | 1465.9928 | 122.5182 | 78.4904 | 259.8841 | 249.6836 | 207.2619 | 31.1651 | 51.9377 | 0.84127 | 0.31324 | 0.2395 | 0.017065 | 0.0018523 | 7.3713e-05 | 37.3375 | 14.0813 | 2.7739 | 0.92922 | 0.54696 | 0.1082 | 2.8162 | 53.875 | 9.0243 | 0.29154 | 0.82114 | 21.3901 | 106.6409 | 39.2047 | 15.2289 | 142.0612 | 7.8371 | 0.037276 | 0.29836 | 0.73906 | 28.9111 | 15.5213 | 850.7906 | 91.1186 | 2.8585 | 0.097184 | 0.3894 | 0.11121 | 240.9329 | 148.7616 | 77.1757 | 70.1216 | 18.064 | 1319.2214 | 274.0302 | 90.9245 | 78.945 | 289.936 | 175.8594 | 94.9083 | 70.9707 | 6.9966 | 0.40811 | 0.9332 | 0.32439 | 65.2346 | 6.7789 | 2.0131 | 2.5018 | 0.14935 | 9.4871e-05 | 37.1962 | 0.93041 | 0.20871 | 0.2794 | 0.14135 | 2.4812 | 0.96452 | 1.2428 | 0.39902 | 101.6678 | 19.5102 | 25.3196 | 8.0461 | 145.3411 | 165.287 | 1946.5567 | 271.1748 | 399.3318 | 160.2014 | 803.2391 | 389.9646 | 95.4672 | 475.2983 | 0.19987 | 0.10099 | 0.209 | 0.072358 | 0.0080649 | 0.0061553 | 2.7096e-05 | 0.0026349 | 29.1629 | 12.2685 | 1.1519 | 0.18847 | 2.0887 | 4.2195 | 357.9923 | 59.7722 | 3.5627 | 6.1158 | 128.6142 | 9.4494 | 136.9991 | 45.8713 | 37.738 | 91.6039 | 687.3879 | 55.2299 | 648.3709 | 9.7428 | 116.1374 | 785.9532 | 153.3059 | 89.8449 | 60.9992 | 67.6746 | 251.0523 | 48.1475 | 8.8902 | 200.2827 | 74.2228 | 10.7281 | 51.079 | 672.4591 | 6.6928 | 68.8485 | 70.4202 | 209.8417 | 308.6997 | 85.3811 | 48.8021 | 35.6529 | 46.331 | 0.0088597 | 0.0013443 | 0.27742 | 30.4135 | 1.9462 | 10.2731 | 2.9222 | 292.2358 | 11.3171 | 4.0812 | 0.4436 | 6979.964 | 873.216 | 1494.311 | 1144.6971 | 29.6408 | 0.83964 | 25.834 | 2.6328 | 5837.1115 | 1850.3713 | 506.9255 | 83.6484 | 128.6851 | 9.0262 | 183.6651 | 0.0013986 | 34.4368 | 0.15744 | 11.717 | 83.8825 | 5.1433 | 68.329 | 167.0527 | 0.10197 | 0.18714 | 2.6929 | 2.6903 | 0.37948 | 0.24812 | 1.3342 | 0.12147 | 35.846 | 0.002743 | 12.4839 | 290.7421 | 0.022596 | 119.5968 | 5.2306 | 0.045141 | 0.62377 | 0.24949 | 4.92 | 0.094187 | 1.749 | 1.0823 | 1.4745 | 0.018934 | 0.11365 | 0.054525 | 4.2933 | 0.036674 | 0.49729 | 0.20117 | 7.9641 | 0.00047739 | 0.00354 | 0.0029572 | 4.6953 | 0.02061 | 0.35963 | 0.22832 | 0.26904 | 0.00117 | 0.02007 | 0.014625 | 1.2059 | 0.0048192 | 0.097244 | 0.050975 | 0.76057 | 0.0035411 | 0.041832 | 0.16116 | 0.51317 | 0.30705 | 1.179 | 249.1504 | 0.014817 | 1.943 | 0.012593 | 4.2797 | 5.0869 | 2.3503 | 192.0253 | 0.1595 | 9.1673 | 8.2341 | 15.2233 | 112965.4349 | 9.3784 | 327.0325 | 9.0756 | 4.7826 | 2.0801 | 2.099 | 2.7044 | 1.6396 | 1.8468 | 14.0273 | 3.8537 | 0.71401 | 7.9775 | 2.6089 | 248.1515 | 8.9735 | 0.45724 | 17.7406 | 28.6027 | 595.3361 | 62.5237 | 4.543 | 2.8393 | 7.2827 | 8.0282 | 0.28593 | 1.2105 | 5.279 | 6.5936 | 6.6763 | 0.0019566 | 0.0011693 | 0.0045137 | 1.4032 | 9.4084e-05 | 0.0072308 | 5.3765e-05 | 0.017535 | 0.0024125 | 0.007524 | 12.767 | 0.00069636 | 0.67089 | 0.29314 | 7.8826 | 1.3922 | 0.037164 | 1.2012 | 0.30549 | 0.019697 | 0.0073149 | 0.0076226 | 0.0035581 | 0.0056428 | 0.0075286 | 0.053113 | 0.073436 | 0.0034272 | 0.032729 | 0.010951 | 1.1237 | 0.00043281 | 0.00041966 | 0.093066 | 0.11281 | 2.779 | 0.3021 | 0.022448 | 0.043146 | 0.027885 | 0.034101 | 0.0010615 | 0.0057546 | 0.020302 | 0.025316 | 0.023497 | 0.04422 | 0.016666 | 0.059523 | 16.6973 | 0.0013669 | 0.10199 | 0.00089329 | 0.38853 | 0.050641 | 0.15785 | 7.1846 | 0.010736 | 23.0482 | 15.0183 | 493.6319 | 26.2773 | 1.8305 | 30.6087 | 13.2987 | 0.92019 | 0.11691 | 0.098 | 0.060033 | 0.088577 | 0.15788 | 1.7937 | 1.2759 | 0.048246 | 0.78471 | 0.1647 | 18.0629 | 0.0035414 | 0.0031438 | 11.0286 | 5.33 | 167.5417 | 13.62 | 1.7793 | 0.63416 | 0.44959 | 0.63226 | 0.022301 | 0.090428 | 0.39459 | 1.0197 | 1.074 | 0.026679 | 0.011369 | 0.01529 | 7.0455 | 0.00084089 | 0.21631 | 0.000584 | 0.95851 | 0.063378 | 0.13569 | 5.6412 | 0.0092696 | 16.2114 | 8.595 | 550.3675 | 19.7855 | 1.6733 | 19.5696 | 8.1503 | 0.57273 | 0.14063 | 0.23232 | 0.032688 | 0.11781 | 0.08489 | 1.7943 | 0.64247 | 0.16879 | 0.48992 | 0.22 | 11.6735 | 0.0028423 | 0.0032591 | 3.8392 | 3.0518 | 62.0607 | 8.0704 | 3.1366 | 0.28044 | 0.2779 | 0.71045 | 0.013069 | 0.051524 | 0.22451 | 1.1558 | 1.2516 | 429.6752 | 510.5845 | 42.9358 | 2.2816 | 3.6638 | 1.2863 | 4.8424 | 4.3013 | 15.9774 | 0.17524 | 0.0021991 | 0.027475 | 0.017414 | 0.20207 | 1.7646 | 1.1992 | 5.4493 | 1.2428 | 1.8594
8 | 0.15376 | 0.019009 | 0.015181 | 1.2389 | 0.99775 | 0.99335 | 0.92298 | 0.042778 | 0.86178 | 0.65701 | 0.59079 | 0.85483 | 0.75088 | 0.17245 | 1090.4363 | 269.0314 | 0.95346 | 0.86218 | 0.13892 | 0.2497 | 0.098326 | 3.3586 | 5.113 | 544.7513 | 0.0078353 | 159.6742 | 122.9578 | 14.6679 | 139.6488 | 12.3122 | 1.7034 | 58.6568 | 14.4503 | 10.8112 | 2634.3599 | 83.5089 | 88.6051 | 1501.9406 | 132.0785 | 77.5768 | 293.8333 | 268.029 | 247.088 | 34.0062 | 50.3179 | 0.77391 | 0.33312 | 0.2101 | 0.018817 | 0.0017337 | 9.231e-05 | 28.9317 | 12.7243 | 3.191 | 0.99291 | 0.61455 | 0.081314 | 2.6048 | 58.0804 | 10.5861 | 0.30916 | 0.76713 | 25.2531 | 98.5612 | 37.053 | 18.8526 | 123.1086 | 8.4575 | 0.035461 | 0.23679 | 0.72059 | 36.4918 | 13.4879 | 651.8718 | 130.6639 | 2.6527 | 0.12256 | 0.50248 | 0.11361 | 257.3332 | 126.4146 | 80.3377 | 60.679 | 15.8888 | 1075.4425 | 223.8183 | 107.31 | 82.1379 | 252.8571 | 154.9669 | 85.363 | 76.5772 | 7.5454 | 0.50479 | 0.83791 | 0.29664 | 64.7277 | 6.2261 | 1.8629 | 2.8188 | 0.18499 | 8.6396e-05 | 31.8943 | 1.0375 | 0.22573 | 0.24707 | 0.1651 | 3.3577 | 0.95198 | 1.2701 | 0.46094 | 93.0723 | 18.3466 | 33.6473 | 9.2002 | 122.9899 | 129.2344 | 2112.9929 | 260.4666 | 300.1573 | 176.2442 | 746.9303 | 323.0967 | 85.8942 | 468.6094 | 0.11208 | 0.079213 | 0.0044008 | 0.081094 | 0.010344 | 0.0062552 | 2.1167e-05 | 0.0024565 | 35.6843 | 9.9432 | 0.99521 | 0.14283 | 2.7343 | 4.6878 | 344.4619 | 95.0067 | 2.7749 | 4.237 | 119.205 | 8.1172 | 125.6205 | 51.3254 | 32.6843 | 80.3828 | 583.6571 | 57.6888 | 561.4595 | 9.2446 | 112.5839 | 698.1065 | 161.2562 | 93.723 | 50.8902 | 63.8334 | 199.1167 | 61.9362 | 8.6791 | 175.2198 | 84.6139 | 12.4264 | 43.2974 | 535.4875 | 5.5504 | 75.6119 | 65.7789 | 193.1249 | 319.4555 | 95.0255 | 43.9291 | 28.53 | 50.1956 | 0.0097042 | 0.0010383 | 0.25023 | 28.8192 | 2.1421 | 9.3146 | 2.4824 | 314.4812 | 11.5419 | 5.854 | 0.42475 | 6020.8158 | 840.87 | 1321.963 | 1172.6254 | 31.8749 | 1.1753 | 25.092 | 3.0749 | 5667.3442 | 1502.7509 | 567.8928 | 98.9194 | 134.9191 | 8.8608 | 177.9065 | 0.0012152 | 27.7099 | 0.17555 | 13.4725 | 49.3869 | 4.1353 | 92.2891 | 219.8288 | 0.1136 | 0.22665 | 1.9985 | 3.1044 | 0.28026 | 0.23329 | 1.2816 | 0.14687 | 33.0716 | 0.0028217 | 14.9769 | 318.6262 | 0.025688 | 113.5858 | 5.36 | 0.043638 | 0.64753 | 0.28191 | 5.2052 | 0.098354 | 1.7706 | 1.0237 | 1.4575 | 0.018523 | 0.11842 | 0.053867 | 4.4781 | 0.035746 | 0.52569 | 0.20995 | 8.3199 | 0.00046189 | 0.0036502 | 0.0029547 | 5.2922 | 0.019725 | 0.39414 | 0.24231 | 0.28988 | 0.0012719 | 0.022101 | 0.012354 | 1.1398 | 0.0058307 | 0.089993 | 0.053704 | 0.68073 | 0.0039263 | 0.046484 | 0.16797 | 0.54615 | 0.28444 | 1.1251 | 381.2038 | 0.012854 | 1.9755 | 0.011382 | 5.4637 | 4.7612 | 2.8436 | 196.7636 | 0.34691 | 9.9458 | 8.5741 | 14.237 | 103161.8766 | 9.0938 | 340.0553 | 7.9665 | 4.6078 | 2.2624 | 2.0705 | 2.5469 | 1.7133 | 1.7063 | 14.4096 | 3.7908 | 0.71993 | 8.6565 | 2.6963 | 255.6983 | 7.9506 | 0.45877 | 20.0381 | 28.9439 | 695.8671 | 67.524 | 4.4365 | 3.1033 | 8.0829 | 8.3639 | 0.24941 | 1.1873 | 5.4756 | 6.5309 | 6.3799 | 0.0022351 | 0.0013734 | 0.0043944 | 1.4535 | 9.4908e-05 | 0.0067992 | 5.8641e-05 | 0.017353 | 0.0028823 | 0.0080503 | 13.0029 | 0.00076861 | 0.66441 | 0.31746 | 7.4479 | 1.2791 | 0.038218 | 1.2588 | 0.28542 | 0.019524 | 0.0073847 | 0.0074741 | 0.0037941 | 0.0063218 | 0.006971 | 0.063563 | 0.077774 | 0.003461 | 0.031291 | 0.01043 | 1.1542 | 0.0004785 | 0.00040876 | 0.10201 | 0.13197 | 2.9264 | 0.31054 | 0.021075 | 0.042852 | 0.02979 | 0.03745 | 0.0011534 | 0.005807 | 0.021678 | 0.023604 | 0.024413 | 0.039316 | 0.017558 | 0.054221 | 19.6517 | 0.0012865 | 0.093192 | 0.00079142 | 0.39665 | 0.053963 | 0.14018 | 7.8473 | 0.011296 | 23.9292 | 13.9394 | 466.0652 | 30.5422 | 1.7221 | 31.3113 | 13.5219 | 0.91251 | 0.12052 | 0.10486 | 0.056958 | 0.092971 | 0.15625 | 2.0461 | 1.5344 | 0.04588 | 0.84866 | 0.17072 | 20.3745 | 0.003201 | 0.0035016 | 9.3083 | 5.5416 | 142.8995 | 13.0665 | 1.7139 | 0.65667 | 0.46257 | 0.64294 | 0.019096 | 0.096821 | 0.35647 | 0.9966 | 1.0933 | 0.02583 | 0.010374 | 0.013904 | 7.4484 | 0.00090381 | 0.23508 | 0.00055554 | 1.0247 | 0.059119 | 0.12713 | 5.3731 | 0.0078658 | 15.8411 | 8.3835 | 485.6969 | 19.1769 | 1.8715 | 21.0505 | 7.7968 | 0.49388 | 0.13836 | 0.21297 | 0.031061 | 0.097172 | 0.083772 | 1.9915 | 0.59105 | 0.16221 | 0.51254 | 0.19013 | 11.9935 | 0.0030624 | 0.0027438 | 4.1546 | 2.8895 | 61.2788 | 8.7872 | 3.4055 | 0.25508 | 0.30025 | 0.6525 | 0.014501 | 0.049819 | 0.21987 | 1.144 | 1.2976 | 342.8163 | 465.3691 | 66.084 | 2.8529 | 3.2536 | 1.3054 | 4.6624 | 3.195 | 11.6988 | 0.15075 | 0.0018073 | 0.018942 | 0.010243 | 0.41444 | 2.3585 | 1.2675 | 2.9894 | 1.1622 | 1.8356
9 | 0.13734 | 0.025255 | 0.010248 | 1.2444 | 0.99706 | 0.99695 | 0.95798 | 0.059604 | 0.88519 | 0.69557 | 0.82392 | 0.83102 | 0.87413 | 0.23409 | 1387.4133 | 145.2243 | 0.94649 | 0.8421 | 0.17634 | 0.272 | 0.21349 | 3.5121 | 7.36 | 636.5769 | 0.00057805 | 168.1317 | 114.8332 | 15.1398 | 148.2886 | 13.7066 | 2.0827 | 53.3013 | 16.5796 | 12.4327 | 2933.5541 | 84.1792 | 81.5974 | 1709.7188 | 99.3019 | 76.0402 | 302.0923 | 240.44 | 226.6243 | 31.5824 | 48.4965 | 0.93566 | 0.28987 | 0.060717 | 0.013871 | 0.001586 | 7.2699e-05 | 35.5092 | 11.391 | 3.5303 | 0.76291 | 0.50418 | 0.099847 | 2.4813 | 50.2873 | 5.3114 | 0.34215 | 0.81442 | 26.9608 | 123.7544 | 39.7033 | 21.2701 | 131.9694 | 9.2058 | 0.038508 | 0.32491 | 0.95942 | 28.428 | 17.4053 | 722.6549 | 141.1522 | 2.213 | 0.076078 | 0.45021 | 0.087709 | 238.1527 | 163.6018 | 88.1763 | 57.1005 | 17.8079 | 1245.2884 | 229.2884 | 81.1795 | 85.842 | 225.5984 | 180.5892 | 88.4323 | 85.5985 | 7.4976 | 0.6605 | 0.72417 | 0.14792 | 55.381 | 4.9155 | 2.3633 | 2.3281 | 0.16145 | 8.4357e-05 | 28.3232 | 1.1235 | 0.21641 | 0.25807 | 0.13486 | 3.2101 | 0.96819 | 1.3619 | 0.42012 | 83.0764 | 15.7095 | 35.2916 | 7.7855 | 138.8703 | 145.6004 | 2160.0942 | 216.7811 | 326.7595 | 164.2928 | 790.2096 | 359.908 | 81.5853 | 420.9789 | 0.33253 | 0.20922 | 0.10003 | 0.082169 | 0.0094648 | 0.0060193 | 2.7721e-05 | 0.0023923 | 36.0429 | 10.2921 | 0.86241 | 0.17699 | 2.3064 | 5.6507 | 415.3785 | 64.0804 | 4.0458 | 5.879 | 141.3134 | 9.7241 | 127.19 | 42.2119 | 37.3306 | 101.866 | 714.5075 | 71.7785 | 640.6241 | 10.3825 | 119.853 | 760.1047 | 125.7025 | 95.5191 | 56.2185 | 76.8234 | 237.9336 | 55.9366 | 9.7129 | 197.1605 | 76.1455 | 9.9054 | 52.1131 | 580.2742 | 6.8325 | 73.5662 | 55.4257 | 199.6723 | 253.9866 | 90.9611 | 47.0929 | 32.7973 | 43.1906 | 0.010932 | 0.0013778 | 0.301 | 26.8462 | 2.0296 | 9.6073 | 3.0125 | 212.3741 | 9.6983 | 5.2612 | 0.4981 | 6748.7408 | 786.7545 | 1217.2074 | 1135.238 | 27.8584 | 0.89361 | 22.8039 | 2.4246 | 5571.7748 | 1247.087 | 526.6866 | 109.1288 | 154.5435 | 8.8659 | 182.6151 | 0.0013822 | 29.8998 | 0.16206 | 11.4669 | 53.4437 | 3.9186 | 67.2728 | 228.4358 | 0.12302 | 0.2176 | 2.376 | 3.7532 | 0.26874 | 0.24421 | 0.98779 | 0.133 | 35.6533 | 0.0030406 | 13.4 | 276.0083 | 0.022958 | 121.3608 | 5.7704 | 0.044071 | 0.59376 | 0.23959 | 4.9429 | 0.092818 | 1.6854 | 1.0407 | 1.4092 | 0.018126 | 0.11999 | 0.055226 | 4.6979 | 0.039291 | 0.49565 | 0.22505 | 8.0215 | 0.00047072 | 0.0031321 | 0.0027863 | 4.8532 | 0.021164 | 0.33564 | 0.20669 | 0.25558 | 0.0010606 | 0.020685 | 0.013241 | 1.1521 | 0.0054257 | 0.096402 | 0.05605 | 0.65966 | 0.0034526 | 0.04628 | 0.16592 | 0.5419 | 0.27806 | 1.0937 | 311.3673 | 0.012086 | 1.9614 | 0.012237 | 4.408 | 4.2758 | 2.9906 | 194.3237 | 0.41064 | 9.2688 | 8.0879 | 14.9385 | 104903.4563 | 8.3114 | 342.0917 | 8.6518 | 4.522 | 2.0463 | 1.7805 | 2.7256 | 1.6577 | 1.9176 | 14.2393 | 4.2214 | 0.69191 | 7.4573 | 2.5797 | 289.8494 | 7.707 | 0.4838 | 20.2396 | 29.2141 | 580.7209 | 58.3209 | 4.1576 | 2.6883 | 7.609 | 8.4484 | 0.2728 | 1.1596 | 5.5092 | 6.8301 | 6.8774 | 0.0020109 | 0.0012492 | 0.0041117 | 1.6253 | 9.5875e-05 | 0.0076232 | 5.6636e-05 | 0.018499 | 0.0025403 | 0.0084143 | 12.6165 | 0.00066809 | 0.5925 | 0.31485 | 8.8354 | 1.3483 | 0.039948 | 1.3657 | 0.323 | 0.021078 | 0.0069564 | 0.007372 | 0.003505 | 0.0060157 | 0.0071501 | 0.057369 | 0.081035 | 0.0032767 | 0.03431 | 0.011304 | 1.1914 | 0.00045205 | 0.00041354 | 0.089883 | 0.11848 | 2.8649 | 0.28897 | 0.021723 | 0.049747 | 0.027407 | 0.036772 | 0.0011078 | 0.0048043 | 0.018154 | 0.025116 | 0.027225 | 0.037866 | 0.018623 | 0.052999 | 18.5538 | 0.0013235 | 0.094322 | 0.00086371 | 0.39967 | 0.051236 | 0.16063 | 7.5598 | 0.011761 | 20.4391 | 15.2524 | 487.2409 | 27.439 | 1.8715 | 26.3297 | 15.5676 | 0.95919 | 0.10185 | 0.091161 | 0.055451 | 0.096634 | 0.18646 | 1.9385 | 1.4808 | 0.041709 | 0.79748 | 0.17344 | 21.4458 | 0.0036983 | 0.0035863 | 9.6742 | 5.268 | 152.7352 | 13.4402 | 1.8137 | 0.69533 | 0.39571 | 0.58237 | 0.021138 | 0.08701 | 0.36766 | 1.1814 | 0.97949 | 0.028401 | 0.010515 | 0.016703 | 7.1575 | 0.00076335 | 0.22549 | 0.00056869 | 0.99646 | 0.064074 | 0.11318 | 5.2979 | 0.0086967 | 15.9993 | 8.0794 | 516.785 | 19.0455 | 1.7161 | 17.6932 | 7.9179 | 0.50992 | 0.15496 | 0.22617 | 0.029836 | 0.1102 | 0.075381 | 1.8977 | 0.60103 | 0.16388 | 0.46357 | 0.21049 | 12.8729 | 0.0032022 | 0.0031591 | 3.8125 | 2.6214 | 58.2857 | 8.8651 | 2.8959 | 0.24802 | 0.31869 | 0.626 | 0.01386 | 0.051002 | 0.23224 | 1.2178 | 1.0863 | 416.938 | 470.7513 | 58.0473 | 2.3471 | 3.0138 | 1.1085 | 3.1671 | 3.9225 | 9.221 | 0.087774 | 0.0011514 | 0.040299 | 0.012848 | 0.16209 | 1.9321 | 2.1044 | 4.0093 | 1.7184 | 1.1627
10 | 0.16059 | 0.029261 | 0.013801 | 1.3211 | 0.99445 | 0.99028 | 0.65818 | 0.034528 | 0.87322 | 0.53184 | 0.7833 | 0.70361 | 0.798 | 0.20121 | 1692.3206 | 307.6706 | 0.94694 | 0.80167 | 0.16058 | 0.22771 | 0.47658 | 1.6209 | 1.5502 | 827.3503 | 0.0057937 | 146.2061 | 90.1436 | 18.1219 | 147.4334 | 17.299 | 2.0262 | 57.4681 | 14.6511 | 11.4063 | 2771.6496 | 88.7691 | 80.3231 | 1948.4385 | 128.8488 | 83.8536 | 242.0646 | 265.692 | 258.0878 | 33.7227 | 52.7119 | 0.81212 | 0.35223 | 0.053528 | 0.015246 | 0.0020343 | 6.4192e-05 | 34.3869 | 9.9834 | 2.5996 | 0.85838 | 0.65733 | 0.10733 | 2.222 | 52.4653 | 7.6695 | 0.28521 | 0.83644 | 18.673 | 96.9993 | 33.2642 | 16.1464 | 129.1959 | 8.0773 | 0.036165 | 0.31162 | 0.89959 | 42.9862 | 19.9356 | 801.2455 | 118.3091 | 3.6525 | 0.07137 | 0.52359 | 0.079987 | 214.8514 | 140.93 | 96.1397 | 54.6839 | 17.0242 | 1201.144 | 281.2723 | 87.7053 | 86.5603 | 240.2872 | 164.357 | 97.6793 | 78.2272 | 9.0346 | 0.39468 | 0.88292 | 0.20695 | 52.2286 | 5.2323 | 2.0869 | 1.9724 | 0.14664 | 8.9024e-05 | 35.9987 | 1.3135 | 0.24906 | 0.2691 | 0.18411 | 2.7761 | 0.95406 | 1.355 | 0.43277 | 97.3846 | 12.5895 | 32.555 | 8.6347 | 142.5798 | 108.0459 | 2180.5868 | 236.5408 | 302.0745 | 155.3392 | 873.9836 | 368.6842 | 98.6153 | 440.4491 | 0.36997 | 0.33248 | 0.080117 | 0.058635 | 0.0088498 | 0.0067797 | 2.2213e-05 | 0.0023074 | 37.3225 | 12.0995 | 0.95898 | 0.1714 | 2.8483 | 6.8246 | 372.4127 | 76.3635 | 3.5297 | 4.6469 | 119.6977 | 9.3433 | 119.0689 | 40.25 | 29.3275 | 95.8461 | 594.2367 | 60.97 | 587.1722 | 8.2751 | 136.2454 | 643.9989 | 165.0214 | 87.6702 | 49.5564 | 77.5425 | 241.8716 | 57.8593 | 10.0547 | 154.0252 | 97.3031 | 11.2479 | 42.8438 | 521.0457 | 6.6774 | 74.7115 | 64.6187 | 190.4986 | 271.5559 | 86.408 | 51.2658 | 35.0058 | 42.1907 | 0.010045 | 0.0012198 | 0.31974 | 32.281 | 2.8051 | 13.7246 | 2.2765 | 267.5831 | 8.0152 | 5.9093 | 0.61204 | 5609.4651 | 910.6276 | 1560.2898 | 1339.048 | 33.635 | 0.7575 | 21.5602 | 2.5228 | 5023.0104 | 1618.3608 | 605.8233 | 97.5547 | 123.5954 | 10.0127 | 152.3758 | 0.001331 | 27.0255 | 0.14302 | 12.9241 | 65.9083 | 3.7343 | 60.9143 | 224.4703 | 0.11984 | 0.23935 | 1.6748 | 2.0783 | 0.12588 | 0.23765 | 1.0011 | 0.13758 | 32.8338 | 0.0029225 | 13.5266 | 314.9855 | 0.02517 | 131.0721 | 5.4009 | 0.047613 | 0.60666 | 0.25384 | 4.7158 | 0.099907 | 1.7072 | 1.0318 | 1.504 | 0.017657 | 0.11158 | 0.054802 | 4.1237 | 0.038071 | 0.53766 | 0.22809 | 8.4275 | 0.00041811 | 0.00322 | 0.0030758 | 4.7723 | 0.018866 | 0.33992 | 0.209 | 0.25293 | 0.0010623 | 0.022247 | 0.012682 | 1.2945 | 0.0052809 | 0.10133 | 0.054522 | 0.66839 | 0.0038276 | 0.042426 | 0.18541 | 0.53848 | 0.26193 | 1.0808 | 336.4281 | 0.01353 | 1.9659 | 0.011468 | 5.3405 | 4.3323 | 2.4543 | 192.9894 | 0.10143 | 10.1485 | 8.0394 | 14.0136 | 120567.1947 | 9.1415 | 318.2059 | 9.3817 | 4.7279 | 2.1849 | 1.8304 | 2.9847 | 1.4593 | 1.6728 | 15.2039 | 4.1607 | 0.77264 | 7.778 | 2.8651 | 291.9262 | 8.5587 | 0.42608 | 16.9723 | 25.8266 | 700.8245 | 66.7087 | 4.2293 | 2.8845 | 7.6797 | 7.1132 | 0.24472 | 1.2484 | 5.2759 | 7.1484 | 6.5364 | 0.0019644 | 0.0013623 | 0.0042374 | 1.3906 | 9.2788e-05 | 0.0075855 | 5.5065e-05 | 0.016652 | 0.0025847 | 0.0085497 | 13.6501 | 0.00080629 | 0.62928 | 0.33175 | 7.3422 | 1.1983 | 0.03641 | 1.297 | 0.30101 | 0.020429 | 0.0071659 | 0.0064558 | 0.0035821 | 0.0060648 | 0.0068036 | 0.06184 | 0.067669 | 0.0039074 | 0.0333 | 0.011625 | 1.0619 | 0.00041811 | 0.00046226 | 0.10081 | 0.10891 | 2.7153 | 0.29469 | 0.022265 | 0.046881 | 0.029149 | 0.038669 | 0.0012285 | 0.0049897 | 0.018697 | 0.025576 | 0.022925 | 0.03666 | 0.019134 | 0.055348 | 17.2006 | 0.0011338 | 0.10446 | 0.00079565 | 0.41423 | 0.049738 | 0.16266 | 6.9625 | 0.01026 | 23.1157 | 13.686 | 523.6555 | 29.3221 | 1.9132 | 31.0364 | 15.1917 | 0.83692 | 0.11829 | 0.094618 | 0.050695 | 0.087035 | 0.15484 | 1.709 | 1.4885 | 0.04328 | 0.79346 | 0.18161 | 19.9551 | 0.0032987 | 0.0037485 | 10.0387 | 5.689 | 141.6484 | 12.8077 | 1.5492 | 0.67959 | 0.38553 | 0.57274 | 0.022517 | 0.091688 | 0.38112 | 1.0946 | 1.1512 | 0.027239 | 0.010533 | 0.014078 | 6.5766 | 0.00085033 | 0.20509 | 0.00060597 | 0.91733 | 0.05891 | 0.12797 | 5.2563 | 0.007747 | 16.3882 | 7.8049 | 576.2703 | 17.9163 | 1.8651 | 19.0095 | 8.0221 | 0.55481 | 0.15258 | 0.20015 | 0.030795 | 0.11483 | 0.070409 | 2.0449 | 0.63719 | 0.17131 | 0.53049 | 0.21026 | 13.2986 | 0.002738 | 0.002858 | 3.6685 | 3.1814 | 64.5559 | 8.3589 | 3.0037 | 0.24519 | 0.29029 | 0.61649 | 0.013778 | 0.052635 | 0.21045 | 1.3024 | 1.1084 | 379.6929 | 462.4748 | 50.9457 | 2.1231 | 2.7718 | 1.6601 | 3.8629 | 2.7035 | 10.4097 | 0.17344 | 0.00080633 | 0.029701 | 0.016096 | 0.14614 | 1.6056 | 1.6629 | 5.7856 | 0.71955 | 1.6874
11 | 0.13087 | 0.032223 | 0.014768 | 1.2162 | 0.99142 | 0.99806 | 0.82161 | 0.021544 | 0.86811 | 0.55899 | 0.90567 | 0.84553 | 0.8393 | 0.18275 | 2293.9775 | 215.0237 | 0.95171 | 0.8545 | 0.19665 | 0.30231 | 0.12938 | 2.6377 | 6.2251 | 509.2827 | 0.0066057 | 135.2303 | 118.3723 | 13.4439 | 145.4069 | 16.8926 | 2.2601 | 69.9094 | 17.2286 | 11.8223 | 2730.1724 | 85.6984 | 89.8943 | 1481.9303 | 109.3872 | 96.4535 | 309.2706 | 276.1984 | 201.7648 | 35.6802 | 57.1554 | 0.73882 | 0.072552 | 0.18619 | 0.017471 | 0.0022562 | 7.9206e-05 | 38.426 | 10.6349 | 3.4553 | 0.88416 | 0.58334 | 0.11196 | 2.6825 | 71.6917 | 11.4536 | 0.25248 | 0.8838 | 20.9031 | 78.6718 | 28.3577 | 23.0815 | 145.2815 | 10.2632 | 0.035852 | 0.28009 | 0.90773 | 45.1502 | 16.9809 | 697.889 | 135.129 | 2.2803 | 0.085296 | 0.53458 | 0.10495 | 262.2585 | 145.8238 | 92.7702 | 64.7139 | 17.3455 | 1384.5811 | 282.7925 | 66.4939 | 75.2431 | 227.3594 | 142.3805 | 79.4336 | 74.17 | 8.3882 | 0.59806 | 0.75186 | 0.50607 | 58.0101 | 5.9953 | 1.6432 | 2.5908 | 0.1679 | 7.4087e-05 | 37.756 | 1.0685 | 0.24755 | 0.20566 | 0.17033 | 3.5778 | 0.95621 | 1.0022 | 0.53397 | 71.8427 | 17.5566 | 38.072 | 9.4886 | 155.6917 | 171.7947 | 1773.3673 | 231.0987 | 290.9257 | 153.6021 | 914.7421 | 378.509 | 80.3101 | 365.676 | 0.0026312 | 0.3227 | 0.19705 | 0.061802 | 0.0092675 | 0.0059756 | 2.3243e-05 | 0.0023757 | 28.7906 | 10.4718 | 0.9715 | 0.13904 | 2.2655 | 6.2943 | 304.7723 | 68.3114 | 3.0386 | 5.1044 | 154.0303 | 10.2327 | 123.8389 | 52.1072 | 34.4343 | 102.784 | 729.3952 | 56.0192 | 702.7627 | 9.0135 | 131.6248 | 726.5438 | 168.4141 | 83.8674 | 55.0356 | 75.0205 | 209.9117 | 62.7204 | 8.36 | 168.3387 | 86.7049 | 11.9433 | 49.619 | 689.8063 | 6.0367 | 70.4106 | 58.3602 | 161.4099 | 244.0439 | 81.0996 | 52.0925 | 31.8853 | 48.5903 | 0.01095 | 0.0011908 | 0.3121 | 33.0192 | 2.2682 | 13.221 | 2.6698 | 299.3166 | 10.2401 | 4.8707 | 0.4097 | 6708.3594 | 861.6753 | 1551.8779 | 1094.5318 | 30.7153 | 1.0225 | 22.4505 | 2.7541 | 4668.7664 | 1769.668 | 630.7748 | 104.4297 | 139.4567 | 10.3248 | 156.6668 | 0.0012747 | 32.166 | 0.14823 | 12.2586 | 73.1177 | 3.5358 | 58.0612 | 201.4955 | 0.10504 | 0.31575 | 2.8298 | 2.8814 | 0.24457 | 0.21876 | 1.3124 | 0.19325 | 31.4022 | 0.002951 | 15.0929 | 292.4699 | 0.023256 | 126.2561 | 5.7457 | 0.045244 | 0.63253 | 0.26456 | 4.8109 | 0.090647 | 1.8492 | 0.98831 | 1.6083 | 0.01883 | 0.11796 | 0.052764 | 4.15 | 0.037458 | 0.55024 | 0.20365 | 7.8248 | 0.00046775 | 0.0033933 | 0.0032786 | 5.0198 | 0.021713 | 0.38864 | 0.2388 | 0.24827 | 0.0011325 | 0.021902 | 0.012202 | 1.3249 | 0.0056908 | 0.092537 | 0.058087 | 0.78181 | 0.0036489 | 0.043631 | 0.19298 | 0.52905 | 0.29111 | 0.99765 | 291.1676 | 0.016229 | 1.9693 | 0.012177 | 5.0959 | 4.031 | 2.5852 | 202.1416 | 0.39202 | 10.9011 | 8.909 | 12.699 | 104263.4275 | 8.7825 | 351.6509 | 8.4121 | 3.9903 | 2.2373 | 2.0147 | 2.5429 | 1.6246 | 2.0008 | 14.8261 | 4.0016 | 0.75796 | 7.3794 | 2.9506 | 254.1344 | 8.6768 | 0.48006 | 18.9371 | 28.2698 | 668.6777 | 58.8099 | 4.782 | 2.8124 | 8.2717 | 8.2189 | 0.28067 | 1.3494 | 5.6875 | 7.1037 | 5.9277 | 0.0022624 | 0.0012112 | 0.0039323 | 1.5999 | 8.8329e-05 | 0.0064667 | 5.7205e-05 | 0.019608 | 0.0025706 | 0.008158 | 13.9882 | 0.00074056 | 0.69322 | 0.33019 | 8.4251 | 1.3405 | 0.034359 | 1.4106 | 0.33223 | 0.018174 | 0.0072429 | 0.0073097 | 0.003332 | 0.0058502 | 0.0069301 | 0.061477 | 0.067162 | 0.0036828 | 0.032263 | 0.010366 | 1.0782 | 0.00043777 | 0.00044516 | 0.092065 | 0.12218 | 3.0873 | 0.27966 | 0.019929 | 0.04238 | 0.025657 | 0.03501 | 0.0010706 | 0.0049611 | 0.02142 | 0.026069 | 0.026773 | 0.041267 | 0.018969 | 0.059336 | 19.4809 | 0.0012727 | 0.098444 | 0.00077279 | 0.44868 | 0.045501 | 0.15246 | 7.4221 | 0.010672 | 21.0758 | 14.2497 | 520.6083 | 27.9065 | 1.9023 | 28.0847 | 13.4191 | 0.93835 | 0.10354 | 0.091585 | 0.05789 | 0.10012 | 0.17551 | 1.7539 | 1.442 | 0.040602 | 0.8205 | 0.15371 | 18.7114 | 0.0037262 | 0.0034069 | 10.9471 | 4.7195 | 165.4882 | 14.0693 | 1.6115 | 0.61025 | 0.42979 | 0.56673 | 0.019231 | 0.092869 | 0.33917 | 1.1695 | 1.0482 | 0.028675 | 0.011184 | 0.013773 | 6.3771 | 0.00080823 | 0.22265 | 0.00053379 | 1.0026 | 0.065615 | 0.12279 | 5.8719 | 0.0083302 | 16.6557 | 7.9398 | 583.8031 | 18.3161 | 1.8981 | 18.138 | 8.8313 | 0.585 | 0.16532 | 0.23933 | 0.031848 | 0.11322 | 0.076423 | 2.0814 | 0.61496 | 0.18654 | 0.53369 | 0.21751 | 13.1276 | 0.0027481 | 0.0030264 | 4.2222 | 2.8255 | 66.2674 | 8.2734 | 3.3399 | 0.27191 | 0.2851 | 0.68312 | 0.012265 | 0.052958 | 0.20401 | 1.1249 | 1.1955 | 457.2404 | 500.311 | 44.5866 | 2.3902 | 3.3616 | 1.3818 | 3.4586 | 3.3261 | 6.7786 | 0.23061 | 0.001524 | 0.036157 | 0.013709 | 0.24698 | 2.0332 | 2.5645 | 4.6115 | 1.1044 | 0.79813
12 | 0.143 | 0.021384 | 0.028161 | 1.417 | 0.99929 | 0.99385 | 0.66991 | 0.062181 | 0.83171 | 0.50852 | 0.80546 | 0.76518 | 0.80504 | 0.16739 | 1480.7415 | 166.5726 | 0.94547 | 0.86941 | 0.15257 | 0.17932 | 0.36146 | 0.37237 | 4.3483 | 144.1659 | 0.0023148 | 158.5755 | 108.1265 | 16.3725 | 153.6407 | 16.6839 | 2.2821 | 50.6272 | 13.42 | 13.0203 | 2382.5249 | 77.4906 | 100.2562 | 1639.5721 | 111.2988 | 79.8547 | 276.1594 | 272.326 | 231.8998 | 28.5038 | 58.8759 | 0.86614 | 0.10056 | 0.14198 | 0.018563 | 0.0018327 | 9.39e-05 | 32.2881 | 13.0734 | 3.0272 | 1.0115 | 0.57166 | 0.10285 | 2.8396 | 69.5834 | 9.1627 | 0.30323 | 0.90372 | 25.6987 | 121.6786 | 35.6568 | 22.826 | 139.9262 | 9.9485 | 0.031463 | 0.27907 | 0.82341 | 35.3427 | 21.6906 | 615.5816 | 124.138 | 2.4425 | 0.093559 | 0.56835 | 0.092651 | 325.9231 | 165.9906 | 79.5915 | 59.3481 | 13.8765 | 1272.5682 | 274.9052 | 100.3581 | 78.5038 | 220.3791 | 171.8961 | 90.4913 | 90.7655 | 7.3366 | 0.70952 | 0.76964 | 0.26345 | 68.6855 | 6.8423 | 1.6187 | 2.2566 | 0.17097 | 9.2579e-05 | 36.4881 | 1.3301 | 0.20532 | 0.23606 | 0.15493 | 3.0599 | 0.9661 | 1.2868 | 0.48664 | 80.0189 | 13.4562 | 34.463 | 9.5664 | 128.2799 | 144.6002 | 2062.4238 | 250.5895 | 355.1821 | 171.3551 | 843.8378 | 398.8023 | 86.9598 | 380.8939 | 0.28915 | 0.022657 | 0.060118 | 0.086177 | 0.010647 | 0.0053818 | 2.1017e-05 | 0.0022407 | 33.0562 | 12.5176 | 1.0454 | 0.19675 | 2.4134 | 4.5344 | 402.169 | 89.4372 | 4.1753 | 4.5242 | 151.802 | 8.6066 | 115.7607 | 52.7776 | 31.7274 | 85.2466 | 617.3083 | 73.8855 | 659.7039 | 9.9427 | 129.5581 | 709.0607 | 147.5339 | 92.5387 | 47.773 | 58.8377 | 245.0107 | 48.4026 | 7.8387 | 203.2307 | 84.1672 | 12.0419 | 41.2027 | 630.3568 | 6.3822 | 79.8916 | 71.7866 | 164.1428 | 313.3287 | 77.0819 | 55.1048 | 33.9528 | 51.7122 | 0.011519 | 0.0012388 | 0.27296 | 31.6071 | 2.4762 | 13.1672 | 2.3516 | 225.4606 | 11.0167 | 5.2394 | 0.58059 | 7211.5128 | 772.7913 | 1238.6231 | 1483.8542 | 28.7617 | 1.0703 | 22.1077 | 3.1478 | 5738.6328 | 1197.7068 | 623.5368 | 89.623 | 119.3573 | 7.7696 | 163.9256 | 0.0014779 | 33.3009 | 0.16548 | 14.1546 | 77.2039 | 4.784 | 58.1161 | 213.4561 | 0.11265 | 0.25823 | 1.4329 | 3.5627 | 0.15122 | 0.22933 | 1.195 | 0.14237 | 34.2988 | 0.0027273 | 14.2417 | 278.8674 | 0.023951 | 125.1742 | 5.5519 | 0.046555 | 0.63063 | 0.25792 | 4.9836 | 0.09457 | 1.7893 | 1.0859 | 1.5108 | 0.01908 | 0.12084 | 0.05569 | 4.2251 | 0.037861 | 0.54084 | 0.2134 | 8.2829 | 0.00043597 | 0.0032501 | 0.0027232 | 5.1387 | 0.018163 | 0.38282 | 0.21173 | 0.257 | 0.0010878 | 0.019686 | 0.012467 | 1.2032 | 0.0053426 | 0.099564 | 0.050709 | 0.69284 | 0.0037733 | 0.048618 | 0.18911 | 0.51084 | 0.26994 | 0.97227 | 295.4904 | 0.015028 | 1.9322 | 0.011177 | 4.6419 | 3.6669 | 2.6605 | 206.4675 | 0.38132 | 9.3783 | 9.283 | 12.6651 | 115680.4021 | 8.4287 | 297.9645 | 8.9861 | 4.7419 | 1.9408 | 1.8825 | 2.6093 | 1.5099 | 1.8845 | 12.9298 | 3.7223 | 0.64489 | 8.8134 | 2.8262 | 274.9698 | 9.1507 | 0.45321 | 17.1462 | 24.998 | 587.9773 | 70.4547 | 4.7469 | 2.9612 | 8.151 | 8.3424 | 0.27998 | 1.1368 | 5.3499 | 7.4139 | 6.1347 | 0.002116 | 0.0013119 | 0.0039924 | 1.4374 | 8.86e-05 | 0.0065662 | 5.785e-05 | 0.018013 | 0.0027432 | 0.0079791 | 13.8667 | 0.00072926 | 0.67483 | 0.29956 | 8.6849 | 1.3234 | 0.040318 | 1.3816 | 0.28026 | 0.02001 | 0.0077503 | 0.0066342 | 0.0037669 | 0.0057492 | 0.0065465 | 0.062395 | 0.080306 | 0.0038197 | 0.034634 | 0.009581 | 1.0572 | 0.00047023 | 0.00043033 | 0.10776 | 0.11732 | 2.8198 | 0.33091 | 0.022655 | 0.050783 | 0.025278 | 0.034318 | 0.0011725 | 0.0055708 | 0.019545 | 0.02716 | 0.02587 | 0.037664 | 0.016455 | 0.058861 | 16.4712 | 0.0012371 | 0.10641 | 0.00084275 | 0.37713 | 0.053386 | 0.15619 | 7.7682 | 0.012254 | 21.6082 | 14.6145 | 481.1319 | 28.0179 | 1.9345 | 28.432 | 15.2928 | 0.8235 | 0.11988 | 0.099424 | 0.052067 | 0.098765 | 0.16003 | 1.9653 | 1.4191 | 0.047913 | 0.80861 | 0.16762 | 17.7553 | 0.0032576 | 0.0037753 | 9.4233 | 5.0161 | 153.7183 | 13.8079 | 1.697 | 0.66059 | 0.45632 | 0.55824 | 0.018812 | 0.087774 | 0.34586 | 1.0373 | 1.0467 | 0.029131 | 0.011757 | 0.015227 | 7.6284 | 0.0007845 | 0.23815 | 0.00054216 | 0.85815 | 0.070408 | 0.12118 | 5.4415 | 0.0084435 | 16.5121 | 7.4808 | 559.5434 | 20.5601 | 1.6533 | 19.7306 | 7.5077 | 0.51952 | 0.1577 | 0.2345 | 0.028078 | 0.10728 | 0.078894 | 1.771 | 0.61671 | 0.18138 | 0.50245 | 0.19854 | 13.4177 | 0.0028824 | 0.0032239 | 3.7689 | 3.1385 | 68.188 | 7.5261 | 3.0924 | 0.24259 | 0.27543 | 0.67782 | 0.01321 | 0.049559 | 0.21131 | 1.2709 | 1.0985 | 374.327 | 446.1406 | 53.1127 | 2.604 | 4.0951 | 1.1298 | 4.7718 | 4.094 | 6.5573 | 0.19728 | 0.001703 | 0.040945 | 0.011309 | 0.2742 | 2.2595 | 2.2964 | 4.9416 | 1.9361 | 1.3465
13 | 0.17766 | 0.016273 | 0.020791 | 1.2672 | 0.99842 | 0.99222 | 0.72536 | 0.078872 | 0.80017 | 0.61986 | 0.66346 | 0.74803 | 0.78676 | 0.21077 | 1498.9676 | 426.1696 | 0.93651 | 0.84668 | 0.18373 | 0.2936 | 0.36951 | 2.0324 | 4.9746 | 448.1004 | 0.0074974 | 133.8302 | 126.3222 | 12.268 | 163.4944 | 14.4925 | 2.1851 | 63.3759 | 15.5573 | 11.0366 | 2493.9428 | 92.5456 | 93.7369 | 1666.5539 | 120.7772 | 92.821 | 294.9431 | 282.948 | 200.0909 | 29.651 | 45.4567 | 0.89133 | 0.18472 | 0.31772 | 0.01803 | 0.0017764 | 6.8087e-05 | 31.3833 | 11.1947 | 3.1601 | 1.0252 | 0.59925 | 0.095199 | 2.4113 | 57.0564 | 9.8863 | 0.27519 | 0.88907 | 23.2277 | 126.6055 | 27.2991 | 17.9483 | 156.5757 | 8.5317 | 0.036761 | 0.24779 | 0.86782 | 39.3128 | 15.2111 | 528.158 | 101.4965 | 3.1748 | 0.11489 | 0.61562 | 0.086573 | 283.7123 | 143.6378 | 85.1264 | 61.643 | 13.6481 | 1133.686 | 269.0382 | 83.7909 | 71.7328 | 294.8823 | 138.7757 | 80.8945 | 86.4556 | 8.4753 | 0.61037 | 0.71424 | 0.18333 | 67.8214 | 4.9504 | 1.9188 | 2.6527 | 0.1775 | 6.5562e-05 | 29.5234 | 1.1543 | 0.22395 | 0.23239 | 0.12381 | 3.1306 | 0.96239 | 1.1156 | 0.38189 | 85.5329 | 18.0621 | 37.1391 | 9.0884 | 121.3784 | 188.8303 | 1734.4841 | 223.8277 | 358.636 | 166.8598 | 822.2795 | 347.468 | 96.0115 | 395.1686 | 0.043073 | 0.058554 | 0.18471 | 0.07532 | 0.0077666 | 0.0054945 | 2.8581e-05 | 0.0022605 | 27.5752 | 11.1957 | 0.83963 | 0.20241 | 2.2178 | 5.4929 | 312.1091 | 70.719 | 3.8306 | 5.8509 | 148.1622 | 9.8147 | 140.2592 | 43.0278 | 33.0126 | 82.9601 | 746.0664 | 65.8103 | 734.2012 | 8.5109 | 105.3096 | 669.1724 | 150.4307 | 97.5354 | 58.3706 | 61.2864 | 253.8734 | 47.0131 | 9.4553 | 171.5736 | 94.3969 | 11.7656 | 46.422 | 571.7275 | 6.414 | 68.1851 | 66.3073 | 186.8831 | 294.0228 | 91.8932 | 47.8765 | 29.4083 | 39.8608 | 0.010283 | 0.0011256 | 0.28218 | 30.533 | 2.6643 | 11.9995 | 3.3153 | 321.9744 | 10.6083 | 6.0468 | 0.48179 | 6475.9449 | 810.5815 | 1387.5871 | 1074.6514 | 26.8037 | 1.2689 | 20.883 | 2.8534 | 5996.8856 | 1610.1844 | 541.6414 | 94.7575 | 127.2119 | 9.1697 | 146.7085 | 0.0012464 | 28.9678 | 0.17264 | 14.7445 | 85.8853 | 4.9566 | 89.0116 | 232.0665 | 0.11898 | 0.25766 | 2.9113 | 3.3314 | 0.31308 | 0.26813 | 0.85969 | 0.18808 | 30.8474 | 0.0028991 | 12.7734 | 305.0274 | 0.023181 | 131.4522 | 5.5708 | 0.047068 | 0.64099 | 0.26188 | 4.9785 | 0.092058 | 1.8333 | 1.056 | 1.554 | 0.02 | 0.11553 | 0.055255 | 4.3629 | 0.036083 | 0.51573 | 0.20447 | 7.7282 | 0.00043976 | 0.0035104 | 0.0031585 | 5.4997 | 0.021821 | 0.37201 | 0.22682 | 0.27147 | 0.0011814 | 0.021538 | 0.013297 | 1.1169 | 0.0051801 | 0.095351 | 0.052312 | 0.73044 | 0.0035942 | 0.041121 | 0.16979 | 0.54347 | 0.29854 | 1.1845 | 254.6577 | 0.015621 | 1.9516 | 0.012908 | 4.1198 | 5.823 | 2.7787 | 187.0573 | 0.25711 | 9.6167 | 9.4225 | 14.5954 | 123152.821 | 8.9962 | 354.5288 | 9.69 | 4.2178 | 2.1557 | 2.0311 | 2.9381 | 1.7507 | 1.9232 | 14.7596 | 4.2837 | 0.76519 | 7.6868 | 2.9988 | 260.2319 | 8.4155 | 0.41614 | 18.7039 | 28.7186 | 618.4758 | 61.3578 | 4.9002 | 3.0757 | 7.9444 | 7.5658 | 0.29041 | 1.2354 | 5.0163 | 7.7522 | 6.2443 | 0.001906 | 0.0011321 | 0.0043675 | 1.5724 | 9.0073e-05 | 0.0074207 | 5.9109e-05 | 0.01988 | 0.0026342 | 0.0073558 | 12.4868 | 0.00079758 | 0.63817 | 0.32077 | 7.6502 | 1.1648 | 0.035836 | 1.326 | 0.31199 | 0.020811 | 0.0070531 | 0.0069848 | 0.0034685 | 0.0054419 | 0.0074937 | 0.059039 | 0.070245 | 0.0037901 | 0.035235 | 0.0099301 | 1.2442 | 0.00044336 | 0.00039975 | 0.09546 | 0.11064 | 2.7093 | 0.28672 | 0.021483 | 0.047243 | 0.024682 | 0.033655 | 0.0010831 | 0.0048495 | 0.021263 | 0.024081 | 0.026736 | 0.040779 | 0.01636 | 0.060814 | 17.1087 | 0.0012195 | 0.096053 | 0.00090786 | 0.38185 | 0.052139 | 0.14433 | 6.9927 | 0.011196 | 20.153 | 12.9582 | 515.0949 | 26.6797 | 1.7658 | 29.2731 | 14.6446 | 0.85397 | 0.10839 | 0.10755 | 0.053714 | 0.097262 | 0.16582 | 1.9897 | 1.3412 | 0.042818 | 0.76814 | 0.17455 | 21.1095 | 0.0034614 | 0.0036783 | 10.4527 | 4.8267 | 147.8566 | 13.5352 | 1.6729 | 0.61352 | 0.46326 | 0.59417 | 0.019911 | 0.089257 | 0.38608 | 1.1583 | 1.0247 | 0.026867 | 0.011568 | 0.014554 | 6.7089 | 0.00076824 | 0.23137 | 0.00059589 | 0.88052 | 0.067432 | 0.11585 | 5.0507 | 0.0088648 | 14.9414 | 7.9896 | 536.8703 | 17.7697 | 1.945 | 20.611 | 8.378 | 0.56405 | 0.1618 | 0.19859 | 0.027592 | 0.1 | 0.073768 | 1.7627 | 0.57965 | 0.16652 | 0.4492 | 0.2158 | 12.9793 | 0.0029478 | 0.0032346 | 3.8968 | 2.98 | 60.4756 | 8.4912 | 3.2715 | 0.27783 | 0.29668 | 0.66527 | 0.013573 | 0.047757 | 0.24443 | 1.2513 | 1.2269 | 405.3081 | 398.7723 | 54.0315 | 1.9729 | 2.8755 | 1.4867 | 3.6797 | 3.4773 | 12.8851 | 0.11165 | 0.0010656 | 0.051658 | 0.0080761 | 0.29917 | 2.5302 | 2.0177 | 3.6637 | 1.8606 | 1.5022
14 | 0.14609 | 0.036871 | 0.011509 | 1.4398 | 0.99305 | 0.99991 | 0.9048 | 0.090444 | 0.85617 | 0.63706 | 0.69181 | 0.82327 | 0.82659 | 0.2231 | 1925.5328 | 254.2632 | 0.9353 | 0.81777 | 0.14845 | 0.21105 | 0.44529 | 3.1526 | 4.256 | 362.3095 | 0.0029734 | 150.7383 | 95.6974 | 15.9927 | 156.2841 | 13.2897 | 1.9717 | 59.0358 | 17.7824 | 11.9345 | 2815.327 | 80.1683 | 98.2888 | 1582.3121 | 103.8586 | 89.0917 | 304.1144 | 226.6429 | 214.7729 | 33.0542 | 45.7581 | 0.79311 | 0.24505 | 0.12587 | 0.015311 | 0.0016912 | 7.6612e-05 | 32.6683 | 12.2366 | 2.8444 | 0.95421 | 0.49071 | 0.091397 | 2.1623 | 51.6049 | 5.7499 | 0.32867 | 0.89646 | 17.1824 | 85.5908 | 32.3346 | 20.4523 | 137.4559 | 8.8083 | 0.034402 | 0.25661 | 0.63695 | 41.754 | 20.5606 | 682.4797 | 121.9094 | 3.2386 | 0.089533 | 0.63592 | 0.091027 | 300.4747 | 150.9214 | 90.5471 | 62.655 | 14.6139 | 1099.1792 | 252.8343 | 72.472 | 87.2222 | 275.9535 | 158.6293 | 89.5899 | 92.8378 | 8.0041 | 0.50911 | 0.62118 | 0.40304 | 61.7828 | 6.5151 | 1.8238 | 2.2142 | 0.18743 | 6.9292e-05 | 33.7999 | 0.84239 | 0.23052 | 0.18849 | 0.17751 | 2.9041 | 0.95896 | 0.93247 | 0.5184 | 105.2972 | 14.9357 | 38.7423 | 8.451 | 133.1584 | 116.2422 | 2145.552 | 247.1121 | 314.5608 | 180.7694 | 711.9161 | 396.9798 | 90.8438 | 388.3238 | 0.088598 | 0.28365 | 0.12409 | 0.077916 | 0.0099088 | 0.0069851 | 1.9228e-05 | 0.0025859 | 33.1249 | 13.0517 | 0.80697 | 0.1536 | 2.5491 | 5.2773 | 423.7296 | 68.5827 | 2.5605 | 4.3916 | 135.8136 | 10.1433 | 132.784 | 47.4548 | 34.9961 | 82.4819 | 770.6934 | 67.4446 | 686.4374 | 8.8115 | 139.83 | 767.5093 | 129.3891 | 106.7106 | 60.4919 | 66.399 | 196 | 55.6532 | 8.1169 | 151.7764 | 81.5139 | 12.5889 | 41.76 | 552.837 | 7.4429 | 84.5087 | 56.3416 | 177.7644 | 251.3749 | 72.3866 | 49.7929 | 30.161 | 45.684 | 0.012374 | 0.0010801 | 0.25753 | 37.5437 | 2.5239 | 10.5554 | 2.621 | 261.4488 | 9.4579 | 4.9433 | 0.61472 | 5931.5946 | 886.1065 | 1532.3414 | 1026.4039 | 32.6463 | 0.89865 | 24.1806 | 2.9383 | 4935.1129 | 1408.6543 | 553.3494 | 93.7284 | 155.9385 | 8.5677 | 194.5122 | 0.0015694 | 36.948 | 0.18499 | 13.6041 | 58.5734 | 6.2126 | 87.0628 | 210.4385 | 0.12388 | 0.2868 | 2.1186 | 3.6141 | 0.14324 | 0.21638 | 1.2518 | 0.17059 | 32.2558 | 0.0029689 | 13.8496 | 281.5369 | 0.024143 | 126.6176 | 4.9916 | 0.04691 | 0.6692 | 0.27666 | 5.0743 | 0.095155 | 1.6095 | 1.1302 | 1.3957 | 0.019481 | 0.10992 | 0.05162 | 4.5875 | 0.039585 | 0.50697 | 0.20778 | 8.6291 | 0.00047403 | 0.0035541 | 0.0032137 | 5.3891 | 0.018994 | 0.36474 | 0.23121 | 0.24624 | 0.0011082 | 0.022785 | 0.014171 | 1.266 | 0.004994 | 0.10039 | 0.055152 | 0.70801 | 0.0033197 | 0.043223 | 0.17521 | 0.53098 | 0.25304 | 1.1408 | 318.7662 | 0.013143 | 1.9972 | 0.01246 | 3.8244 | 4.4367 | 3.1478 | 202.8785 | 0.4952 | 10.8328 | 9.5445 | 12.8563 | 120885.5879 | 8.1398 | 301.127 | 8.7631 | 4.1668 | 2.1148 | 1.9233 | 2.8578 | 1.771 | 2.012 | 14.1902 | 4.4087 | 0.65073 | 8.3991 | 2.5703 | 261.744 | 7.7893 | 0.41936 | 16.799 | 26.0739 | 647.9074 | 62.9227 | 4.6246 | 2.9732 | 8.5371 | 7.6428 | 0.24096 | 1.306 | 5.1548 | 7.3416 | 5.7258 | 0.0019189 | 0.0013283 | 0.0041589 | 1.6383 | 8.5532e-05 | 0.0075253 | 6.4525e-05 | 0.020204 | 0.0024512 | 0.0083176 | 13.2643 | 0.00071445 | 0.57722 | 0.29616 | 7.5798 | 1.295 | 0.039113 | 1.186 | 0.29663 | 0.019123 | 0.0068913 | 0.0067111 | 0.0032081 | 0.0055693 | 0.0067036 | 0.055974 | 0.069282 | 0.003942 | 0.029996 | 0.010564 | 1.0242 | 0.00044159 | 0.00044875 | 0.09836 | 0.12135 | 2.7478 | 0.3128 | 0.019306 | 0.045069 | 0.026253 | 0.037982 | 0.0011835 | 0.0050874 | 0.021798 | 0.027278 | 0.022514 | 0.04154 | 0.015797 | 0.053891 | 16.9799 | 0.0011681 | 0.10118 | 0.00083136 | 0.37389 | 0.048823 | 0.15495 | 8.0178 | 0.011685 | 23.4773 | 13.2434 | 486.0747 | 28.8844 | 1.8013 | 27.8307 | 12.8631 | 0.86247 | 0.10748 | 0.097195 | 0.059381 | 0.095193 | 0.16189 | 1.8549 | 1.3282 | 0.046719 | 0.83231 | 0.15821 | 20.94 | 0.0032345 | 0.0032178 | 9.6382 | 5.1404 | 158.1268 | 13.1822 | 1.8418 | 0.62643 | 0.44436 | 0.59947 | 0.019797 | 0.097595 | 0.33569 | 1.0267 | 0.99773 | 0.026362 | 0.010214 | 0.014412 | 7.1986 | 0.00081715 | 0.20576 | 0.00053927 | 0.97471 | 0.061975 | 0.12867 | 5.1718 | 0.0081333 | 14.5637 | 7.6942 | 513.7897 | 17.5588 | 1.8153 | 18.0548 | 9.1198 | 0.48458 | 0.1604 | 0.22473 | 0.031589 | 0.11153 | 0.077744 | 2.0283 | 0.57604 | 0.17013 | 0.4798 | 0.21411 | 12.4267 | 0.0027839 | 0.0028006 | 3.7457 | 2.8599 | 65.4069 | 8.9654 | 3.2866 | 0.23909 | 0.29608 | 0.61017 | 0.014094 | 0.055829 | 0.23532 | 1.182 | 1.202 | 434.8887 | 412.3035 | 48.7285 | 2.4119 | 3.6351 | 1.0502 | 4.3087 | 3.6751 | 7.6907 | 0.21762 | 0.0022816 | 0.048192 | 0.009401 | 0.40398 | 1.1097 | 2.4037 | 2.4518 | 1.6539 | 1.6985
15 | 0.16422 | 0.014728 | 0.0073273 | 1.493 | 0.99591 | 0.99942 | 0.79187 | 0.08652 | 0.83835 | 0.56471 | 0.77067 | 0.73338 | 0.88185 | 0.19063 | 1807.3477 | 352.1256 | 0.95637 | 0.80795 | 0.12172 | 0.19788 | 0.31279 | 1.6892 | 2.5298 | 242.361 | 0.0033688 | 138.2018 | 110.6897 | 12.8164 | 127.517 | 14.3198 | 1.6432 | 57.5961 | 16.0548 | 14.1378 | 2889.928 | 100.677 | 86.6559 | 1900.8837 | 114.1148 | 95.3772 | 264.7282 | 243.2869 | 210.6648 | 29.4551 | 53.5966 | 0.76306 | 0.064048 | 0.33662 | 0.019174 | 0.0021454 | 9.1092e-05 | 30.4507 | 10.8975 | 3.1038 | 0.86053 | 0.62544 | 0.088107 | 2.7623 | 59.7495 | 6.7365 | 0.28077 | 0.84718 | 17.8748 | 114.4479 | 36.3628 | 19.0413 | 135.0438 | 8.9362 | 0.030488 | 0.23253 | 0.97834 | 30.7682 | 19.4741 | 543.0734 | 85.2028 | 2.7782 | 0.080059 | 0.45674 | 0.096198 | 340.2873 | 158.0694 | 93.1037 | 66.7155 | 15.3337 | 1027.9616 | 256.4812 | 82.2171 | 83.9252 | 237.7407 | 145.9037 | 84.9123 | 89.1912 | 6.9054 | 0.82037 | 0.5864 | 0.21141 | 60.2435 | 7.0773 | 1.7684 | 2.6177 | 0.1579 | 6.8057e-05 | 31.6552 | 1.1614 | 0.20213 | 0.19646 | 0.16305 | 2.9424 | 0.95386 | 1.0927 | 0.42837 | 94.0131 | 12.1926 | 26.2914 | 8.1762 | 137.9851 | 100.4821 | 1970.4861 | 263.791 | 310.9286 | 182.2049 | 893.9172 | 351.5814 | 92.769 | 443.0852 | 0.079413 | 0.19646 | 0.090285 | 0.069679 | 0.0083919 | 0.0057254 | 2.3615e-05 | 0.0019694 | 37.7641 | 13.2389 | 1.0274 | 0.16025 | 2.3594 | 4.656 | 388.3794 | 84.208 | 3.0608 | 4.9992 | 136.5668 | 7.8155 | 135.8163 | 39.2375 | 36.2457 | 96.7125 | 759.5701 | 70.6441 | 691.9425 | 8.0869 | 121.8301 | 710.7529 | 135.2018 | 99.7167 | 54.6156 | 60.371 | 207.0402 | 53.7205 | 10.1414 | 160.0387 | 86.9935 | 11.561 | 47.3566 | 640.7785 | 5.7865 | 80.1786 | 66.8182 | 213.5652 | 263.7521 | 93.2153 | 55.3312 | 33.236 | 41.5058 | 0.010339 | 0.0010004 | 0.22399 | 29.3965 | 2.37 | 11.6383 | 2.1855 | 203.1333 | 7.8516 | 5.6549 | 0.54743 | 6263.5682 | 750.1943 | 1169.7263 | 1438.4271 | 32.5385 | 1.1309 | 23.212 | 2.384 | 5092.4791 | 1656.1532 | 489.0189 | 85.9258 | 131.9055 | 8.4079 | 188.3537 | 0.0015066 | 37.9008 | 0.14696 | 12.1502 | 82.6469 | 3.1956 | 93.5901 | 181.2501 | 0.11749 | 0.20103 | 1.1101 | 2.9458 | 0.25188 | 0.2604 | 1.2228 | 0.19741 | 33.3572 | 0.0025365 | 13.0059 | 303.109 | 0.026396 | 109.2208 | 5.3772 | 0.049156 | 0.61996 | 0.25614 | 5.1553 | 0.093348 | 1.7829 | 1.1212 | 1.5358 | 0.019741 | 0.12144 | 0.051121 | 4.4213 | 0.037646 | 0.53136 | 0.21395 | 9.0267 | 0.00039765 | 0.0033037 | 0.0030028 | 5.5963 | 0.022061 | 0.34554 | 0.23657 | 0.27424 | 0.0011911 | 0.022476 | 0.013445 | 1.2901 | 0.0056276 | 0.08668 | 0.055646 | 0.70333 | 0.0038197 | 0.044875 | 0.19156 | 0.51908 | 0.27323 | 1.0447 | 369.6389 | 0.017972 | 1.9908 | 0.011555 | 4.7631 | 5.4324 | 2.2338 | 207.8664 | 0.22595 | 10.2274 | 9.3487 | 13.7317 | 111998.1355 | 9.364 | 321.1566 | 8.2292 | 3.9558 | 2.2094 | 1.796 | 2.6305 | 1.4943 | 1.9831 | 15.1615 | 4.3301 | 0.70654 | 8.3206 | 3.0703 | 270.6362 | 9.1139 | 0.41262 | 19.5812 | 27.4962 | 623.3967 | 64.0384 | 4.5117 | 2.6637 | 7.196 | 7.0016 | 0.26818 | 1.3224 | 4.768 | 6.9024 | 6.4288 | 0.0021419 | 0.0011495 | 0.0042788 | 1.4714 | 9.6711e-05 | 0.0067213 | 5.592e-05 | 0.019189 | 0.0028153 | 0.007853 | 12.917 | 0.00075172 | 0.65356 | 0.32498 | 8.3295 | 1.4007 | 0.036842 | 1.281 | 0.31319 | 0.018604 | 0.0081248 | 0.006557 | 0.0037075 | 0.0055508 | 0.0062867 | 0.0554 | 0.07658 | 0.0035345 | 0.035024 | 0.011109 | 1.2164 | 0.00041056 | 0.00048169 | 0.10109 | 0.12729 | 2.8396 | 0.3057 | 0.020691 | 0.048842 | 0.028231 | 0.032139 | 0.0012069 | 0.0051266 | 0.020618 | 0.024522 | 0.025076 | 0.042258 | 0.0168 | 0.060112 | 16.4917 | 0.0012415 | 0.096802 | 0.00091312 | 0.41303 | 0.047872 | 0.14276 | 7.4471 | 0.010364 | 20.5647 | 14.3723 | 445.1231 | 28.6512 | 1.6614 | 27.1674 | 13.0041 | 0.8846 | 0.11262 | 0.10397 | 0.055943 | 0.085772 | 0.17417 | 1.825 | 1.3002 | 0.044189 | 0.90839 | 0.16954 | 20.6683 | 0.0033841 | 0.003439 | 10.6492 | 4.7732 | 145.0617 | 12.9973 | 1.8613 | 0.60499 | 0.43715 | 0.65053 | 0.021575 | 0.083969 | 0.35737 | 1.1221 | 1.1276 | 0.025115 | 0.01187 | 0.016285 | 6.9852 | 0.00079756 | 0.22341 | 0.00059245 | 0.92412 | 0.06465 | 0.137 | 4.9729 | 0.008005 | 15.2989 | 8.4868 | 502.9338 | 20.6104 | 1.79 | 19.8654 | 8.2466 | 0.56683 | 0.14943 | 0.20868 | 0.03249 | 0.11353 | 0.084448 | 1.8471 | 0.55503 | 0.17543 | 0.49634 | 0.20088 | 12.146 | 0.0026963 | 0.0030728 | 3.4818 | 2.6581 | 56.4104 | 7.9124 | 3.3915 | 0.28414 | 0.31009 | 0.69093 | 0.012148 | 0.05364 | 0.24594 | 1.207 | 1.2746 | 395.7258 | 449.8785 | 56.0594 | 2.696 | 4.4519 | 1.0799 | 3.2082 | 4.276 | 7.9636 | 0.15252 | 0.0020493 | 0.028602 | 0.017671 | 0.25742 | 1.0161 | 1.353 | 2.593 | 1.8482 | 2.0983
16 | 0.17859 | 0.033649 | 0.012073 | 1.1029 | 0.99656 | 0.99531 | 0.73883 | 0.047603 | 0.78804 | 0.57908 | 0.60229 | 0.75823 | 0.81744 | 0.21674 | 1251.363 | 188.1681 | 0.94123 | 0.85042 | 0.17266 | 0.27511 | 0.11362 | 1.9861 | 2.8974 | 571.9595 | 0.0046098 | 163.7932 | 105.9215 | 13.6252 | 142.1126 | 16.1562 | 1.799 | 54.7379 | 15.1873 | 11.5679 | 2504.0628 | 87.6097 | 103.9573 | 1800.5647 | 118.9427 | 97.177 | 269.0372 | 247.3112 | 221.292 | 28.1764 | 56.1522 | 0.92599 | 0.14336 | 0.15781 | 0.014505 | 0.0020156 | 8.1394e-05 | 29.3842 | 12.7044 | 3.3319 | 0.80597 | 0.66083 | 0.10571 | 1.9847 | 45.3895 | 3.0415 | 0.24702 | 0.87568 | 17.4805 | 89.3966 | 26.2952 | 17.483 | 143.5561 | 9.0728 | 0.033044 | 0.28992 | 0.79807 | 27.451 | 12.1709 | 889.37 | 112.2335 | 3.083 | 0.11671 | 0.47449 | 0.11504 | 296.754 | 132.9828 | 94.8988 | 64.9822 | 16.2718 | 1100.1519 | 246.4732 | 102.5475 | 93.0078 | 281.9699 | 177.0723 | 93.2378 | 75.5652 | 7.817 | 0.53532 | 0.69367 | 0.4439 | 51.3036 | 6.0231 | 2.1947 | 2.8496 | 0.14163 | 9.3835e-05 | 27.2679 | 0.99103 | 0.2201 | 0.21626 | 0.18834 | 3.4106 | 0.95586 | 1.152 | 0.50474 | 111.294 | 12.7478 | 36.5753 | 8.4657 | 134.3666 | 197.0955 | 2248.7383 | 254.1797 | 415.2078 | 184.5391 | 755.583 | 334.7279 | 100.6552 | 430.3074 | 0.033416 | 0.17948 | 0.14988 | 0.071287 | 0.0073742 | 0.0050551 | 2.6861e-05 | 0.0025328 | 31.4721 | 14.0721 | 0.90957 | 0.19837 | 1.9434 | 6.5549 | 295.5442 | 97.4156 | 3.7272 | 4.067 | 158.6911 | 8.345 | 129.8985 | 50.615 | 30.3661 | 99.3669 | 782.5098 | 61.94 | 630.7581 | 9.8423 | 123.199 | 808.3588 | 146.3163 | 98.0142 | 50.4995 | 72.9861 | 230.3321 | 50.2788 | 7.7676 | 187.1684 | 95.1021 | 10.435 | 53.2648 | 513.8183 | 6.5394 | 65.7053 | 63.2207 | 185.0591 | 282.1139 | 78.428 | 53.1182 | 36.1826 | 47.5702 | 0.012084 | 0.0012631 | 0.2638 | 39.084 | 2.7336 | 12.3216 | 2.1483 | 278.2443 | 8.3779 | 3.8597 | 0.42571 | 6866.9367 | 972.0035 | 1275.6018 | 1272.7726 | 35.0736 | 0.6941 | 25.5869 | 3.0049 | 4495.2935 | 1305.6337 | 518.9025 | 102.8968 | 150.7366 | 8.201 | 166.8477 | 0.0016122 | 31.2574 | 0.15235 | 11.0625 | 68.6449 | 5.834 | 84.4451 | 196.7014 | 0.10653 | 0.24695 | 1.0342 | 2.5755 | 0.10211 | 0.2529 | 1.0357 | 0.14833 | 35.2239 | 0.0025437 | 14.0409 | 272.9511 | 0.023644 | 123.519 | 5.1948 | 0.042749 | 0.68724 | 0.26235 | 5.0327 | 0.095909 | 1.8071 | 1.0495 | 1.5229 | 0.01933 | 0.11246 | 0.053324 | 4.775 | 0.039146 | 0.51888 | 0.2065 | 7.6605 | 0.0004033 | 0.0037489 | 0.0031739 | 5.4666 | 0.021456 | 0.33505 | 0.21709 | 0.28094 | 0.0011567 | 0.020748 | 0.014324 | 1.1211 | 0.0057572 | 0.089178 | 0.053956 | 0.64281 | 0.0033675 | 0.045773 | 0.16435 | 0.54477 | 0.28077 | 1.003 | 302.5809 | 0.016971 | 2.0081 | 0.01105 | 3.2791 | 5.2094 | 3.0415 | 187.9395 | 0.28798 | 9.0118 | 9.6585 | 13.4896 | 118392.8699 | 8.6241 | 314.6441 | 9.3255 | 4.4791 | 1.9679 | 1.7395 | 2.5865 | 1.5505 | 1.9721 | 13.0653 | 3.9274 | 0.69914 | 8.704 | 3.0376 | 279.7407 | 8.0247 | 0.43953 | 17.8942 | 26.572 | 660.871 | 67.7881 | 4.0952 | 2.9042 | 7.0678 | 7.0987 | 0.26209 | 1.1959 | 4.8614 | 7.5504 | 6.4939 | 0.0021992 | 0.0012221 | 0.0045935 | 1.538 | 8.4182e-05 | 0.0069117 | 5.9858e-05 | 0.019016 | 0.0027975 | 0.0075413 | 13.5802 | 0.0007079 | 0.65707 | 0.30228 | 7.4009 | 1.1826 | 0.040446 | 1.2183 | 0.29249 | 0.018964 | 0.0082483 | 0.0077337 | 0.0032599 | 0.005893 | 0.006399 | 0.064118 | 0.079661 | 0.0035998 | 0.031104 | 0.011054 | 1.1119 | 0.0004632 | 0.00046867 | 0.09142 | 0.12499 | 3.0741 | 0.33015 | 0.020186 | 0.048428 | 0.027227 | 0.038236 | 0.0012 | 0.0052575 | 0.018416 | 0.024774 | 0.025405 | 0.043423 | 0.015922 | 0.055175 | 17.6387 | 0.0012984 | 0.091695 | 0.00080999 | 0.45456 | 0.048294 | 0.14593 | 7.8739 | 0.010521 | 19.8744 | 13.5317 | 450.7822 | 26.1876 | 1.6199 | 28.6952 | 14.7325 | 0.87609 | 0.11752 | 0.10221 | 0.053427 | 0.091243 | 0.17141 | 1.7817 | 1.3916 | 0.041108 | 0.85751 | 0.17528 | 19.8208 | 0.0035024 | 0.0035374 | 9.0613 | 5.2226 | 161.7762 | 13.9851 | 1.6332 | 0.61987 | 0.38752 | 0.64165 | 0.022754 | 0.094281 | 0.37169 | 1.1343 | 1.1042 | 0.024621 | 0.010678 | 0.014873 | 6.8321 | 0.00086215 | 0.20277 | 0.00060118 | 0.89976 | 0.06144 | 0.13477 | 5.6049 | 0.0090006 | 15.5935 | 8.1891 | 567.7999 | 19.503 | 1.7947 | 17.8925 | 9.0435 | 0.55263 | 0.15534 | 0.20621 | 0.027262 | 0.10509 | 0.070736 | 1.8281 | 0.54674 | 0.1909 | 0.52001 | 0.20472 | 13.0126 | 0.0032514 | 0.0028322 | 4.1945 | 2.9061 | 64.2022 | 9.0701 | 3.4534 | 0.25208 | 0.32765 | 0.64516 | 0.014331 | 0.048721 | 0.23118 | 1.1689 | 1.1377 | 366.1418 | 524.7249 | 70.567 | 2.7971 | 3.1839 | 1.5086 | 4.0726 | 3.253 | 14.0356 | 0.10813 | 0.0013901 | 0.045186 | 0.016284 | 0.32346 | 1.2143 | 2.4598 | 5.6767 | 0.97495 | 0.81579
17 | 0.18333 | 0.016599 | 0.0067216 | 1.3677 | 0.99624 | 0.9949 | 0.76219 | 0.050218 | 0.80337 | 0.58507 | 0.63172 | 0.79488 | 0.85637 | 0.23012 | 2097.6455 | 298.6603 | 0.94048 | 0.81564 | 0.20498 | 0.31162 | 0.43196 | 0.60046 | 3.183 | 310.1622 | 0.0053695 | 122.1495 | 121.3228 | 14.4853 | 170.7529 | 15.8786 | 1.9869 | 66.1842 | 14.3574 | 12.7772 | 3033.4251 | 98.6886 | 105.3527 | 1857.2629 | 108.5901 | 85.0857 | 250.7944 | 285.2865 | 196.9056 | 30.6241 | 47.4736 | 0.86931 | 0.24847 | 0.08732 | 0.014859 | 0.0016434 | 7.7548e-05 | 38.1888 | 13.619 | 2.7067 | 0.7907 | 0.56033 | 0.0926 | 1.9624 | 68.9543 | 4.9009 | 0.3349 | 0.79333 | 20.0404 | 108.8596 | 37.8718 | 17.1355 | 152.267 | 8.7103 | 0.033627 | 0.29335 | 0.86037 | 34.0316 | 12.8429 | 591.3916 | 109.8562 | 3.3125 | 0.11905 | 0.40783 | 0.11837 | 232.0292 | 167.4593 | 98.3685 | 67.4824 | 14.0841 | 1310.553 | 243.9109 | 109.8767 | 73.9739 | 233.1844 | 166.9491 | 82.7612 | 88.3235 | 7.6398 | 0.63133 | 0.63923 | 0.3522 | 49.2661 | 5.6274 | 1.6932 | 2.1715 | 0.14425 | 9.0423e-05 | 32.97 | 1.0796 | 0.2378 | 0.17516 | 0.18228 | 2.7512 | 0.95746 | 1.1755 | 0.39609 | 99.6971 | 15.3087 | 31.7044 | 7.6709 | 141.1192 | 127.8927 | 1850.3291 | 235.6123 | 340.0449 | 191.3954 | 831.1112 | 373.9826 | 83.3054 | 486.3637 | 0.27598 | 0.28185 | 0.1706 | 0.063409 | 0.0083853 | 0.0051906 | 2.411e-05 | 0.0018163 | 31.9548 | 11.3273 | 1.1212 | 0.14106 | 2.7999 | 5.8174 | 325.3539 | 72.4357 | 3.2589 | 3.9846 | 122.0444 | 9.2071 | 108.7083 | 44.5844 | 31.3912 | 92.432 | 668.1861 | 70.1852 | 547.6755 | 10.1895 | 137.9135 | 649.5295 | 139.1816 | 104.053 | 48.2347 | 78.7063 | 225.3838 | 60.0201 | 9.0589 | 178.1399 | 92.7051 | 9.4744 | 54.553 | 658.5858 | 7.0286 | 77.9811 | 62.2981 | 202.4739 | 276.9189 | 75.9124 | 52.5089 | 31.0591 | 43.8637 | 0.011666 | 0.0012807 | 0.2298 | 28.3688 | 2.3251 | 8.9579 | 2.5739 | 236.7844 | 7.6584 | 6.2264 | 0.58915 | 6197.7971 | 953.1451 | 1300.6901 | 1501.2616 | 34.6111 | 1.2815 | 26.6293 | 2.8349 | 5430.5336 | 1542.566 | 611.509 | 84.7484 | 124.8287 | 9.8278 | 151.664 | 0.0014574 | 28.3874 | 0.18968 | 13.38 | 50.9434 | 4.7173 | 71.8131 | 207.8973 | 0.10918 | 0.21437 | 1.2346 | 2.7817 | 0.30802 | 0.24064 | 0.89295 | 0.1805 | 34.4956 | 0.0026101 | 13.2783 | 324.7427 | 0.024726 | 116.7893 | 5.635 | 0.046286 | 0.63567 | 0.25774 | 4.8271 | 0.097139 | 1.8015 | 1.1594 | 1.4999 | 0.020015 | 0.11273 | 0.052885 | 4.5667 | 0.040541 | 0.55715 | 0.21205 | 8.1359 | 0.00045795 | 0.0037211 | 0.0027739 | 5.2122 | 0.019913 | 0.35279 | 0.24396 | 0.2846 | 0.00123 | 0.022721 | 0.014432 | 1.2269 | 0.0048675 | 0.084932 | 0.052677 | 0.71493 | 0.0039531 | 0.04093 | 0.19453 | 0.53494 | 0.28758 | 1.1104 | 225.9589 | 0.017233 | 1.9377 | 0.012636 | 3.981 | 5.8582 | 2.8849 | 189.7752 | 0.30828 | 9.7825 | 9.0165 | 14.6938 | 122029.4098 | 8.3518 | 350.0656 | 9.171 | 4.2702 | 2.0078 | 2.0517 | 3.0258 | 1.6017 | 1.721 | 13.3157 | 3.7558 | 0.66537 | 8.1579 | 2.6605 | 266.3033 | 8.2694 | 0.47636 | 19.2905 | 27.2222 | 640.8893 | 60.3903 | 4.3224 | 2.7323 | 7.477 | 7.4242 | 0.27043 | 1.2593 | 4.8695 | 7.3067 | 6.073 | 0.0021751 | 0.0013547 | 0.0042193 | 1.4745 | 8.2466e-05 | 0.0066708 | 6.1329e-05 | 0.017091 | 0.0026836 | 0.008876 | 13.2297 | 0.00070496 | 0.60589 | 0.30748 | 8.5168 | 1.4104 | 0.038759 | 1.2373 | 0.28192 | 0.017671 | 0.0083725 | 0.0072417 | 0.0038148 | 0.0057059 | 0.0070621 | 0.060354 | 0.075096 | 0.0037545 | 0.030709 | 0.011465 | 1.2051 | 0.00040555 | 0.00039848 | 0.10815 | 0.11509 | 2.9652 | 0.32065 | 0.023168 | 0.045551 | 0.02671 | 0.033049 | 0.0012642 | 0.0051958 | 0.019687 | 0.022643 | 0.023787 | 0.039424 | 0.017361 | 0.062487 | 18.1626 | 0.0013374 | 0.103 | 0.00082307 | 0.43261 | 0.045169 | 0.13928 | 7.2764 | 0.01113 | 22.7045 | 15.4303 | 529.979 | 28.4343 | 1.8167 | 27.6465 | 14.1376 | 0.92602 | 0.10982 | 0.10088 | 0.057434 | 0.10323 | 0.1822 | 2.0239 | 1.2749 | 0.047768 | 0.86751 | 0.16252 | 19.0593 | 0.0036871 | 0.0034612 | 10.2101 | 5.5686 | 148.3382 | 14.8131 | 1.7252 | 0.67254 | 0.41127 | 0.62895 | 0.020707 | 0.088333 | 0.3352 | 1.0565 | 1.0906 | 0.027439 | 0.010973 | 0.014972 | 6.5007 | 0.00088489 | 0.19919 | 0.00063268 | 0.85429 | 0.070936 | 0.12465 | 5.501 | 0.0081774 | 17.2184 | 8.2885 | 571.0978 | 17.3271 | 1.926 | 20.4788 | 7.8101 | 0.57763 | 0.14453 | 0.22177 | 0.028474 | 0.10413 | 0.07963 | 1.7221 | 0.54009 | 0.19584 | 0.51023 | 0.19767 | 12.7456 | 0.0031941 | 0.0027008 | 4.0713 | 2.7811 | 66.9943 | 8.6711 | 3.0667 | 0.234 | 0.29064 | 0.66441 | 0.01291 | 0.051995 | 0.21472 | 1.0914 | 1.1651 | 361.839 | 484.1008 | 60.0206 | 2.2141 | 2.9825 | 1.2403 | 3.0894 | 2.9178 | 13.5385 | 0.18398 | 0.0016541 | 0.020679 | 0.01184 | 0.36148 | 1.8159 | 1.7764 | 5.0848 | 1.4951 | 1.094
18 | 0.17095 | 0.041355 | 0.019172 | 1.1228 | 0.99296 | 0.99438 | 0.96818 | 0.031395 | 0.82801 | 0.65454 | 0.64815 | 0.77066 | 0.76695 | 0.20412 | 2028.6791 | 236.6278 | 0.95049 | 0.82207 | 0.16807 | 0.15685 | 0.17444 | 1.195 | 3.2501 | 409.521 | 0.00026056 | 154.9807 | 104.0321 | 15.3473 | 132.5452 | 17.9273 | 1.8672 | 61.2779 | 15.2085 | 12.0734 | 2605.3002 | 91.6837 | 96.6025 | 1828.1083 | 102.4766 | 88.3256 | 285.832 | 218.8375 | 225.4051 | 35.1381 | 44.1652 | 0.70321 | 0.025552 | 0.27686 | 0.019383 | 0.0022714 | 8.458e-05 | 28.4125 | 12.3463 | 2.9654 | 0.71909 | 0.67523 | 0.11842 | 2.5638 | 56.0761 | 12.0209 | 0.26012 | 0.86614 | 23.4293 | 119.6491 | 42.3913 | 21.3606 | 133.1576 | 9.8746 | 0.030727 | 0.25117 | 0.65368 | 38.755 | 12.4554 | 822.7458 | 90.0704 | 2.1712 | 0.08293 | 0.61887 | 0.12121 | 305.6548 | 153.6549 | 87.2278 | 73.298 | 17.6289 | 1281.529 | 214.9217 | 77.1285 | 89.3725 | 266.0704 | 157.552 | 86.9101 | 92.3008 | 8.8129 | 0.85373 | 0.83251 | 0.4049 | 59.6076 | 5.878 | 1.757 | 2.4757 | 0.17956 | 8.7408e-05 | 38.6788 | 1.2379 | 0.23152 | 0.18629 | 0.19491 | 3.4894 | 0.96793 | 1.053 | 0.44487 | 74.3576 | 16.9136 | 24.114 | 8.9813 | 125.9219 | 193.1686 | 1831.1336 | 226.7324 | 369.3182 | 169.1784 | 723.7889 | 364.7529 | 89.8539 | 410.4835 | 0.24527 | 0.13602 | 0.034201 | 0.077238 | 0.0090883 | 0.0055641 | 2.1647e-05 | 0.0020937 | 31.0835 | 14.39 | 0.93338 | 0.16804 | 2.7489 | 4.8356 | 394.3911 | 79.2931 | 3.4645 | 5.7467 | 127.6013 | 8.9842 | 128.1169 | 44.0403 | 33.8515 | 79.4437 | 625.8183 | 64.0792 | 579.761 | 8.3766 | 107.141 | 800.8451 | 159.9845 | 83.1525 | 62.453 | 69.1622 | 221.378 | 60.7775 | 8.2151 | 166.2097 | 90.358 | 11.0613 | 47.0905 | 666.2922 | 7.3099 | 82.9369 | 61.2419 | 179.8029 | 303.9829 | 74.4283 | 54.3046 | 28.8459 | 49.7791 | 0.0086601 | 0.0014198 | 0.29599 | 36.8305 | 2.4012 | 13.8091 | 2.055 | 284.9435 | 12.0756 | 4.6752 | 0.50294 | 7416.23 | 831.615 | 1463.5342 | 1241.6823 | 27.164 | 0.9601 | 26.9193 | 3.0396 | 4901.4005 | 1723.5207 | 486.4132 | 90.7869 | 142.8451 | 9.6133 | 170.5154 | 0.001433 | 37.6568 | 0.16408 | 14.342 | 88.9205 | 3.2832 | 50.851 | 170.9914 | 0.11163 | 0.27806 | 1.8231 | 3.4413 | 0.36622 | 0.21001 | 1.3656 | 0.17226 | 31.1681 | 0.0026987 | 12.5555 | 312.6263 | 0.026777 | 118.8966 | 5.3337 | 0.044229 | 0.61883 | 0.26675 | 4.5442 | 0.09138 | 1.739 | 1.0604 | 1.4346 | 0.01901 | 0.12415 | 0.049755 | 4.4982 | 0.03474 | 0.52859 | 0.21739 | 8.6778 | 0.00040189 | 0.0037908 | 0.002841 | 5.3318 | 0.020275 | 0.36947 | 0.23404 | 0.29166 | 0.0012618 | 0.019139 | 0.013657 | 1.1738 | 0.0054978 | 0.085982 | 0.053337 | 0.74554 | 0.0035263 | 0.047133 | 0.17424 | 0.52544 | 0.3055 | 1.0664 | 350.718 | 0.017508 | 1.9856 | 0.011899 | 4.3327 | 4.606 | 2.6204 | 195.8389 | 0.43512 | 10.3609 | 8.6732 | 14.2001 | 107287.6501 | 8.9058 | 346.9023 | 9.5765 | 4.6745 | 1.9026 | 1.9037 | 3.0603 | 1.5362 | 1.7704 | 14.5796 | 3.8713 | 0.77917 | 8.2482 | 2.8063 | 264.861 | 8.3432 | 0.4895 | 18.8528 | 24.7677 | 596.2725 | 64.4928 | 4.6363 | 2.9217 | 7.8818 | 7.2422 | 0.26436 | 1.2698 | 5.5374 | 7.4777 | 5.7882 | 0.0020807 | 0.0012056 | 0.0046078 | 1.5578 | 8.3702e-05 | 0.0063614 | 6.3465e-05 | 0.018293 | 0.0026194 | 0.0082207 | 12.089 | 0.00075765 | 0.62572 | 0.30993 | 8.1906 | 1.3824 | 0.041231 | 1.168 | 0.31741 | 0.017887 | 0.0077661 | 0.0075903 | 0.0036119 | 0.0064477 | 0.0072529 | 0.062872 | 0.070697 | 0.0038275 | 0.031857 | 0.010082 | 1.0857 | 0.00039483 | 0.00043947 | 0.096693 | 0.1236 | 3.0103 | 0.29925 | 0.022041 | 0.046431 | 0.029294 | 0.03573 | 0.0011124 | 0.0055488 | 0.022109 | 0.023005 | 0.023505 | 0.038373 | 0.017839 | 0.06204 | 18.9592 | 0.0013117 | 0.11015 | 0.00083372 | 0.44353 | 0.049282 | 0.15302 | 6.9036 | 0.010206 | 20.8206 | 14.7802 | 476.1128 | 29.7942 | 1.7034 | 29.7902 | 13.6642 | 0.89382 | 0.10514 | 0.099616 | 0.052 | 0.10237 | 0.17767 | 1.8152 | 1.5206 | 0.048744 | 0.89835 | 0.15099 | 20.1223 | 0.0033499 | 0.0032675 | 9.9428 | 4.9096 | 163.8252 | 14.3845 | 1.7917 | 0.59372 | 0.42152 | 0.66627 | 0.022023 | 0.10186 | 0.35073 | 1.0134 | 1.0309 | 0.026052 | 0.011679 | 0.014231 | 7.5545 | 0.00083259 | 0.22836 | 0.00052893 | 0.98248 | 0.062588 | 0.11484 | 5.68 | 0.0093855 | 17.4407 | 8.676 | 524.4786 | 18.7458 | 1.6913 | 20.1201 | 7.691 | 0.53837 | 0.14891 | 0.20157 | 0.030002 | 0.10857 | 0.074832 | 1.9487 | 0.55644 | 0.18986 | 0.54563 | 0.20769 | 12.0935 | 0.0031352 | 0.0029408 | 3.6717 | 3.0206 | 58.8407 | 8.0479 | 3.1518 | 0.25933 | 0.32129 | 0.69236 | 0.012652 | 0.057503 | 0.22124 | 1.3071 | 1.1598 | 384.1213 | 415.9565 | 73.1809 | 2.0405 | 4.0835 | 1.5688 | 3.5463 | 3.0311 | 12.5652 | 0.12819 | 0.00090985 | 0.022641 | 0.014615 | 0.35166 | 2.0627 | 2.2212 | 4.1837 | 1.5469 | 1.6036
19 | 0.13509 | 0.023494 | 0.0042656 | 1.1477 | 0.99959 | 0.99724 | 0.93746 | 0.072962 | 0.85506 | 0.61271 | 0.70849 | 0.77842 | 0.84073 | 0.19739 | 843.3548 | 243.708 | 0.94302 | 0.78643 | 0.19295 | 0.16874 | 0.29263 | 3.0003 | 6.4358 | 738.1911 | 0.0010635 | 129.8849 | 129.5351 | 15.5629 | 160.0817 | 15.2638 | 2.0807 | 55.7868 | 16.8594 | 13.4284 | 3097.4935 | 75.0616 | 95.9485 | 1730.5519 | 116.5761 | 82.3473 | 247.5872 | 236.0799 | 215.9176 | 36.6378 | 50.5154 | 0.71961 | 0.36977 | 0.10702 | 0.016379 | 0.0021901 | 8.6269e-05 | 34.6873 | 11.5389 | 2.5387 | 0.84155 | 0.50219 | 0.086255 | 2.3861 | 63.9134 | 11.0876 | 0.33808 | 0.85628 | 21.9597 | 116.1569 | 30.3702 | 24.3519 | 121.5863 | 10.1441 | 0.038178 | 0.274 | 0.79181 | 37.4464 | 16.095 | 643.977 | 93.7356 | 2.5681 | 0.10969 | 0.49837 | 0.12329 | 315.9359 | 127.3863 | 84.2448 | 55.387 | 16.7144 | 1357.7345 | 260.1306 | 74.3176 | 80.9944 | 272.1841 | 145.1842 | 99.7434 | 80.7323 | 8.3369 | 0.75409 | 0.88074 | 0.52073 | 54.8235 | 6.6508 | 2.2255 | 2.1125 | 0.17535 | 7.9059e-05 | 34.8311 | 0.88615 | 0.2664 | 0.25657 | 0.13625 | 2.5847 | 0.96901 | 0.98541 | 0.36922 | 67.9914 | 13.9698 | 27.6874 | 9.3998 | 152.788 | 177.529 | 1891.8428 | 267.2112 | 372.0949 | 197.1631 | 702.3224 | 311.3887 | 84.6611 | 452.7992 | 0.34952 | 0.26021 | 0.11567 | 0.066071 | 0.0075288 | 0.0058742 | 2.2906e-05 | 0.0019264 | 39.0341 | 13.7072 | 1.0886 | 0.14888 | 2.6777 | 5.5392 | 328.7697 | 75.7717 | 3.188 | 3.818 | 146.0993 | 7.9759 | 111.4427 | 43.4586 | 28.6251 | 98.5533 | 631.118 | 65.411 | 721.1306 | 10.6633 | 124.0426 | 774.0217 | 136.4705 | 109.0513 | 61.5829 | 63.7324 | 213.0015 | 49.2453 | 8.0518 | 173.8813 | 79.619 | 9.6349 | 44.092 | 540.0294 | 7.2343 | 83.3841 | 68.8653 | 206.0719 | 267.4102 | 82.314 | 45.6958 | 34.5903 | 52.8979 | 0.0093457 | 0.0013131 | 0.23498 | 34.4244 | 1.9801 | 10.8366 | 3.3658 | 244.6941 | 8.9881 | 5.4277 | 0.37679 | 6145.0272 | 773.8147 | 1414.6278 | 1315.6006 | 30.3356 | 0.74395 | 20.3508 | 3.1121 | 4803.3619 | 1313.2108 | 570.9164 | 108.3821 | 145.9245 | 8.0786 | 174.8867 | 0.0011532 | 35.1246 | 0.15833 | 14.4761 | 71.8529 | 5.4866 | 77.1864 | 161.3256 | 0.10355 | 0.25269 | 2.0873 | 2.3378 | 0.17814 | 0.21301 | 1.0685 | 0.16733 | 36.6919 | 0.002785 | 13.1634 | 296.8412 | 0.025839 | 114.7029 | 5.5151 | 0.047288 | 0.64263 | 0.27162 | 4.7229 | 0.0886 | 1.8657 | 1.1004 | 1.484 | 0.01924 | 0.10905 | 0.057057 | 4.4671 | 0.038296 | 0.53581 | 0.21919 | 9.1811 | 0.00044885 | 0.0036717 | 0.0028094 | 5.1184 | 0.019323 | 0.37773 | 0.20365 | 0.24213 | 0.0011297 | 0.019629 | 0.014589 | 1.255 | 0.0056101 | 0.099075 | 0.050049 | 0.75213 | 0.0032651 | 0.04457 | 0.17288 | 0.53319 | 0.29256 | 1.075 | 237.9713 | 0.014604 | 1.9867 | 0.011917 | 4.8126 | 5.5412 | 3.0856 | 199.8565 | 0.32842 | 10.3891 | 8.6396 | 13.3799 | 119371.0691 | 7.9414 | 331.3303 | 8.4986 | 4.089 | 1.9866 | 2.1122 | 2.9109 | 1.5673 | 1.829 | 12.7754 | 4.1134 | 0.74174 | 7.5084 | 2.5292 | 246.0345 | 8.1734 | 0.44557 | 18.2979 | 27.9792 | 641.9099 | 66.4183 | 4.465 | 3.0384 | 8.1928 | 8.0616 | 0.27675 | 1.1737 | 4.9668 | 6.3639 | 6.0006 | 0.0020554 | 0.0011708 | 0.0039152 | 1.3775 | 8.7324e-05 | 0.0069679 | 6.3632e-05 | 0.019415 | 0.0023702 | 0.0084891 | 12.2967 | 0.00067519 | 0.64643 | 0.2755 | 8.392 | 1.2178 | 0.034591 | 1.4007 | 0.32837 | 0.019972 | 0.0080135 | 0.0071414 | 0.0032253 | 0.006539 | 0.0066102 | 0.057934 | 0.073802 | 0.0035518 | 0.029732 | 0.0096865 | 1.2213 | 0.00042291 | 0.00042856 | 0.10363 | 0.11992 | 2.5927 | 0.28469 | 0.023267 | 0.045951 | 0.026516 | 0.036214 | 0.0012459 | 0.0056799 | 0.020777 | 0.023303 | 0.024635 | 0.04055 | 0.018428 | 0.057321 | 19.763 | 0.0011951 | 0.091412 | 0.0007804 | 0.43832 | 0.046555 | 0.16395 | 7.5923 | 0.011 | 23.7266 | 14.9823 | 461.4886 | 30.7393 | 1.6299 | 26.7056 | 14.3787 | 0.96466 | 0.1108 | 0.10609 | 0.049886 | 0.10092 | 0.16396 | 1.9363 | 1.3562 | 0.043574 | 0.82274 | 0.15271 | 19.426 | 0.0035755 | 0.0033063 | 9.4631 | 5.4627 | 169.6826 | 15.3763 | 1.642 | 0.58032 | 0.43806 | 0.65912 | 0.020548 | 0.10024 | 0.3624 | 1.124 | 1.0048 | 0.027841 | 0.011462 | 0.014672 | 6.4983 | 0.00087916 | 0.20918 | 0.00061342 | 0.89319 | 0.060923 | 0.12055 | 5.9303 | 0.0090676 | 16.0706 | 8.8189 | 545.8794 | 18.5338 | 1.6377 | 18.4384 | 7.6162 | 0.547 | 0.16385 | 0.20549 | 0.027119 | 0.10188 | 0.073078 | 1.8232 | 0.65006 | 0.1832 | 0.45348 | 0.22595 | 11.2776 | 0.0030841 | 0.0027577 | 4.0009 | 3.1023 | 58.1006 | 8.5778 | 3.2241 | 0.26222 | 0.28002 | 0.72812 | 0.014381 | 0.056877 | 0.23716 | 1.121 | 1.2416 | 392.3203 | 431.0283 | 68.9832 | 2.0943 | 3.5254 | 1.4509 | 4.1989 | 2.7854 | 8.6742 | 0.12098 | 0.0012779 | 0.054181 | 0.0086844 | 0.34028 | 1.3331 | 0.999 | 2.3138 | 0.83846 | 1.2296

## ngB-Senegal-results
Element | N recovery | P recovery | K recovery | TEA results | LCA results
Feature | Total N [% N] | Total P [% P] | Total K [% K] | Annual net cost [USD/cap/yr] | GlobalWarming [kg CO2-eq/cap/yr] | H_Ecosystems [points/cap/yr] | H_Health [points/cap/yr] | H_Resources [points/cap/yr]
0 | 52.5242 | 37.332 | 22.6321 | 107.4524 | 102.8344 | 0.29316 | 15.1273 | 13.3941
1 | 52.5242 | 37.332 | 22.6321 | 139.2506 | 88.4323 | 0.19279 | 18.6974 | 8.8996
2 | 52.5242 | 37.332 | 22.6321 | 98.1192 | 81.874 | 0.24856 | 7.6919 | 13.0981
3 | 52.5242 | 37.332 | 22.6321 | 122.7003 | 102.1976 | 0.24116 | 18.8229 | 11.6307
4 | 52.5242 | 37.332 | 22.6321 | 86.8213 | 75.2391 | 0.16535 | 12.8316 | 6.4198
5 | 52.5242 | 37.332 | 22.6321 | 175.0067 | 88.9864 | 0.21852 | 16.7262 | 10.397
6 | 52.5242 | 37.332 | 22.6321 | 116.4337 | 84.0812 | 0.28155 | 9.7254 | 13.1049
7 | 52.5242 | 37.332 | 22.6321 | 141.5796 | 85.4419 | 0.23461 | 10.8954 | 10.0493
8 | 52.5242 | 37.332 | 22.6321 | 135.5702 | 65.4453 | 0.20335 | 9.0575 | 7.9868
9 | 52.5242 | 37.332 | 22.6321 | 119.3071 | 83.6127 | 0.19828 | 15.4895 | 8.6709
10 | 52.5242 | 37.332 | 22.6321 | 165.7461 | 89.8434 | 0.33181 | 9.0532 | 16.5539
11 | 52.5242 | 37.332 | 22.6321 | 178.9705 | 87.4817 | 0.30411 | 7.1928 | 15.4055
12 | 52.5242 | 37.332 | 22.6321 | 128.8189 | 78.3235 | 0.20519 | 13.3841 | 9.381
13 | 52.5242 | 37.332 | 22.6321 | 237.6563 | 100.7237 | 0.30136 | 13.8649 | 14.2622
14 | 52.5242 | 37.332 | 22.6321 | 118.8998 | 106.5813 | 0.304 | 15.3244 | 15.1505
15 | 52.5242 | 37.332 | 22.6321 | 94.1021 | 90.237 | 0.29314 | 11.9035 | 13.5161
16 | 52.5242 | 37.332 | 22.6321 | 92.6074 | 69.7642 | 0.18022 | 11.0564 | 8.5634
17 | 52.5242 | 37.332 | 22.6321 | 221.7308 | 116.0728 | 0.43549 | 12.8968 | 20.9268
18 | 52.5242 | 37.332 | 22.6321 | 182.1154 | 80.8497 | 0.25186 | 6.8113 | 13.0004
19 | 52.5242 | 37.332 | 22.6321 | 88.4833 | 84.884 | 0.17588 | 13.4042 | 8.6099

## ngB-South Africa-param
Element | Excretion-B1 | [21 empty] | MURT-B2 | [11 empty] | NEWgenerator an MBR-B3 | [36 empty] | Sludge pasteurization-B4 | [8 empty] | NEWgenerator ion exchange-B5 | [39 empty] | NEWgenerator chlorination-B6 | [24 empty] | NEWgenerator controls-B8 | [41 empty] | NEWgenerator housing-B9 | [9 empty] | NEWgenerator pretreatment-B10 | [11 empty] | NEWgenerator foundation-B11 |  | MURT-B2 |  |  | TEA |  |  |  | LCA | [225 empty] | NEWgenerator gridtied-B7 | [7 empty] | Excretion-B1 | LCA |  |  |  | TEA
Feature | Excretion N prot [fraction] | Excretion P prot v [fraction] | Excretion P prot a [fraction] | Excretion K cal [g K/1000 kcal] | Excretion N exc [fraction of intake] | Excretion P exc [fraction of intake] | Excretion K exc [fraction of intake] | Excretion e exc [fraction of intake] | Excretion N ur [fraction of total] | Excretion P ur [fraction of total] | Excretion K ur [fraction of total] | Excretion e fec [fraction of total] | Excretion N ur NH3 [fraction of total N in urine] | Excretion N fec NH3 [fraction of total N in feces] | Excretion ur exc [g/cap/d] | Excretion fec exc [g/cap/d] | Excretion ur moi [fraction] | Excretion fec moi [fraction] | Excretion mg ur [g Mg/cap/d] | Excretion mg fec [g Mg/cap/d] | Excretion ca ur [g Ca/cap/d] | Excretion ca fec [g Ca/cap/d] | MURT collection period [days] | MURT sludge accum rate [L/cap/yr] | MURT N volatilization [fraction of N input] | MURT squatting pan cost [USD] | MURT urinal cost [USD] | MURT led cost [USD] | MURT anticor floor cost [USD] | MURT fan cost [USD] | MURT circuit change cost [USD] | MURT pipe cost [USD] | MURT squatting pan weight [kg] | MURT urinal weight [kg] | NEWgenerator an MBR anmbr reactor tank [USD] | NEWgenerator an MBR anmbr reactor media [USD] | NEWgenerator an MBR anmbr reactor fittings [USD] | NEWgenerator an MBR anmbr membrane module [USD] | NEWgenerator an MBR anmbr permeate pump [USD] | NEWgenerator an MBR anmbr backwash pump [USD] | NEWgenerator an MBR anmbr water pump [USD] | NEWgenerator an MBR anmbr membrane fittings [USD] | NEWgenerator an MBR anmbr biogas gas bag [USD] | NEWgenerator an MBR anmbr biogas fittings [USD] | NEWgenerator an MBR anmbr biogas ventilation [USD] | NEWgenerator an MBR anmbr COD removal [ratio] | NEWgenerator an MBR anmbr TN removal [ratio] | NEWgenerator an MBR anmbr TP removal [ratio] | NEWgenerator an MBR anmbr water pump energy percycle [kWh] | NEWgenerator an MBR anmbr permeate pump energy percycle [kWh] | NEWgenerator an MBR anmbr backwash pump energy percycle [kWh] | NEWgenerator an MBR anmbr batch cycle perday [# batches day-1] | NEWgenerator an MBR anmbr labor maintenance membrane chem cleaning [hrs/yr] | NEWgenerator an MBR anmbr labor maintenance sludge removal [hrs/yr] | NEWgenerator an MBR anmbr labor replacement membrane pump [hrs/yr] | NEWgenerator an MBR anmbr labor replacement permeate pump [hrs/yr] | NEWgenerator an MBR anmbr labor replacement membrane module [hrs/yr] | NEWgenerator an MBR anmbr labor replacement misc repairs [hr/y] | NEWgenerator an MBR anmbr reactor weight [kg] | NEWgenerator an MBR anmbr tau [d] | NEWgenerator an MBR anmbr soluble methane fraction [nan] | NEWgenerator an MBR anmbr VSS TSS ratio [nan] | NEWgenerator an MBR anmbr membrane weight [kg] | NEWgenerator an MBR anmbr PE weight [kg] | NEWgenerator an MBR anmbr PVC weight [kg] | NEWgenerator an MBR anmbr plastic weight [kg] | NEWgenerator an MBR anmbr piping [USD] | NEWgenerator an MBR anmbr piping PVC weight [kg] | NEWgenerator an MBR anmbr sludge yield [kg-VSS/kg-BOD removed] | NEWgenerator an MBR anmbr methane yield [m3-CH4/kg COD removed] | NEWgenerator an MBR dissolved methane HFMC removed [nan] | Sludge pasteurization sludge dryer weight [kg] | Sludge pasteurization sludge barrel weight [kg] | Sludge pasteurization sludge dryer [USD] | Sludge pasteurization sludge barrel [USD] | Sludge pasteurization sludge labor maintenance [h] | Fraction biogas lost [fraction] | Biogas efficiency [fraction] | Heat loss [fraction] | Sludge temperature [fraction] | NEWgenerator ion exchange ion eq2 tank [USD] | NEWgenerator ion exchange ion eq2 pump [USD] | NEWgenerator ion exchange ion eq2 powered valve [USD] | NEWgenerator ion exchange ion eq2 fittings [USD] | NEWgenerator ion exchange ion zeolite tanks [USD] | NEWgenerator ion exchange ion filtration media [USD] | NEWgenerator ion exchange ion gac [USD] | NEWgenerator ion exchange ion zeolite [USD] | NEWgenerator ion exchange ion zeolite fittings [USD] | NEWgenerator ion exchange ion eq3 tank [USD] | NEWgenerator ion exchange ion eq3 pump [USD] | NEWgenerator ion exchange ion eq3 filter [USD] | NEWgenerator ion exchange ion eq3 fittings [USD] | NEWgenerator ion exchange ion COD removal [nan] | NEWgenerator ion exchange ion TN removal [nan] | NEWgenerator ion exchange ion TP removal [nan] | NEWgenerator ion exchange ion labor maintenance zeolite regeneration [hr/y] | NEWgenerator ion exchange ion labor maintenance GAC replacement [hr/y] | NEWgenerator ion exchange ion labor replacement zeolite [hr/y] | NEWgenerator ion exchange ion labor replacement misc repairs [hr/y] | NEWgenerator ion exchange ion labor replacement other pump [hrs/yr] | NEWgenerator ion exchange ion backwash pump energy percycle [kWh] | NEWgenerator ion exchange ion batch cycle perday [# batches day-1] | NEWgenerator ion exchange ion gac unit cost [USD/kg] | NEWgenerator ion exchange ion zeolite unit cost [USD/kg] | NEWgenerator ion exchange ion na cl unit cost [USD/kg] | NEWgenerator ion exchange ion na OH unit cost [USD/kg] | NEWgenerator ion exchange ion regen freq per yr [events/yr] | NEWgenerator ion exchange ion regen efficiency [nan] | NEWgenerator ion exchange ion polycarbonate weight [kg] | NEWgenerator ion exchange ion steel weight [kg] | NEWgenerator ion exchange ion PE weight [kg] | NEWgenerator ion exchange ion PVC weight [kg] | NEWgenerator ion exchange ion plastic weight [kg] | NEWgenerator ion exchange ion piping PVC weight [kg] | NEWgenerator ion exchange ion piping [USD] | NEWgenerator ion exchange ion replacement scenario drums [USD] | NEWgenerator ion exchange ion largerncs scenario zeolite tanks [USD] | NEWgenerator ion exchange ion largerncs scenario zeolite [USD] | NEWgenerator ion exchange ion zeolite fittings largerncs [USD] | NEWgenerator chlorination chlorination recycle pump [USD] | NEWgenerator chlorination chlorination electochlorinator [USD] | NEWgenerator chlorination chlorination powered valve [USD] | NEWgenerator chlorination chlorination fittings [USD] | NEWgenerator chlorination chlorination tanks [USD] | NEWgenerator chlorination chlorination COD removal [%] | NEWgenerator chlorination chlorination TN removal [%] | NEWgenerator chlorination chlorination TP removal [%] | NEWgenerator chlorination chlorination chlorinator energy percycle [kWh] | NEWgenerator chlorination chlorination pump energy percycle [kWh] | NEWgenerator chlorination chlorination ventilation energy percycle [kWh] | NEWgenerator chlorination chlorination valve energy percycle [kWh] | NEWgenerator chlorination chlorination product water pump energy percycle [kWh] | NEWgenerator chlorination chlorination batch cycle per day [# batches day-1] | NEWgenerator chlorination chlorination labor maintenance chlorinator recharging [hr/y] | NEWgenerator chlorination chlorination labor replacement chlorinator replacement [hr/y] | NEWgenerator chlorination chlorination labor replacement other pump [hr/y] | NEWgenerator chlorination chlorination labor replacement misc repairs [hr/y] | NEWgenerator chlorination chlorination na cl dosage [mg/L] | NEWgenerator chlorination chlorination throughput flow [L/d] | NEWgenerator chlorination chlorination PE weight [kg] | NEWgenerator chlorination chlorination PVC weight [kg] | NEWgenerator chlorination chlorination electronics active weight [kg] | NEWgenerator chlorination chlorination piping [USD] | NEWgenerator chlorination chlorination piping PVC weight [kg] | NEWgenerator controls control box enclosure panel [USD] | NEWgenerator controls control box arduino microcontroller [USD] | NEWgenerator controls control box microcontroller din rails [USD] | NEWgenerator controls control box wifi [USD] | NEWgenerator controls control box solid state relays [USD] | NEWgenerator controls control box other relays [USD] | NEWgenerator controls control box conductors [USD] | NEWgenerator controls control box din rails [USD] | NEWgenerator controls control sensors enclosure panel [USD] | NEWgenerator controls control sensors signal conditioners [USD] | NEWgenerator controls control sensors din rails [USD] | NEWgenerator controls control sensors voltage converter [USD] | NEWgenerator controls control orp enclosure panel [USD] | NEWgenerator controls control orp voltage converter [USD] | NEWgenerator controls control orp controller [USD] | NEWgenerator controls control orp probe [USD] | NEWgenerator controls control orp cables [USD] | NEWgenerator controls control pump enclosure panel [USD] | NEWgenerator controls control pump voltage converter [USD] | NEWgenerator controls control pump voltage rectifier [USD] | NEWgenerator controls control pump box relay [USD] | NEWgenerator controls control sensors level sensor [USD] | NEWgenerator controls control sensors level switch [USD] | NEWgenerator controls control sensors flow switches [USD] | NEWgenerator controls control sensors proximity sensor [USD] | NEWgenerator controls control stranded cables [USD] | NEWgenerator controls control sensor cables [USD] | NEWgenerator controls control cable glands [USD] | NEWgenerator controls control gauge ferrules [USD] | NEWgenerator controls control zip ties [USD] | NEWgenerator controls control terminal block jumper [USD] | NEWgenerator controls control system energy percycle [kW] | NEWgenerator controls control system ORP energy percycle [kW] | NEWgenerator controls control background runtime energy perday [kWh] | NEWgenerator controls control batch cycle perday [# batches day-1] | NEWgenerator controls control labor replacement misc repairs [hr/y] | NEWgenerator controls control polycarbonate weight [kg] | NEWgenerator controls control aluminum weight [kg] | NEWgenerator controls control cable length [m] | NEWgenerator controls control electronics passive weight [kg] | NEWgenerator controls control electronics active weight [kg] | NEWgenerator controls control control units weight [kg] | NEWgenerator housing housing framework [USD] | NEWgenerator housing housing framework shipping [USD] | NEWgenerator housing housing fittings [USD] | NEWgenerator housing housing steel weight [kg] | NEWgenerator housing housing zinc coated steel weight [kg] | NEWgenerator housing housing zinc coat [m2] | NEWgenerator housing housing aluminum weight [kg] | NEWgenerator housing housing PE weight [kg] | NEWgenerator housing housing largerncs framework [USD] | NEWgenerator housing cheaper housing framework [USD] | NEWgenerator pretreatment pretreatment eq tank [USD] | NEWgenerator pretreatment pretreatment tank PE weight [kg] | NEWgenerator pretreatment pretreatment piping [USD] | NEWgenerator pretreatment pretreatment piping PVC weight [kg] | NEWgenerator pretreatment pretreatment feed pump [USD] | NEWgenerator pretreatment pretreatment feed pump energy percycle [kWh] | NEWgenerator pretreatment pretreatment batch cycle perday [# batches day-1] | NEWgenerator pretreatment pretreatment labor replacement other pump [hrs/yr] | NEWgenerator pretreatment pretreatment labor screen pit cleaning [hrs/yr] | NEWgenerator pretreatment pretreatment barscreen cost [USD] | NEWgenerator pretreatment pretreatment barscreen weight [kg] | NEWgenerator pretreatment pretreatment barscreen [USD] | NEWgenerator foundation foundation concrete unit cost [USD m-3] | NEWgenerator foundation foundation concrete thickness [m] | Max ch4 emission [g CH4/g COD] | Full degradation time [yr] | Log degradation [-] | Price factor [-] | Zeolite price [USD/kg] | GAC price [USD/kg] | Na OH price [USD/kg] | CH4 CF [kg CO2-eq/kg CH4] | CH4 ecosystems CF [points/kg CH4] | CH4 health CF [points/kg CH4] | N2O CF [kg CO2-eq/kg N2O] | N2O ecosystems CF [points/kg N2O] | N2O health CF [points/kg N2O] | N fertilizer CF [kg CO2-eq/kg N] | N fertilizer ecosystems CF [points/kg N] | N fertilizer health CF [points/kg N] | N fertilizer resources CF [points/kg N] | P fertilizer CF [kg CO2-eq/kg P] | P fertilizer ecosystems CF [points/kg P] | P fertilizer health CF [points/kg P] | P fertilizer resources CF [points/kg P] | K fertilizer CF [kg CO2-eq/kg K] | K fertilizer ecosystems CF [points/kg K] | K fertilizer health CF [points/kg K] | K fertilizer resources CF [points/kg K] | Conc nh3 CF [kg CO2-eq/kg] | Conc nh3 ecosystems CF [points/kg] | Conc nh3 health CF [points/kg] | Conc nh3 resources CF [points/kg] | GAC CF [kg CO2-eq/kg] | GAC ecosystems CF [points/kg] | GAC health CF [points/kg] | GAC resources CF [points/kg] | Zeolite CF [kg CO2-eq/kg] | Zeolite ecosystems CF [points/kg] | Zeolite health CF [points/kg] | Zeolite resources CF [points/kg] | Na cl CF [kg CO2-eq/kg] | Na cl ecosystems CF [points/kg] | Na cl health CF [points/kg] | Na cl resources CF [points/kg] | Na OH CF [kg CO2-eq/kg] | Na OH ecosystems CF [points/kg] | Na OH health CF [points/kg] | Na OH resources CF [points/kg] | LPG CF [kg CO2-eq/kg] | LPG ecosystems CF [points/kg] | LPG health CF [points/kg] | LPG resources CF [points/kg] | Excavation-Global warming [kg CO2-eq/m3] | Brick-Global warming [kg CO2-eq/kg] | Cement-Global warming [kg CO2-eq/kg] | Concrete-Global warming [kg CO2-eq/m3] | Gravel-Global warming [kg CO2-eq/kg] | Plastic-Global warming [kg CO2-eq/kg] | Sand-Global warming [kg CO2-eq/kg] | Stainless steel-global warming [kg CO2-eq/kg] | Stainless steel sheet-global warming [kg CO2-eq/kg] | Steel-Global warming [kg CO2-eq/kg] | Wood-Global warming [kg CO2-eq/m3] | Trucking-Global warming [kg CO2-eq/tonne*km] | Electric motor-global warming [kg CO2-eq/ea] | Electronics-Global warming [kg CO2-eq/kg] | Catalytic converter-global warming [kg CO2-eq/ea] | Oil heat exchanger-global warming [kg CO2-eq/ea] | Pump-Global warming [kg CO2-eq/ea] | Hydronic heat exchanger-global warming [kg CO2-eq/ea] | Electric connectors-global warming [kg CO2-eq/kg] | Electric cables-global warming [kg CO2-eq/m] | PVC-Global warming [kg CO2-eq/kg] | PE-Global warming [kg CO2-eq/kg] | Polymer-Global warming [kg CO2-eq/kg] | Cationic resin-global warming [kg CO2-eq/kg] | Ceramic-Global warming [kg CO2-eq/kg] | Fan-Global warming [kg CO2-eq/kg] | Aluminum-Global warming [kg CO2-eq/kg] | LPG-Global warming [kg CO2-eq/kg] | Zinc coat-global warming [kg CO2-eq/m2] | Polyacrylamide-Global warming [kg CO2-eq/kg] | Photovoltaic panel-global warming [kg CO2-eq/m2] | GACProduction-Global warming [kg CO2-eq/kg] | GACRegeneration-Global warming [kg CO2-eq/kg] | Switches-Global warming [kg CO2-eq/kg] | Control units-global warming [kg CO2-eq/kg] | Electronics active-global warming [kg CO2-eq/kg] | Electronics passive-global warming [kg CO2-eq/kg] | Transformers-Global warming [kg CO2-eq/kg] | Fertilizer offset-global warming [kg CO2-eq/kg] | Polycarbonate-Global warming [kg CO2-eq/kg] | Membrane-Global warming [kg CO2-eq/kg] | Na cl-global warming [kg CO2-eq/kg] | Na oh-global warming [kg CO2-eq/kg] | Zeolite-Global warming [kg CO2-eq/kg] | Battery-Global warming [kg CO2-eq/kg] | Lithium battery-global warming [kg CO2-eq/kg] | Excavation-H ecosystems [kg CO2-eq/m3] | Brick-H ecosystems [kg CO2-eq/kg] | Cement-H ecosystems [kg CO2-eq/kg] | Concrete-H ecosystems [kg CO2-eq/m3] | Gravel-H ecosystems [kg CO2-eq/kg] | Plastic-H ecosystems [kg CO2-eq/kg] | Sand-H ecosystems [kg CO2-eq/kg] | Stainless steel-h ecosystems [kg CO2-eq/kg] | Stainless steel sheet-h ecosystems [kg CO2-eq/kg] | Steel-H ecosystems [kg CO2-eq/kg] | Wood-H ecosystems [kg CO2-eq/m3] | Trucking-H ecosystems [kg CO2-eq/tonne*km] | Electric motor-h ecosystems [kg CO2-eq/ea] | Electronics-H ecosystems [kg CO2-eq/kg] | Catalytic converter-h ecosystems [kg CO2-eq/ea] | Oil heat exchanger-h ecosystems [kg CO2-eq/ea] | Pump-H ecosystems [kg CO2-eq/ea] | Hydronic heat exchanger-h ecosystems [kg CO2-eq/ea] | Electric connectors-h ecosystems [kg CO2-eq/kg] | Electric cables-h ecosystems [kg CO2-eq/m] | PVC-H ecosystems [kg CO2-eq/kg] | PE-H ecosystems [kg CO2-eq/kg] | Polymer-H ecosystems [kg CO2-eq/kg] | Cationic resin-h ecosystems [kg CO2-eq/kg] | Ceramic-H ecosystems [kg CO2-eq/kg] | Fan-H ecosystems [kg CO2-eq/kg] | Aluminum-H ecosystems [kg CO2-eq/kg] | LPG-H ecosystems [kg CO2-eq/kg] | Zinc coat-h ecosystems [kg CO2-eq/m2] | Polyacrylamide-H ecosystems [kg CO2-eq/kg] | Photovoltaic panel-h ecosystems [kg CO2-eq/m2] | GACProduction-H ecosystems [kg CO2-eq/kg] | GACRegeneration-H ecosystems [kg CO2-eq/kg] | Switches-H ecosystems [kg CO2-eq/kg] | Control units-h ecosystems [kg CO2-eq/kg] | Electronics active-h ecosystems [kg CO2-eq/kg] | Electronics passive-h ecosystems [kg CO2-eq/kg] | Transformers-H ecosystems [kg CO2-eq/kg] | Fertilizer offset-h ecosystems [kg CO2-eq/kg] | Polycarbonate-H ecosystems [kg CO2-eq/kg] | Membrane-H ecosystems [kg CO2-eq/kg] | Na cl-h ecosystems [kg CO2-eq/kg] | Na oh-h ecosystems [kg CO2-eq/kg] | Zeolite-H ecosystems [kg CO2-eq/kg] | Battery-H ecosystems [kg CO2-eq/kg] | Lithium battery-h ecosystems [kg CO2-eq/kg] | Excavation-H health [kg CO2-eq/m3] | Brick-H health [kg CO2-eq/kg] | Cement-H health [kg CO2-eq/kg] | Concrete-H health [kg CO2-eq/m3] | Gravel-H health [kg CO2-eq/kg] | Plastic-H health [kg CO2-eq/kg] | Sand-H health [kg CO2-eq/kg] | Stainless steel-h health [kg CO2-eq/kg] | Stainless steel sheet-h health [kg CO2-eq/kg] | Steel-H health [kg CO2-eq/kg] | Wood-H health [kg CO2-eq/m3] | Trucking-H health [kg CO2-eq/tonne*km] | Electric motor-h health [kg CO2-eq/ea] | Electronics-H health [kg CO2-eq/kg] | Catalytic converter-h health [kg CO2-eq/ea] | Oil heat exchanger-h health [kg CO2-eq/ea] | Pump-H health [kg CO2-eq/ea] | Hydronic heat exchanger-h health [kg CO2-eq/ea] | Electric connectors-h health [kg CO2-eq/kg] | Electric cables-h health [kg CO2-eq/m] | PVC-H health [kg CO2-eq/kg] | PE-H health [kg CO2-eq/kg] | Polymer-H health [kg CO2-eq/kg] | Cationic resin-h health [kg CO2-eq/kg] | Ceramic-H health [kg CO2-eq/kg] | Fan-H health [kg CO2-eq/kg] | Aluminum-H health [kg CO2-eq/kg] | LPG-H health [kg CO2-eq/kg] | Zinc coat-h health [kg CO2-eq/m2] | Polyacrylamide-H health [kg CO2-eq/kg] | Photovoltaic panel-h health [kg CO2-eq/m2] | GACProduction-H health [kg CO2-eq/kg] | GACRegeneration-H health [kg CO2-eq/kg] | Switches-H health [kg CO2-eq/kg] | Control units-h health [kg CO2-eq/kg] | Electronics active-h health [kg CO2-eq/kg] | Electronics passive-h health [kg CO2-eq/kg] | Transformers-H health [kg CO2-eq/kg] | Fertilizer offset-h health [kg CO2-eq/kg] | Polycarbonate-H health [kg CO2-eq/kg] | Membrane-H health [kg CO2-eq/kg] | Na cl-h health [kg CO2-eq/kg] | Na oh-h health [kg CO2-eq/kg] | Zeolite-H health [kg CO2-eq/kg] | Battery-H health [kg CO2-eq/kg] | Lithium battery-h health [kg CO2-eq/kg] | Excavation-H resources [kg CO2-eq/m3] | Brick-H resources [kg CO2-eq/kg] | Cement-H resources [kg CO2-eq/kg] | Concrete-H resources [kg CO2-eq/m3] | Gravel-H resources [kg CO2-eq/kg] | Plastic-H resources [kg CO2-eq/kg] | Sand-H resources [kg CO2-eq/kg] | Stainless steel-h resources [kg CO2-eq/kg] | Stainless steel sheet-h resources [kg CO2-eq/kg] | Steel-H resources [kg CO2-eq/kg] | Wood-H resources [kg CO2-eq/m3] | Trucking-H resources [kg CO2-eq/tonne*km] | Electric motor-h resources [kg CO2-eq/ea] | Electronics-H resources [kg CO2-eq/kg] | Catalytic converter-h resources [kg CO2-eq/ea] | Oil heat exchanger-h resources [kg CO2-eq/ea] | Pump-H resources [kg CO2-eq/ea] | Hydronic heat exchanger-h resources [kg CO2-eq/ea] | Electric connectors-h resources [kg CO2-eq/kg] | Electric cables-h resources [kg CO2-eq/m] | PVC-H resources [kg CO2-eq/kg] | PE-H resources [kg CO2-eq/kg] | Polymer-H resources [kg CO2-eq/kg] | Cationic resin-h resources [kg CO2-eq/kg] | Ceramic-H resources [kg CO2-eq/kg] | Fan-H resources [kg CO2-eq/kg] | Aluminum-H resources [kg CO2-eq/kg] | LPG-H resources [kg CO2-eq/kg] | Zinc coat-h resources [kg CO2-eq/m2] | Polyacrylamide-H resources [kg CO2-eq/kg] | Photovoltaic panel-h resources [kg CO2-eq/m2] | GACProduction-H resources [kg CO2-eq/kg] | GACRegeneration-H resources [kg CO2-eq/kg] | Switches-H resources [kg CO2-eq/kg] | Control units-h resources [kg CO2-eq/kg] | Electronics active-h resources [kg CO2-eq/kg] | Electronics passive-h resources [kg CO2-eq/kg] | Transformers-H resources [kg CO2-eq/kg] | Fertilizer offset-h resources [kg CO2-eq/kg] | Polycarbonate-H resources [kg CO2-eq/kg] | Membrane-H resources [kg CO2-eq/kg] | Na cl-h resources [kg CO2-eq/kg] | Na oh-h resources [kg CO2-eq/kg] | Zeolite-H resources [kg CO2-eq/kg] | Battery-H resources [kg CO2-eq/kg] | Lithium battery-h resources [kg CO2-eq/kg] | NEWgenerator gridtied grid power ac conversion [USD] | NEWgenerator gridtied grid power dc distribution [USD] | NEWgenerator gridtied grid power misc [USD] | NEWgenerator gridtied grid labor replacement misc repairs [hr/y] | NEWgenerator gridtied grid polycarbonate weight [kg] | NEWgenerator gridtied grid aluminium weight [kg] | NEWgenerator gridtied grid electronics passive weight [kg] | NEWgenerator gridtied grid electronics active weight [kg] | Operator daily wage [USD/h] | Energy gwp [kg CO2-eq/kWh] | Energy h ecosystems [points/kWh] | Energy h health [points/kWh] | Energy h resources [points/kWh] | Nacl price [USD/kg] | Lpg price [USD/kg] | N fertilizer price [USD/kg N] | P fertilizer price [USD/kg P] | K fertilizer price [USD/kg K] | Nh3 fertilizer price [USD/kg N]
0 | 0.14171 | 0.016204 | 0.0099587 | 1.232 | 0.9981 | 0.99873 | 0.69804 | 0.072892 | 0.81267 | 0.5389 | 0.62372 | 0.85735 | 0.89683 | 0.1776 | 1787.68 | 307.9423 | 0.95608 | 0.82651 | 0.19403 | 0.33105 | 0.098127 | 1.4214 | 5.9907 | 367.0311 | 0.0089063 | 149.8247 | 131.5757 | 11.9002 | 175.5053 | 15.8982 | 2.0702 | 56.4399 | 16.2571 | 10.9631 | 2336.1363 | 87.7824 | 96.7205 | 1522.0964 | 108.7584 | 88.606 | 282.9312 | 217.0973 | 203.3589 | 31.3972 | 59.341 | 0.72547 | 0.15136 | 0.081731 | 0.019822 | 0.0016501 | 7.5306e-05 | 39.1294 | 11.9428 | 3.5155 | 0.97828 | 0.68523 | 0.095452 | 2.8313 | 49.6887 | 9.6887 | 0.31756 | 0.84968 | 26.8365 | 95.8575 | 36.4679 | 21.185 | 149.8556 | 9.3013 | 0.03334 | 0.2547 | 0.85238 | 36.0758 | 21.2444 | 757.6318 | 100.4369 | 2.9842 | 0.11297 | 0.48355 | 0.092317 | 238.5391 | 152.3608 | 81.8338 | 64.5565 | 17.174 | 1150.5128 | 222.1103 | 82.14 | 75.7742 | 219.2696 | 139.722 | 97.4096 | 76.1229 | 8.0436 | 0.74599 | 0.60808 | 0.53717 | 49.7717 | 5.7326 | 2.3686 | 1.9593 | 0.16113 | 6.9156e-05 | 38.2551 | 1.06 | 0.24082 | 0.20148 | 0.15521 | 2.5075 | 0.96266 | 0.8903 | 0.49431 | 85.5206 | 16.4096 | 29.328 | 9.1886 | 131.976 | 146.6255 | 1970.5117 | 268.981 | 422.5189 | 182.486 | 809.5138 | 359.7398 | 80.8876 | 412.0908 | 0.12734 | 0.18896 | 0.21102 | 0.073267 | 0.0079361 | 0.0051381 | 2.5826e-05 | 0.0024105 | 39.1399 | 14.2467 | 1.0703 | 0.17092 | 2.004 | 6.7609 | 429.1832 | 65.0892 | 3.0929 | 4.3378 | 118.7371 | 8.2836 | 126.5199 | 48.9978 | 28.264 | 100.1382 | 746.2146 | 69.8596 | 635.818 | 9.3277 | 107.7174 | 666.88 | 153.9983 | 93.4977 | 63.9509 | 78.8954 | 240.0295 | 48.1163 | 7.8316 | 169.5133 | 98.0681 | 9.4534 | 46.7923 | 568.3061 | 5.8661 | 75.4181 | 60.0235 | 209.0591 | 260.3131 | 96.2393 | 47.0867 | 29.178 | 51.1424 | 0.0084804 | 0.0014061 | 0.2946 | 36.546 | 2.0642 | 11.9141 | 2.1387 | 258.3288 | 8.0752 | 5.2848 | 0.5986 | 6317.973 | 935.0351 | 1495.4354 | 1380.4257 | 31.7075 | 0.90858 | 26.9793 | 2.4115 | 5414.5151 | 1624.7296 | 542.3183 | 83.7712 | 134.2057 | 10.0998 | 181.7337 | 0.0015185 | 38.9378 | 0.18891 | 11.2598 | 64.0288 | 6.3992 | 94.1484 | 219.7393 | 0.12072 | 0.28273 | 2.2302 | 2.9619 | 0.27205 | 0.20739 | 1.1557 | 0.13357 | 32.661 | 0.0026221 | 12.7713 | 284.6616 | 0.025222 | 129.8759 | 5.0936 | 0.04793 | 0.64684 | 0.25438 | 5.283 | 0.092386 | 1.8257 | 1.0956 | 1.4829 | 0.01796 | 0.11947 | 0.052698 | 4.4425 | 0.038391 | 0.50002 | 0.21335 | 7.8193 | 0.00043853 | 0.0036554 | 0.0028238 | 4.6962 | 0.02068 | 0.38127 | 0.20274 | 0.25721 | 0.0012281 | 0.019551 | 0.013104 | 1.257 | 0.0053306 | 0.08558 | 0.054882 | 0.72036 | 0.0038073 | 0.043238 | 0.16379 | 0.54708 | 0.26627 | 1.054 | 374.1483 | 0.013352 | 1.9731 | 0.011437 | 3.9293 | 5.1558 | 2.3512 | 186.7628 | 0.23267 | 10.7522 | 9.6842 | 15.0029 | 119346.4042 | 8.7153 | 293.0378 | 9.4395 | 4.1632 | 2.0443 | 1.9531 | 2.5212 | 1.5668 | 1.9636 | 12.9678 | 4.3486 | 0.75051 | 8.9209 | 2.809 | 274.6744 | 8.68 | 0.44877 | 18.8188 | 27.1007 | 675.425 | 62.0121 | 4.1912 | 2.5997 | 7.1264 | 7.6735 | 0.24797 | 1.3047 | 4.7481 | 7.5547 | 5.8744 | 0.0019921 | 0.0013176 | 0.0045536 | 1.5424 | 8.132e-05 | 0.0063928 | 5.9949e-05 | 0.017275 | 0.0024274 | 0.0087312 | 12.8875 | 0.00072627 | 0.63886 | 0.29219 | 8.0418 | 1.4098 | 0.03927 | 1.3338 | 0.32718 | 0.019323 | 0.0076958 | 0.0072576 | 0.0032697 | 0.0059996 | 0.0074205 | 0.059157 | 0.074081 | 0.0033978 | 0.032844 | 0.010944 | 1.1192 | 0.00047251 | 0.00040875 | 0.094624 | 0.12359 | 2.9844 | 0.30451 | 0.022939 | 0.041609 | 0.02941 | 0.036591 | 0.0012469 | 0.0056938 | 0.018532 | 0.02397 | 0.025827 | 0.042349 | 0.018235 | 0.056975 | 16.598 | 0.0013434 | 0.091281 | 0.00086893 | 0.37371 | 0.050493 | 0.14175 | 7.3019 | 0.011019 | 22.6316 | 14.4952 | 443.9039 | 26.9342 | 1.7174 | 26.5879 | 13.2724 | 0.90209 | 0.10052 | 0.10261 | 0.053667 | 0.095916 | 0.16601 | 1.8758 | 1.2799 | 0.044814 | 0.89425 | 0.162 | 18.8231 | 0.0031747 | 0.0037148 | 9.8473 | 5.1114 | 141.1044 | 14.5535 | 1.8491 | 0.69088 | 0.38642 | 0.63164 | 0.022509 | 0.088548 | 0.37484 | 1.0007 | 0.98744 | 0.027282 | 0.010803 | 0.015039 | 7.5325 | 0.00086934 | 0.21975 | 0.00056313 | 0.87922 | 0.070394 | 0.13635 | 5.2239 | 0.0093478 | 15.728 | 7.4852 | 528.389 | 20.9573 | 1.7051 | 19.4262 | 9.1295 | 0.50302 | 0.14376 | 0.20208 | 0.031076 | 0.10754 | 0.07116 | 1.9059 | 0.61414 | 0.16641 | 0.49855 | 0.19912 | 13.0956 | 0.0030627 | 0.0030872 | 4.0948 | 3.1231 | 61.9001 | 7.8614 | 3.3219 | 0.26454 | 0.30758 | 0.72298 | 0.014031 | 0.049181 | 0.22373 | 1.0859 | 1.2643 | 442.7494 | 478.2557 | 47.9932 | 1.9516 | 3.0366 | 1.3901 | 4.0254 | 2.6345 | 16.2161 | 0.16317 | 0.0017677 | 0.044703 | 0.014795 | 0.33382 | 1.5651 | 1.6678 | 5.062 | 1.5323 | 1.6404
1 | 0.18609 | 0.027956 | 0.016266 | 1.1832 | 0.9995 | 0.99221 | 0.7563 | 0.035832 | 0.81809 | 0.62354 | 0.81222 | 0.81747 | 0.83493 | 0.18487 | 976.5157 | 197.7289 | 0.96221 | 0.83427 | 0.15724 | 0.25407 | 0.22 | 3.42 | 3.1041 | 283.2777 | 0.0038471 | 146.5785 | 130.2264 | 15.3798 | 127.0134 | 14.5437 | 1.9991 | 66.2901 | 16.5897 | 14.0396 | 2793.8505 | 81.1561 | 93.9357 | 1715.6291 | 129.1007 | 97.9305 | 239.5703 | 244.5262 | 239.4006 | 29.1767 | 50.0861 | 0.8778 | 0.060978 | 0.072518 | 0.015135 | 0.0018315 | 8.32e-05 | 37.1568 | 12.0444 | 2.4964 | 0.94142 | 0.67684 | 0.1104 | 2.1952 | 45.8863 | 5.9651 | 0.34026 | 0.91668 | 21.3467 | 81.1519 | 34.5234 | 22.6631 | 121.3408 | 9.1583 | 0.036519 | 0.26906 | 0.84603 | 27.9886 | 12.2347 | 790.3731 | 89.7373 | 2.6707 | 0.075307 | 0.66873 | 0.0784 | 268.0302 | 149.5161 | 92.884 | 61.6847 | 14.6551 | 1185.5555 | 266.1792 | 80.8783 | 85.8275 | 236.1709 | 142.5632 | 79.1869 | 87.9675 | 7.2813 | 0.84503 | 0.71725 | 0.55628 | 56.3076 | 4.9714 | 2.2691 | 2.6816 | 0.19091 | 7.1023e-05 | 29.7794 | 0.84101 | 0.20011 | 0.19485 | 0.1415 | 3.4618 | 0.96052 | 0.85889 | 0.41875 | 77.8286 | 17.2727 | 34.8952 | 8.0363 | 122.2556 | 172.233 | 1779.2987 | 224.5569 | 357.8157 | 196.9504 | 790.5313 | 362.8343 | 78.8427 | 417.6261 | 0.21167 | 0.26315 | 0.18831 | 0.060183 | 0.0099553 | 0.0065713 | 2.0452e-05 | 0.0023518 | 33.2151 | 11.3969 | 0.9942 | 0.15749 | 2.2743 | 6.6558 | 406.3228 | 73.3334 | 3.8368 | 5.6075 | 158.926 | 8.865 | 139.7684 | 45.0951 | 36.7124 | 79.0064 | 683.3397 | 60.9858 | 717.6145 | 8.5469 | 131.8417 | 753.7361 | 129.7045 | 104.803 | 52.8765 | 77.3964 | 198.8836 | 50.3798 | 9.941 | 170.9847 | 92.6414 | 12.4921 | 54.5618 | 554.9989 | 7.2515 | 72.6327 | 71.9588 | 167.938 | 267.1847 | 73.279 | 52.8812 | 34.2495 | 46.8493 | 0.0095863 | 0.0012445 | 0.25956 | 34.2306 | 2.4904 | 12.9148 | 2.4062 | 204.5692 | 11.769 | 4.2561 | 0.392 | 6616.0633 | 964.0939 | 1335.7064 | 1441.5858 | 28.2606 | 1.3462 | 26.0048 | 2.4348 | 5179.0202 | 1324.4342 | 558.6227 | 85.4055 | 152.5204 | 9.8576 | 166.1213 | 0.0013445 | 30.3575 | 0.1803 | 14.8009 | 46.8454 | 4.8876 | 62.9758 | 185.0225 | 0.1126 | 0.28455 | 1.4812 | 2.5795 | 0.39784 | 0.25324 | 1.189 | 0.1487 | 36.2556 | 0.0030555 | 14.2668 | 305.8839 | 0.026557 | 120.3294 | 5.6061 | 0.048634 | 0.6114 | 0.24719 | 4.7974 | 0.091998 | 1.7573 | 1.1092 | 1.556 | 0.019791 | 0.1122 | 0.054659 | 4.2299 | 0.037655 | 0.51102 | 0.21917 | 9.1711 | 0.00043133 | 0.0034687 | 0.0029305 | 5.1059 | 0.021739 | 0.35404 | 0.22053 | 0.28708 | 0.0012824 | 0.020308 | 0.012727 | 1.1861 | 0.0053741 | 0.09851 | 0.048296 | 0.77807 | 0.0035213 | 0.046528 | 0.1654 | 0.51682 | 0.25011 | 1.0307 | 301.4544 | 0.015124 | 1.9397 | 0.011241 | 4.1707 | 4.6494 | 2.1849 | 195.5676 | 0.26497 | 9.3594 | 9.0788 | 14.5477 | 103346.7095 | 8.1544 | 325.3719 | 9.4792 | 4.3373 | 1.9894 | 2.0936 | 2.775 | 1.5339 | 1.9244 | 13.833 | 3.7111 | 0.6717 | 7.9303 | 2.6894 | 259.2919 | 8.7714 | 0.47799 | 19.805 | 25.3128 | 601.3619 | 59.3965 | 4.5057 | 2.9671 | 8.3249 | 7.1479 | 0.25841 | 1.2533 | 4.8509 | 6.6732 | 6.0988 | 0.0019266 | 0.0012293 | 0.0044342 | 1.4598 | 9.1654e-05 | 0.007592 | 5.7838e-05 | 0.020122 | 0.0026826 | 0.0085841 | 13.5839 | 0.0007817 | 0.65562 | 0.33071 | 8.8257 | 1.2457 | 0.035441 | 1.3575 | 0.3145 | 0.017957 | 0.0073087 | 0.0070285 | 0.0036832 | 0.0056613 | 0.0063427 | 0.059643 | 0.071257 | 0.0033743 | 0.034229 | 0.011316 | 1.0328 | 0.00043685 | 0.00045023 | 0.1063 | 0.12436 | 3.1043 | 0.27345 | 0.019753 | 0.044473 | 0.028936 | 0.038595 | 0.0012502 | 0.0052973 | 0.018229 | 0.022914 | 0.025441 | 0.043206 | 0.016057 | 0.058073 | 19.1322 | 0.001172 | 0.10561 | 0.00079785 | 0.42511 | 0.049843 | 0.14679 | 7.2384 | 0.011389 | 21.0405 | 13.4146 | 487.4551 | 27.9886 | 1.8708 | 28.9695 | 14.7864 | 0.823 | 0.11589 | 0.10689 | 0.056801 | 0.089067 | 0.17941 | 1.7295 | 1.4958 | 0.045748 | 0.92158 | 0.16733 | 19.6634 | 0.003453 | 0.0034352 | 10.4559 | 5.0392 | 145.8552 | 13.7778 | 1.8321 | 0.65879 | 0.44562 | 0.61788 | 0.018908 | 0.08941 | 0.38638 | 1.1743 | 1.0836 | 0.025464 | 0.011116 | 0.014091 | 6.9221 | 0.00086395 | 0.20615 | 0.00054999 | 0.84007 | 0.067349 | 0.13166 | 5.0487 | 0.0090191 | 16.3584 | 9.1243 | 579.141 | 18.0088 | 1.8655 | 21.0652 | 8.8341 | 0.58016 | 0.15214 | 0.22455 | 0.032532 | 0.10651 | 0.07368 | 1.7315 | 0.64089 | 0.18488 | 0.48054 | 0.19588 | 13.1366 | 0.0032609 | 0.0030323 | 3.8027 | 2.7434 | 56.44 | 8.646 | 3.2841 | 0.26437 | 0.28051 | 0.70169 | 0.014269 | 0.050607 | 0.22968 | 1.1742 | 1.2723 | 420.3817 | 523.8622 | 38.956 | 2.3732 | 4.0679 | 1.6191 | 3.0501 | 4.3687 | 13.5524 | 0.19193 | 0.0017382 | 0.037121 | 0.011689 | 0.15116 | 1.0312 | 2.4865 | 2.1868 | 1.7798 | 1.1588
2 | 0.17965 | 0.014394 | 0.0059481 | 1.374 | 0.99223 | 0.99107 | 0.79871 | 0.079669 | 0.79214 | 0.40985 | 0.67659 | 0.82741 | 0.78439 | 0.22078 | 1279.5126 | 362.9091 | 0.94098 | 0.78682 | 0.17547 | 0.29583 | 0.29877 | 1.0639 | 6.6259 | 399.604 | 0.0062905 | 177.6954 | 118.3265 | 15.6966 | 147.676 | 14.96 | 1.6468 | 57.2618 | 15.7449 | 9.7587 | 2771.0597 | 86.1291 | 101.3883 | 1509.9233 | 123.5935 | 86.286 | 273.9724 | 257.0189 | 200.8488 | 35.6797 | 49.2111 | 0.93427 | 0.091291 | 0.26009 | 0.019564 | 0.0019456 | 7.7074e-05 | 29.8649 | 10.0152 | 3.0915 | 0.85237 | 0.56724 | 0.11518 | 2.367 | 71.2937 | 3.0547 | 0.31962 | 0.76815 | 25.8104 | 106.9979 | 40.9152 | 14.9693 | 130.2537 | 7.659 | 0.037119 | 0.30499 | 0.76105 | 43.921 | 16.2093 | 580.2766 | 79.2198 | 3.8217 | 0.079751 | 0.44722 | 0.11789 | 321.1891 | 136.9039 | 80.241 | 54.8392 | 16.0278 | 1028.9227 | 259.1174 | 104.8526 | 76.6567 | 292.7122 | 166.5319 | 78.1107 | 84.2602 | 7.5692 | 0.52032 | 0.93275 | 0.34682 | 50.6727 | 6.7277 | 1.7792 | 2.4947 | 0.19908 | 9.4232e-05 | 31.7245 | 1.3515 | 0.25048 | 0.24006 | 0.15635 | 3.1879 | 0.9527 | 1.263 | 0.52602 | 92.2148 | 15.5044 | 25.9273 | 10.3127 | 127.7703 | 158.7292 | 1883.1686 | 275.2634 | 331.2344 | 173.3602 | 897.9726 | 393.5962 | 91.1984 | 489.6198 | 0.36234 | 0.069603 | 0.13552 | 0.064638 | 0.0091356 | 0.0059406 | 1.9713e-05 | 0.0018476 | 35.8584 | 13.2549 | 0.87268 | 0.18355 | 2.3762 | 4.8926 | 362.6736 | 87.3908 | 2.9053 | 3.891 | 131.2645 | 9.5724 | 124.8455 | 46.6612 | 35.7784 | 91.8736 | 781.5743 | 55.5717 | 730.3546 | 8.3631 | 112.1989 | 615.576 | 133.811 | 90.3705 | 61.9432 | 74.5553 | 192.0335 | 62.8674 | 9.0488 | 173.9446 | 91.7627 | 11.6463 | 45.2062 | 668.5397 | 5.7658 | 81.2004 | 60.4879 | 178.3497 | 242.2903 | 77.079 | 53.2616 | 31.4128 | 49.7484 | 0.0093864 | 0.0010483 | 0.22269 | 30.0702 | 2.6638 | 11.5783 | 2.2019 | 307.9148 | 11.4862 | 4.7883 | 0.5172 | 6501.6756 | 789.5723 | 1292.7103 | 1316.7851 | 34.3026 | 1.2499 | 23.4858 | 2.5834 | 4639.9396 | 1175.7943 | 473.4228 | 107.5877 | 139.4131 | 7.7772 | 190.4889 | 0.0014023 | 35.8679 | 0.15525 | 11.6997 | 60.4401 | 4.0481 | 66.6836 | 205.9736 | 0.12345 | 0.26801 | 1.3982 | 2.3527 | 0.13338 | 0.23993 | 1.2434 | 0.17125 | 35.4405 | 0.0028569 | 13.335 | 315.5995 | 0.024633 | 122.3067 | 5.5218 | 0.042294 | 0.60588 | 0.26797 | 4.533 | 0.098471 | 1.6029 | 1.1004 | 1.5248 | 0.019 | 0.11724 | 0.054301 | 4.1771 | 0.034592 | 0.52907 | 0.21408 | 8.826 | 0.00044969 | 0.0033348 | 0.0027282 | 5.2256 | 0.020839 | 0.3763 | 0.20996 | 0.29106 | 0.0011699 | 0.022158 | 0.014113 | 1.3054 | 0.0050644 | 0.088588 | 0.049877 | 0.77866 | 0.0039294 | 0.041333 | 0.19194 | 0.52041 | 0.2972 | 1.0635 | 354.7324 | 0.012487 | 1.9369 | 0.01203 | 3.2137 | 3.8933 | 2.4888 | 196.7641 | 0.29999 | 9.6043 | 9.1638 | 13.6594 | 116121.7686 | 7.8371 | 352.7378 | 8.4183 | 4.0762 | 2.25 | 1.9941 | 2.5738 | 1.7621 | 1.872 | 14.9424 | 4.2222 | 0.74732 | 8.0793 | 2.9013 | 291.527 | 8.5158 | 0.47381 | 17.4774 | 26.8539 | 637.7433 | 60.0639 | 4.6084 | 2.9125 | 7.5841 | 6.956 | 0.27011 | 1.1315 | 5.289 | 6.9479 | 5.9447 | 0.0020113 | 0.0012944 | 0.0038681 | 1.527 | 8.3438e-05 | 0.0065974 | 5.6446e-05 | 0.016941 | 0.0025406 | 0.0075082 | 12.5811 | 0.00070716 | 0.58711 | 0.32549 | 8.6421 | 1.3777 | 0.040146 | 1.3509 | 0.30554 | 0.018907 | 0.0079364 | 0.007346 | 0.0033198 | 0.0058586 | 0.0070553 | 0.063855 | 0.071853 | 0.0033439 | 0.035411 | 0.011116 | 1.226 | 0.00040287 | 0.00040196 | 0.0925 | 0.10958 | 2.7776 | 0.27718 | 0.023371 | 0.047108 | 0.030057 | 0.039093 | 0.0012785 | 0.0053277 | 0.019341 | 0.023561 | 0.023337 | 0.039388 | 0.016491 | 0.059804 | 17.1386 | 0.0011392 | 0.10296 | 0.00081267 | 0.41452 | 0.053413 | 0.16651 | 6.8492 | 0.011811 | 20.7301 | 12.9829 | 538.7002 | 30.2127 | 1.7098 | 30.1084 | 13.0775 | 0.85834 | 0.12153 | 0.095709 | 0.059647 | 0.10009 | 0.1676 | 1.7683 | 1.3757 | 0.040276 | 0.81997 | 0.1758 | 19.4148 | 0.0035004 | 0.0036168 | 10.758 | 4.892 | 151.0758 | 12.9208 | 1.7171 | 0.59245 | 0.46283 | 0.64365 | 0.020451 | 0.091182 | 0.36084 | 1.1045 | 1.1359 | 0.025305 | 0.010427 | 0.015719 | 7.025 | 0.00085724 | 0.23063 | 0.0005819 | 0.96259 | 0.0641 | 0.11416 | 5.1652 | 0.0078064 | 17.4059 | 8.5036 | 553.8146 | 19.098 | 1.974 | 20.1877 | 7.671 | 0.56969 | 0.15652 | 0.23756 | 0.030623 | 0.11253 | 0.08111 | 1.7144 | 0.60178 | 0.17495 | 0.51828 | 0.22921 | 11.3212 | 0.0028991 | 0.00272 | 3.9288 | 2.9254 | 63.7873 | 8.4939 | 3.2353 | 0.28194 | 0.31467 | 0.61098 | 0.012156 | 0.04875 | 0.23241 | 1.2304 | 1.2278 | 401.5401 | 408.8543 | 47.1397 | 2.1232 | 4.3882 | 1.5408 | 3.6971 | 3.1362 | 11.5286 | 0.19876 | 0.0022586 | 0.03302 | 0.013322 | 0.23316 | 1.7239 | 0.99091 | 3.9228 | 1.0428 | 0.76584
3 | 0.13821 | 0.030014 | 0.016102 | 1.2034 | 0.99089 | 0.99038 | 0.67153 | 0.070384 | 0.82943 | 0.69211 | 0.86164 | 0.80224 | 0.76941 | 0.22404 | 1039.2867 | 326.8501 | 0.94994 | 0.85545 | 0.14903 | 0.3135 | 0.20646 | 0.66078 | 2.7028 | 395.4551 | 0.0046028 | 154.0631 | 116.1155 | 13.5587 | 139.1688 | 16.8705 | 1.8282 | 60.3941 | 14.6858 | 11.1226 | 2978.6017 | 79.1145 | 86.3478 | 1603.8844 | 104.2004 | 94.7151 | 265.3156 | 265.7212 | 259.7262 | 35.2901 | 55.0805 | 0.81515 | 0.32099 | 0.16675 | 0.018119 | 0.0022192 | 8.645e-05 | 36.0472 | 10.1631 | 3.5608 | 0.8239 | 0.57747 | 0.10551 | 2.5231 | 59.6919 | 10.4411 | 0.30261 | 0.82398 | 16.7688 | 104.6467 | 37.1821 | 23.3605 | 136.8083 | 9.0285 | 0.035392 | 0.28382 | 0.63762 | 31.718 | 21.3085 | 895.2783 | 115.5355 | 2.3083 | 0.082901 | 0.69399 | 0.10541 | 345.1019 | 125.0379 | 78.5189 | 57.1227 | 14.9232 | 1253.3999 | 232.8626 | 74.5783 | 82.3798 | 281.7022 | 144.8814 | 84.9927 | 91.3732 | 8.3785 | 0.42964 | 0.78489 | 0.41628 | 70.7542 | 7.0594 | 2.0046 | 2.1284 | 0.16787 | 7.2261e-05 | 28.1802 | 1.2064 | 0.24557 | 0.20757 | 0.13267 | 3.0065 | 0.96598 | 0.9106 | 0.4879 | 98.1913 | 16.7903 | 24.9181 | 9.8104 | 136.3185 | 139.208 | 2090.4051 | 254.6513 | 317.6595 | 175.4903 | 914.7873 | 327.061 | 100.3979 | 473.2716 | 0.083283 | 0.36599 | 0.20171 | 0.063273 | 0.010528 | 0.0069431 | 2.0793e-05 | 0.0024966 | 27.2948 | 12.0575 | 1.1908 | 0.20311 | 1.9294 | 4.4957 | 309.2583 | 95.681 | 3.9129 | 4.8473 | 141.6591 | 10.0227 | 123.2889 | 47.6262 | 32.5849 | 102.125 | 718.3975 | 67.7496 | 684.8488 | 8.203 | 104.8823 | 810.9334 | 140.6091 | 107.8794 | 62.4267 | 65.6816 | 208.1756 | 47.2885 | 9.8065 | 166.3331 | 94.1774 | 11.1177 | 52.5691 | 512.8945 | 6.5179 | 69.7271 | 65.2505 | 161.471 | 253.5308 | 83.5683 | 48.039 | 30.1782 | 40.647 | 0.0099698 | 0.0011534 | 0.28587 | 29.3962 | 2.879 | 12.8831 | 3.3797 | 249.5049 | 9.3886 | 4.0675 | 0.4585 | 5742.5795 | 940.0632 | 1536.3717 | 1520.492 | 32.2416 | 0.81681 | 22.5388 | 3.1158 | 5377.6941 | 1450.7793 | 584.5044 | 95.205 | 153.7982 | 9.5455 | 152.4349 | 0.0013639 | 37.0087 | 0.15043 | 12.0661 | 80.1532 | 3.8428 | 68.6669 | 200.4359 | 0.10933 | 0.18635 | 1.0535 | 2.1831 | 0.12832 | 0.21907 | 1.3563 | 0.14057 | 31.6508 | 0.0027481 | 12.8481 | 300.873 | 0.023833 | 116.5757 | 5.4556 | 0.046758 | 0.63414 | 0.25275 | 4.8797 | 0.089399 | 1.844 | 1.1772 | 1.4659 | 0.019248 | 0.10801 | 0.054568 | 4.5024 | 0.038697 | 0.55858 | 0.22281 | 8.3198 | 0.00044291 | 0.0035302 | 0.0027558 | 5.0681 | 0.018863 | 0.34073 | 0.23102 | 0.26675 | 0.0012529 | 0.020512 | 0.013432 | 1.2825 | 0.0057701 | 0.092866 | 0.055479 | 0.68621 | 0.0039378 | 0.048968 | 0.17127 | 0.51901 | 0.26929 | 1.0239 | 320.2726 | 0.01288 | 1.958 | 0.012562 | 3.6536 | 3.9836 | 2.1428 | 202.0643 | 0.46935 | 9.0935 | 8.9494 | 13.0253 | 108541.6801 | 9.2419 | 342.6523 | 9.0205 | 4.2059 | 2.196 | 1.8297 | 2.9759 | 1.6249 | 1.7969 | 13.7304 | 3.822 | 0.78283 | 8.5843 | 2.8456 | 293.4597 | 8.0898 | 0.40355 | 16.7617 | 28.9165 | 589.1361 | 67.3842 | 4.4498 | 3.0467 | 7.982 | 7.7575 | 0.27429 | 1.1897 | 5.1648 | 7.1637 | 6.7228 | 0.0020772 | 0.0013622 | 0.0044374 | 1.6222 | 8.2338e-05 | 0.0076495 | 5.3864e-05 | 0.017903 | 0.0024859 | 0.0077713 | 12.611 | 0.00078719 | 0.61708 | 0.27659 | 8.4808 | 1.2685 | 0.037717 | 1.201 | 0.32246 | 0.018499 | 0.0078629 | 0.0069367 | 0.0037919 | 0.0064756 | 0.0068566 | 0.060135 | 0.072706 | 0.0035143 | 0.033339 | 0.010197 | 1.0409 | 0.00041128 | 0.00041678 | 0.10807 | 0.12758 | 2.7135 | 0.28135 | 0.023054 | 0.047663 | 0.028424 | 0.03694 | 0.001053 | 0.0054136 | 0.020359 | 0.024952 | 0.02559 | 0.043986 | 0.01573 | 0.053151 | 18.726 | 0.0013619 | 0.1042 | 0.00078112 | 0.3851 | 0.051776 | 0.15917 | 7.4196 | 0.010906 | 23.0967 | 15.5517 | 447.7833 | 30.8002 | 1.822 | 27.181 | 13.9765 | 0.97338 | 0.10906 | 0.090747 | 0.049456 | 0.098136 | 0.17216 | 1.9709 | 1.3642 | 0.048667 | 0.80134 | 0.15687 | 18.6336 | 0.0037863 | 0.0034875 | 10.1193 | 5.1751 | 163.8365 | 15.3611 | 1.5487 | 0.61981 | 0.3847 | 0.6052 | 0.020179 | 0.08725 | 0.38894 | 1.1821 | 1.0289 | 0.029233 | 0.010589 | 0.015354 | 6.3054 | 0.00078243 | 0.20884 | 0.00060263 | 0.90516 | 0.060959 | 0.1325 | 5.1215 | 0.0084962 | 16.6845 | 8.4478 | 540.7123 | 18.1323 | 1.9336 | 18.5704 | 8.7905 | 0.56373 | 0.15521 | 0.21731 | 0.032027 | 0.10183 | 0.079474 | 1.7654 | 0.5651 | 0.17861 | 0.48405 | 0.20206 | 12.6857 | 0.0029343 | 0.0032211 | 3.5447 | 2.7085 | 65.3926 | 8.097 | 2.939 | 0.25797 | 0.27157 | 0.62199 | 0.012368 | 0.056923 | 0.23955 | 1.135 | 1.1828 | 358.4484 | 394.4622 | 71.9546 | 2.242 | 4.188 | 1.2693 | 4.361 | 3.978 | 14.8327 | 0.17407 | 0.0012077 | 0.046687 | 0.01683 | 0.36836 | 2.4875 | 0.96354 | 3.6346 | 0.67433 | 1.4689
4 | 0.135 | 0.037083 | 0.020346 | 1.262 | 0.99348 | 0.99701 | 0.86684 | 0.095467 | 0.86403 | 0.69895 | 0.60672 | 0.78157 | 0.7935 | 0.16146 | 1353.9579 | 404.0322 | 0.94786 | 0.8484 | 0.18651 | 0.17947 | 0.4781 | 0.48304 | 3.9493 | 783.8798 | 0.0029961 | 155.7158 | 105.6276 | 16.0772 | 150.2277 | 16.3976 | 1.8776 | 64.6581 | 11.9099 | 12.3221 | 2295.0621 | 81.455 | 93.3873 | 1664.5594 | 106.9061 | 92.6994 | 249.3429 | 256.5244 | 228.4119 | 30.4503 | 57.9514 | 0.82083 | 0.21077 | 0.11828 | 0.013799 | 0.0023207 | 6.6147e-05 | 38.7947 | 10.4968 | 2.8524 | 1.0173 | 0.6536 | 0.10614 | 2.0573 | 52.9349 | 6.8282 | 0.35418 | 0.80494 | 24.4472 | 112.405 | 42.1226 | 17.6413 | 153.551 | 10.3197 | 0.031262 | 0.23565 | 0.95031 | 45.3047 | 16.9387 | 876.4341 | 92.6063 | 2.442 | 0.072571 | 0.64324 | 0.076462 | 278.553 | 133.6059 | 83.5589 | 69.7367 | 16.5298 | 1290.4986 | 278.6952 | 85.5236 | 83.5746 | 278.3911 | 169.533 | 86.5863 | 76.5081 | 7.825 | 0.8483 | 0.56907 | 0.24866 | 68.9528 | 6.2074 | 1.6392 | 2.7909 | 0.14222 | 8.7503e-05 | 35.3468 | 1.0324 | 0.23507 | 0.23107 | 0.13678 | 2.5811 | 0.96 | 1.2985 | 0.35345 | 78.7323 | 14.8671 | 31.6207 | 7.9015 | 149.4685 | 131.5858 | 2133.1276 | 261.0566 | 404.9714 | 168.8072 | 718.3115 | 318.873 | 76.42 | 475.9043 | 0.088382 | 0.32629 | 0.16617 | 0.077472 | 0.0086729 | 0.0054631 | 2.8777e-05 | 0.002232 | 38.0848 | 10.89 | 1.1015 | 0.153 | 2.8394 | 6.5826 | 317.4763 | 92.4086 | 3.7276 | 4.4035 | 125.7172 | 10.3206 | 117.618 | 52.3911 | 34.2897 | 89.8464 | 693.7735 | 63.1837 | 603.97 | 8.8059 | 110.8099 | 738.3049 | 167.4285 | 98.1841 | 58.5688 | 61.7639 | 248.9406 | 60.5876 | 8.9052 | 152.3259 | 86.7316 | 9.8132 | 44.7659 | 651.0609 | 6.4834 | 68.8458 | 67.468 | 190.6496 | 300.6431 | 80.2267 | 50.43 | 33.4105 | 45.325 | 0.011806 | 0.0013481 | 0.23325 | 30.4859 | 1.974 | 8.7361 | 2.3488 | 228.4251 | 12.1484 | 5.9971 | 0.5084 | 5755.7401 | 776.1501 | 1230.5795 | 1027.4412 | 31.167 | 1.1176 | 24.8353 | 3.1373 | 5581.6742 | 1504.7089 | 480.6231 | 109.2236 | 128.9212 | 8.3343 | 189.1165 | 0.0012386 | 34.8461 | 0.14394 | 12.5209 | 71.6149 | 3.4651 | 83.3154 | 173.8733 | 0.10435 | 0.27411 | 2.4194 | 3.1685 | 0.38353 | 0.20629 | 0.87529 | 0.18426 | 32.1322 | 0.0026439 | 14.3188 | 317.0699 | 0.022977 | 113.5985 | 5.8222 | 0.047187 | 0.62964 | 0.28199 | 4.7016 | 0.097835 | 1.8095 | 1.0641 | 1.4456 | 0.017507 | 0.11383 | 0.057791 | 4.2499 | 0.040207 | 0.53205 | 0.20367 | 8.9532 | 0.00039543 | 0.0031555 | 0.0026953 | 4.8121 | 0.021013 | 0.36801 | 0.23806 | 0.24476 | 0.0012171 | 0.019944 | 0.013733 | 1.3246 | 0.0054402 | 0.085458 | 0.056959 | 0.68083 | 0.0034211 | 0.047171 | 0.16582 | 0.53688 | 0.29883 | 1.0011 | 330.9382 | 0.012049 | 1.9922 | 0.011993 | 4.7084 | 5.7801 | 2.4042 | 190.9574 | 0.42772 | 9.7501 | 9.3566 | 14.8975 | 114818.059 | 8.0601 | 330.7208 | 8.3219 | 4.4644 | 1.8674 | 1.7911 | 2.6623 | 1.605 | 1.7485 | 13.3348 | 4.2973 | 0.77753 | 7.9856 | 3.0185 | 249.0155 | 7.5922 | 0.4671 | 18.9418 | 28.0942 | 679.7767 | 62.6109 | 4.6337 | 2.6567 | 7.299 | 7.3055 | 0.24153 | 1.2936 | 5.6058 | 7.6462 | 6.5526 | 0.0019759 | 0.0011474 | 0.0043927 | 1.5034 | 9.5559e-05 | 0.0070704 | 5.4808e-05 | 0.017666 | 0.002583 | 0.0076619 | 13.1831 | 0.00067976 | 0.57441 | 0.28439 | 8.3811 | 1.3019 | 0.036664 | 1.2409 | 0.29897 | 0.021136 | 0.0069731 | 0.0075497 | 0.0035313 | 0.0056068 | 0.0069013 | 0.054142 | 0.081683 | 0.0037018 | 0.035951 | 0.0098053 | 1.1816 | 0.00047812 | 0.00040446 | 0.091701 | 0.12177 | 2.904 | 0.29008 | 0.01984 | 0.046459 | 0.026575 | 0.032873 | 0.0011483 | 0.0050546 | 0.019387 | 0.02545 | 0.024635 | 0.038054 | 0.018522 | 0.054742 | 19.6445 | 0.0011871 | 0.098947 | 0.00091421 | 0.43213 | 0.052346 | 0.14363 | 6.796 | 0.01218 | 23.4603 | 14.8668 | 492.8141 | 30.9402 | 1.7652 | 26.3527 | 12.749 | 0.86484 | 0.10574 | 0.10002 | 0.053862 | 0.086366 | 0.15622 | 1.8819 | 1.4058 | 0.04411 | 0.8857 | 0.18041 | 21.2954 | 0.0033747 | 0.0032013 | 10.8222 | 5.2072 | 152.6056 | 12.8065 | 1.8124 | 0.6876 | 0.4411 | 0.66213 | 0.019804 | 0.087966 | 0.3362 | 1.1328 | 1.076 | 0.028472 | 0.0115 | 0.016729 | 7.6345 | 0.00077315 | 0.20119 | 0.00061967 | 0.87542 | 0.066511 | 0.1132 | 4.8844 | 0.0078215 | 17.0775 | 7.7651 | 495.626 | 19.6345 | 1.7667 | 17.8851 | 7.5522 | 0.49422 | 0.14851 | 0.21335 | 0.029964 | 0.10487 | 0.076757 | 1.898 | 0.57811 | 0.19353 | 0.536 | 0.22115 | 12.766 | 0.0028698 | 0.0029781 | 3.5884 | 2.9804 | 57.5908 | 8.7799 | 3.1243 | 0.27799 | 0.29801 | 0.68907 | 0.013375 | 0.047642 | 0.24136 | 1.2897 | 1.1102 | 439.4328 | 436.0974 | 57.4949 | 2.551 | 3.6361 | 1.3961 | 4.6159 | 3.3663 | 10.0064 | 0.22182 | 0.0016522 | 0.050902 | 0.009344 | 0.37331 | 1.4926 | 1.445 | 5.4562 | 1.4425 | 1.3674
5 | 0.17743 | 0.028432 | 0.025008 | 1.2926 | 0.99405 | 0.99904 | 0.83801 | 0.02422 | 0.82561 | 0.4659 | 0.69491 | 0.75725 | 0.89218 | 0.20857 | 1937.9846 | 240.9704 | 0.96681 | 0.87191 | 0.12019 | 0.16446 | 0.31069 | 2.1375 | 3.7951 | 675.6963 | 0.0074123 | 165.1366 | 100.064 | 14.0295 | 149.4185 | 13.0866 | 2.1713 | 61.7565 | 14.1268 | 11.8991 | 2997.3652 | 98.9442 | 102.2043 | 1859.2027 | 117.1601 | 82.7797 | 229.8742 | 235.8743 | 237.5474 | 34.6614 | 53.6634 | 0.9236 | 0.368 | 0.047828 | 0.015518 | 0.0022689 | 8.5707e-05 | 37.8787 | 13.6234 | 3.0248 | 0.69764 | 0.53599 | 0.085373 | 2.1572 | 68.0664 | 7.9905 | 0.34288 | 0.90876 | 24.4185 | 116.2299 | 38.6857 | 18.4537 | 138.9691 | 9.7971 | 0.037525 | 0.32563 | 0.92893 | 40.9364 | 15.0185 | 542.8836 | 86.6716 | 2.8417 | 0.092517 | 0.40922 | 0.10121 | 347.2999 | 157.5129 | 87.3223 | 62.1976 | 17.3468 | 1342.0112 | 276.5851 | 99.314 | 74.8658 | 268.7308 | 154.8181 | 83.25 | 79.2764 | 8.9647 | 0.77528 | 0.63002 | 0.27663 | 67.9786 | 5.3691 | 2.3182 | 2.783 | 0.18514 | 7.7241e-05 | 38.8801 | 0.87674 | 0.20645 | 0.27637 | 0.18076 | 3.3473 | 0.95858 | 1.1117 | 0.39209 | 82.5798 | 19.2169 | 38.2822 | 9.5702 | 147.3371 | 211.2293 | 1707.5527 | 210.4631 | 299.7073 | 179.3389 | 684.3902 | 374.4104 | 95.4505 | 438.7391 | 0.2647 | 0.41209 | 0.17346 | 0.084569 | 0.0074709 | 0.0051883 | 2.7647e-05 | 0.0019628 | 32.737 | 9.6809 | 1.022 | 0.20048 | 2.6348 | 6.2921 | 339.4206 | 63.5547 | 3.01 | 5.428 | 147.8806 | 7.8657 | 132.4011 | 44.2739 | 31.7752 | 101.8894 | 763.2192 | 73.4116 | 696.9794 | 9.4135 | 113.6168 | 824.3703 | 139.8505 | 87.0527 | 61.1171 | 66.5059 | 233.397 | 52.2168 | 9.1809 | 201.0266 | 74.7067 | 12.4383 | 41.026 | 587.5701 | 7.3516 | 66.0297 | 58.8519 | 183.0896 | 304.4419 | 79.3976 | 43.5975 | 32.0563 | 46.4599 | 0.0090881 | 0.0013407 | 0.32811 | 31.3429 | 2.711 | 11.0214 | 2.2666 | 315.9546 | 9.7715 | 5.8559 | 0.58068 | 7301.7123 | 865.2989 | 1557.2647 | 1357.4444 | 27.3919 | 0.99739 | 24.5525 | 2.8303 | 4562.2826 | 1217.618 | 632.0366 | 103.3721 | 118.2933 | 9.2608 | 167.8255 | 0.0014342 | 39.4807 | 0.16533 | 12.7368 | 76.6572 | 5.3788 | 75.9011 | 169.368 | 0.12466 | 0.2487 | 1.7058 | 2.0486 | 0.31745 | 0.23767 | 0.92631 | 0.19101 | 35.9783 | 0.0027144 | 12.6217 | 293.1531 | 0.026711 | 126.6965 | 5.4634 | 0.044727 | 0.61908 | 0.23933 | 5.0064 | 0.092867 | 1.7861 | 1.0703 | 1.591 | 0.018852 | 0.11976 | 0.05164 | 4.4603 | 0.037581 | 0.51447 | 0.20435 | 8.4075 | 0.00042119 | 0.0036168 | 0.002788 | 5.4567 | 0.019413 | 0.37396 | 0.21217 | 0.25376 | 0.0012661 | 0.021833 | 0.012992 | 1.299 | 0.0051955 | 0.093927 | 0.050969 | 0.70557 | 0.0038828 | 0.040374 | 0.18119 | 0.53474 | 0.29117 | 1.1515 | 244.8024 | 0.016739 | 1.9669 | 0.012701 | 3.7659 | 4.7222 | 3.0228 | 207.1089 | 0.37613 | 9.385 | 8.0898 | 13.6511 | 106994.9958 | 8.4707 | 313.5987 | 8.2044 | 4.8025 | 2.1043 | 2.0259 | 2.8306 | 1.6534 | 1.8082 | 13.3977 | 3.6921 | 0.68636 | 8.7331 | 2.9501 | 271.2301 | 9.0774 | 0.40854 | 19.973 | 24.8816 | 698.8616 | 65.6029 | 4.1213 | 2.6033 | 7.5151 | 7.486 | 0.26684 | 1.1994 | 5.393 | 6.758 | 6.2373 | 0.0021895 | 0.0013738 | 0.0038955 | 1.3608 | 8.1019e-05 | 0.0074144 | 6.1305e-05 | 0.018329 | 0.0027735 | 0.0079798 | 11.8686 | 0.00076196 | 0.62897 | 0.29449 | 7.7565 | 1.3932 | 0.03722 | 1.17 | 0.29462 | 0.017797 | 0.0077841 | 0.0064017 | 0.0033634 | 0.0059404 | 0.0065292 | 0.064421 | 0.078164 | 0.0037738 | 0.029925 | 0.0097676 | 1.1627 | 0.00043247 | 0.00047872 | 0.10344 | 0.11275 | 2.942 | 0.29698 | 0.022773 | 0.042957 | 0.027095 | 0.035198 | 0.001087 | 0.0054976 | 0.019034 | 0.027128 | 0.02695 | 0.039975 | 0.015959 | 0.055734 | 18.9324 | 0.0011517 | 0.097569 | 0.00085413 | 0.45052 | 0.045086 | 0.15003 | 7.8817 | 0.010663 | 22.2038 | 13.1372 | 485.9641 | 28.3259 | 1.8397 | 29.4136 | 13.7944 | 0.84039 | 0.11392 | 0.1095 | 0.057577 | 0.087247 | 0.18443 | 1.951 | 1.5288 | 0.047215 | 0.92397 | 0.15284 | 19.9095 | 0.0033848 | 0.0034489 | 11.0052 | 5.6708 | 154.4299 | 13.188 | 1.8703 | 0.60843 | 0.40465 | 0.62827 | 0.020014 | 0.097983 | 0.36773 | 1.1132 | 1.0458 | 0.027802 | 0.011574 | 0.016191 | 7.1575 | 0.00090769 | 0.24033 | 0.00054029 | 0.93449 | 0.059247 | 0.12991 | 5.7781 | 0.0081168 | 15.9312 | 7.8697 | 573.3326 | 17.3831 | 1.8683 | 19.8448 | 8.1438 | 0.54894 | 0.15077 | 0.2273 | 0.027239 | 0.10865 | 0.076977 | 2.077 | 0.54035 | 0.16955 | 0.45041 | 0.22998 | 12.1117 | 0.0032276 | 0.0027788 | 3.5116 | 2.782 | 60.311 | 8.6168 | 3.4151 | 0.26749 | 0.30461 | 0.71795 | 0.014192 | 0.05403 | 0.21023 | 1.2711 | 1.1609 | 342.2131 | 516.7485 | 45.1131 | 2.8616 | 3.1527 | 1.5131 | 4.2902 | 3.1821 | 12.0647 | 0.11469 | 0.0015754 | 0.020859 | 0.0097722 | 0.19746 | 2.3184 | 1.9437 | 3.1556 | 1.3617 | 1.5965
6 | 0.16061 | 0.038078 | 0.011452 | 1.2475 | 0.99134 | 0.99319 | 0.73437 | 0.048353 | 0.87342 | 0.44958 | 0.76506 | 0.87432 | 0.8559 | 0.23702 | 1248.055 | 153.9213 | 0.94833 | 0.85253 | 0.17384 | 0.17805 | 0.41583 | 0.85989 | 4.175 | 641.4238 | 0.0092574 | 164.4878 | 109.4058 | 13.2079 | 152.6788 | 12.6798 | 1.751 | 55.5567 | 15.522 | 11.3336 | 2488.0974 | 101.1071 | 95.6317 | 1825.973 | 133.1211 | 75.9821 | 257.3032 | 278.6203 | 224.3117 | 31.762 | 51.0063 | 0.77927 | 0.1118 | 0.19152 | 0.018269 | 0.0022317 | 6.5397e-05 | 30.7078 | 10.9372 | 3.1319 | 0.71806 | 0.49671 | 0.10902 | 2.4556 | 69.4922 | 7.4488 | 0.29075 | 0.87444 | 18.2499 | 107.418 | 29.4358 | 18.8787 | 142.461 | 9.5552 | 0.036144 | 0.29791 | 0.96241 | 38.5206 | 16.4299 | 668.3502 | 133.4994 | 3.1178 | 0.10071 | 0.5871 | 0.088979 | 307.2648 | 142.6815 | 75.792 | 67.865 | 17.8279 | 1119.8372 | 228.1108 | 90.8329 | 78.1109 | 243.3707 | 146.4653 | 91.4078 | 81.2301 | 8.1795 | 0.63481 | 0.69184 | 0.38102 | 53.8946 | 5.8856 | 2.1215 | 2.7227 | 0.17821 | 8.4473e-05 | 37.5756 | 1.2497 | 0.24226 | 0.20894 | 0.14869 | 3.5556 | 0.966 | 1.3738 | 0.37382 | 68.4444 | 13.0458 | 39.8203 | 9.0935 | 125.3997 | 189.5208 | 2262.2984 | 225.3342 | 384.4129 | 159.6484 | 845.5262 | 383.5886 | 101.1054 | 431.4396 | 0.3145 | 0.26134 | 0.040178 | 0.078639 | 0.0080652 | 0.0055698 | 2.5212e-05 | 0.0023111 | 38.4303 | 13.9297 | 1.1471 | 0.16163 | 2.7979 | 4.5998 | 376.8135 | 81.2245 | 3.1466 | 4.0354 | 145.4766 | 8.0271 | 106.2798 | 43.3446 | 31.4464 | 85.9003 | 670.657 | 56.3338 | 595.2257 | 9.9064 | 118.3536 | 702.3301 | 145.7829 | 107.4185 | 49.976 | 73.1513 | 218.1879 | 49.1695 | 9.4179 | 190.257 | 87.6245 | 11.2713 | 52.029 | 534.073 | 6.1535 | 71.4314 | 57.9763 | 200.1948 | 309.5004 | 84.521 | 45.2735 | 29.6805 | 42.0778 | 0.0088864 | 0.0010595 | 0.28964 | 28.3996 | 2.5189 | 13.5346 | 2.7571 | 209.8826 | 10.6428 | 5.0377 | 0.44662 | 6082.7388 | 820.087 | 1195.2394 | 1415.6381 | 30.2804 | 1.2145 | 22.3625 | 2.8681 | 4511.7043 | 1781.1828 | 545.1031 | 98.3337 | 148.6439 | 8.1384 | 186.3366 | 0.0014679 | 34.3232 | 0.17985 | 12.888 | 94.0493 | 5.7804 | 85.8832 | 223.3384 | 0.10245 | 0.26322 | 1.1201 | 2.4518 | 0.19396 | 0.23063 | 0.97501 | 0.15703 | 33.1069 | 0.0026699 | 13.9345 | 307.3902 | 0.025788 | 111.0873 | 5.2317 | 0.045978 | 0.65397 | 0.27578 | 4.6451 | 0.094156 | 1.7502 | 1.1299 | 1.4918 | 0.019962 | 0.11449 | 0.055888 | 4.681 | 0.036876 | 0.54449 | 0.1968 | 7.9172 | 0.0004067 | 0.0035047 | 0.0031293 | 5.6879 | 0.019033 | 0.34638 | 0.20682 | 0.26237 | 0.0010966 | 0.019663 | 0.012164 | 1.1291 | 0.0052167 | 0.1022 | 0.053873 | 0.71221 | 0.003344 | 0.046106 | 0.1939 | 0.52875 | 0.26379 | 1.1811 | 285.006 | 0.015741 | 2.0085 | 0.012969 | 3.5135 | 5.1965 | 2.7518 | 194.1467 | 0.20965 | 10.8608 | 8.2705 | 13.2777 | 107426.3417 | 8.9627 | 318.3495 | 8.5856 | 4.56 | 2.0153 | 1.9481 | 2.604 | 1.5935 | 2.025 | 13.6304 | 3.865 | 0.69432 | 7.5475 | 2.6373 | 255.3594 | 8.989 | 0.41764 | 17.9681 | 28.4012 | 595.211 | 61.3389 | 4.6811 | 2.9311 | 8.2305 | 8.0902 | 0.26384 | 1.2239 | 5.245 | 7.5331 | 6.6479 | 0.0020958 | 0.0011643 | 0.0045696 | 1.632 | 9.0841e-05 | 0.007253 | 6.466e-05 | 0.019027 | 0.0026184 | 0.0074079 | 12.1119 | 0.0007658 | 0.6028 | 0.29854 | 8.006 | 1.1859 | 0.038613 | 1.4177 | 0.33192 | 0.018822 | 0.007679 | 0.0064959 | 0.0036445 | 0.0061511 | 0.0068186 | 0.061187 | 0.069431 | 0.00332 | 0.034495 | 0.010754 | 1.1456 | 0.00047528 | 0.00044372 | 0.10497 | 0.11894 | 2.6498 | 0.31398 | 0.020067 | 0.043262 | 0.029579 | 0.038137 | 0.0011822 | 0.0050953 | 0.018899 | 0.024589 | 0.02644 | 0.041099 | 0.016768 | 0.060729 | 19.8455 | 0.0012046 | 0.10706 | 0.00089457 | 0.3832 | 0.045755 | 0.14826 | 6.6245 | 0.011311 | 21.9161 | 13.2427 | 511.7186 | 27.1677 | 1.6974 | 29.703 | 15.0495 | 0.95669 | 0.11292 | 0.092577 | 0.053003 | 0.094008 | 0.16077 | 1.7505 | 1.476 | 0.045194 | 0.83984 | 0.16166 | 18.3712 | 0.0036252 | 0.0036821 | 9.4166 | 5.0446 | 145.0507 | 14.4237 | 1.7785 | 0.63797 | 0.4012 | 0.65005 | 0.019532 | 0.10009 | 0.39618 | 0.98601 | 1.1201 | 0.028912 | 0.010887 | 0.013872 | 6.398 | 0.00082365 | 0.21344 | 0.00054602 | 1.004 | 0.063264 | 0.1255 | 5.376 | 0.0087966 | 14.662 | 8.0245 | 559.1408 | 18.5636 | 1.8934 | 17.4602 | 8.0947 | 0.58521 | 0.14502 | 0.21538 | 0.031504 | 0.11701 | 0.069839 | 2.0225 | 0.58943 | 0.17762 | 0.5149 | 0.21118 | 12.4663 | 0.0027042 | 0.0028073 | 3.6632 | 2.8236 | 57.5217 | 8.0119 | 3.0387 | 0.25547 | 0.27418 | 0.67796 | 0.013467 | 0.050159 | 0.22767 | 1.2677 | 1.1426 | 386.2992 | 493.5929 | 67.6307 | 2.8167 | 3.9254 | 1.6352 | 3.8498 | 3.7703 | 13.2653 | 0.13973 | 0.0018695 | 0.053698 | 0.016882 | 0.26444 | 0.97168 | 2.2559 | 4.0979 | 1.2147 | 1.2482
7 | 0.13112 | 0.012515 | 0.022542 | 1.4058 | 0.99588 | 0.99484 | 0.78378 | 0.043804 | 0.75929 | 0.59624 | 0.83315 | 0.74822 | 0.87497 | 0.16858 | 1347.8525 | 385.6277 | 0.95484 | 0.84142 | 0.15427 | 0.1911 | 0.45991 | 3.0601 | 3.5268 | 176.7814 | 0.0032742 | 147.2949 | 139.3346 | 15.0571 | 123.1154 | 13.8026 | 2.1366 | 59.7367 | 13.8173 | 13.0535 | 2601.363 | 95.8622 | 87.947 | 1579.2117 | 114.6293 | 100.6441 | 309.3648 | 247.4829 | 221.1596 | 35.9844 | 54.4374 | 0.80339 | 0.28575 | 0.11231 | 0.015927 | 0.0021054 | 6.993e-05 | 27.1144 | 12.6228 | 2.7643 | 0.99175 | 0.70784 | 0.098539 | 2.2672 | 56.0914 | 11.4216 | 0.24049 | 0.81299 | 17.4888 | 114.9135 | 32.1234 | 24.0003 | 125.0162 | 8.7229 | 0.030243 | 0.27844 | 0.88532 | 25.6941 | 19.5652 | 694.6265 | 108.3784 | 3.7637 | 0.078174 | 0.42493 | 0.11489 | 272.8585 | 166.5411 | 89.4953 | 60.8405 | 17.4779 | 1097.9707 | 246.2256 | 95.9169 | 71.8291 | 227.3987 | 136.7215 | 85.8078 | 89.1641 | 8.5192 | 0.8026 | 0.73469 | 0.15293 | 57.6336 | 6.0093 | 1.6434 | 2.1965 | 0.1599 | 8.3045e-05 | 28.998 | 1.1556 | 0.22419 | 0.2644 | 0.17994 | 2.7656 | 0.9503 | 1.1458 | 0.56669 | 105.2272 | 11.9627 | 24.6762 | 8.1578 | 139.2645 | 151.3612 | 2296.9049 | 231.3813 | 373.4055 | 171.4427 | 849.9419 | 353.2595 | 92.1441 | 405.1008 | 0.42605 | 0.3936 | 0.014607 | 0.06703 | 0.0098043 | 0.0060313 | 2.4572e-05 | 0.002439 | 30.9721 | 13.5183 | 0.89872 | 0.19069 | 2.1129 | 4.6898 | 419.5365 | 67.9384 | 3.4542 | 4.9523 | 151.7097 | 9.9438 | 121.1407 | 48.2376 | 35.155 | 82.977 | 710.8098 | 73.2793 | 606.3981 | 8.0532 | 129.6582 | 661.0225 | 136.5411 | 89.1396 | 57.3856 | 75.5312 | 241.9269 | 52.9935 | 7.669 | 196.8068 | 79.8297 | 10.7239 | 53.0716 | 672.8747 | 6.6613 | 79.5923 | 56.743 | 184.501 | 244.7736 | 93.669 | 55.2386 | 33.8972 | 47.9084 | 0.0086699 | 0.0013859 | 0.32225 | 27.2522 | 2.7427 | 9.5632 | 2.5302 | 327.9024 | 8.906 | 3.8486 | 0.42218 | 5980.5367 | 747.6333 | 1216.6269 | 1256.4544 | 28.9345 | 0.75742 | 27.4014 | 2.4701 | 4753.6415 | 1402.5347 | 597.5905 | 90.5037 | 142.6821 | 8.9185 | 156.8303 | 0.0011126 | 35.4478 | 0.15835 | 13.4592 | 52.9395 | 4.4461 | 90.8354 | 189.503 | 0.11678 | 0.22629 | 2.8766 | 2.8596 | 0.18882 | 0.2448 | 1.2225 | 0.17684 | 30.6145 | 0.0026952 | 13.69 | 272.9531 | 0.022262 | 124.7925 | 5.6703 | 0.044199 | 0.60168 | 0.26445 | 4.8236 | 0.096099 | 1.6805 | 1.0368 | 1.6262 | 0.019099 | 0.12465 | 0.051238 | 4.3536 | 0.036468 | 0.50956 | 0.22546 | 7.5593 | 0.00047627 | 0.003631 | 0.0030242 | 5.1388 | 0.021843 | 0.39555 | 0.2465 | 0.2767 | 0.001129 | 0.022082 | 0.014438 | 1.2727 | 0.0056821 | 0.096009 | 0.049419 | 0.66664 | 0.0038274 | 0.047943 | 0.17345 | 0.53394 | 0.25537 | 1.0849 | 282.1643 | 0.016401 | 1.9996 | 0.011333 | 3.103 | 3.7507 | 2.624 | 205.6812 | 0.11202 | 10.5159 | 8.7021 | 14.1561 | 110221.7268 | 9.0934 | 339.3298 | 8.2884 | 4.0406 | 2.2725 | 1.871 | 3.063 | 1.7212 | 1.7278 | 13.9652 | 3.7493 | 0.72752 | 8.6374 | 2.7499 | 246.8768 | 8.3643 | 0.48163 | 19.5594 | 24.1435 | 688.0822 | 70.5679 | 4.5358 | 2.7379 | 8.3745 | 7.5958 | 0.2443 | 1.3189 | 5.492 | 6.853 | 6.3089 | 0.0022618 | 0.0012636 | 0.0040673 | 1.4811 | 8.7133e-05 | 0.0068296 | 6.1948e-05 | 0.019947 | 0.0026772 | 0.0080264 | 11.6025 | 0.00071312 | 0.6265 | 0.30458 | 8.6853 | 1.2916 | 0.036626 | 1.279 | 0.31162 | 0.020566 | 0.0074777 | 0.0075224 | 0.0037145 | 0.0060922 | 0.0066288 | 0.062124 | 0.079807 | 0.0035752 | 0.035569 | 0.010536 | 1.0572 | 0.00042437 | 0.00042387 | 0.10152 | 0.11099 | 2.6671 | 0.28427 | 0.021663 | 0.042103 | 0.026986 | 0.037746 | 0.0010737 | 0.0052326 | 0.020114 | 0.024381 | 0.023887 | 0.043637 | 0.019031 | 0.058819 | 18.5949 | 0.0011981 | 0.10153 | 0.00081699 | 0.40301 | 0.044621 | 0.16586 | 7.9732 | 0.01162 | 19.7985 | 13.7927 | 476.1284 | 29.5232 | 1.6505 | 31.1165 | 14.7044 | 0.91581 | 0.11621 | 0.10078 | 0.055982 | 0.088383 | 0.18314 | 1.738 | 1.4314 | 0.043493 | 0.77764 | 0.17319 | 20.8414 | 0.0035784 | 0.0033395 | 9.7538 | 4.778 | 156.7921 | 14.6525 | 1.7302 | 0.64737 | 0.44859 | 0.56023 | 0.021954 | 0.097465 | 0.39362 | 1.0686 | 1.0055 | 0.026844 | 0.010661 | 0.014228 | 7.6073 | 0.00076076 | 0.22862 | 0.00056795 | 0.98402 | 0.06185 | 0.11869 | 5.4987 | 0.0080476 | 15.3584 | 8.8681 | 520.3574 | 19.9662 | 1.756 | 18.7945 | 7.7255 | 0.534 | 0.14154 | 0.22193 | 0.028194 | 0.097512 | 0.078471 | 2.0115 | 0.55717 | 0.18898 | 0.52278 | 0.20087 | 11.9687 | 0.0027544 | 0.0031631 | 3.877 | 3.0254 | 62.0271 | 9.006 | 2.9203 | 0.24261 | 0.32724 | 0.66535 | 0.013815 | 0.05545 | 0.21785 | 1.3089 | 1.1299 | 398.5931 | 507.3813 | 51.2969 | 2.4705 | 3.3235 | 1.5703 | 3.7841 | 2.9482 | 15.8152 | 0.23735 | 0.002109 | 0.035332 | 0.017851 | 0.17293 | 2.016 | 1.3937 | 4.6061 | 0.85684 | 1.8349
8 | 0.1712 | 0.025136 | 0.030714 | 1.3477 | 0.99037 | 0.99699 | 0.77242 | 0.099699 | 0.8591 | 0.55134 | 0.77354 | 0.77243 | 0.87873 | 0.1974 | 1654.6333 | 492.9799 | 0.94596 | 0.80759 | 0.19935 | 0.22637 | 0.34429 | 1.8409 | 2.7862 | 588.463 | 0.0076049 | 129.7725 | 111.6755 | 14.9163 | 144.8939 | 15.051 | 1.7916 | 51.0148 | 14.9035 | 11.764 | 2512.1915 | 77.1353 | 103.6745 | 1742.3881 | 118.4864 | 101.4907 | 242.6599 | 228.0284 | 247.7881 | 37.5441 | 48.6155 | 0.75617 | 0.26461 | 0.32437 | 0.017743 | 0.0016078 | 6.8729e-05 | 32.0045 | 14.2675 | 3.3349 | 0.83948 | 0.63271 | 0.11344 | 2.6561 | 62.7493 | 4.4823 | 0.28581 | 0.86148 | 20.3559 | 77.6521 | 26.216 | 20.2262 | 155.1417 | 8.3045 | 0.035901 | 0.24639 | 0.69626 | 43.1442 | 19.0234 | 499.8064 | 95.5451 | 3.514 | 0.089572 | 0.53393 | 0.11652 | 250.4815 | 164.0348 | 88.8535 | 73.5784 | 16.7939 | 1056.304 | 213.9541 | 85.8945 | 68.9385 | 272.3941 | 158.9222 | 76.2669 | 90.0118 | 7.4387 | 0.75217 | 0.83633 | 0.31802 | 58.8842 | 5.4319 | 1.9077 | 1.992 | 0.14515 | 9.4865e-05 | 33.2688 | 1.356 | 0.22813 | 0.18808 | 0.17532 | 2.538 | 0.95418 | 1.187 | 0.40194 | 75.4418 | 19.6342 | 27.4724 | 8.8052 | 134.1031 | 162.6503 | 1753.8732 | 234.4276 | 414.0738 | 166.9995 | 692.3479 | 304.0894 | 81.9236 | 486.4486 | 0.38434 | 0.030333 | 0.009914 | 0.071721 | 0.0096063 | 0.0057181 | 2.6068e-05 | 0.0021781 | 29.9595 | 12.9923 | 0.82311 | 0.16821 | 2.0834 | 4.3846 | 372.1583 | 82.5369 | 3.6378 | 5.9543 | 140.0063 | 7.7062 | 111.5137 | 40.6663 | 37.1998 | 84.5717 | 754.8067 | 59.6167 | 732.7068 | 9.5185 | 125.4888 | 750.4339 | 164.5913 | 85.4731 | 59.4779 | 71.8892 | 228.6658 | 61.1021 | 7.7619 | 175.954 | 85.2981 | 11.9155 | 54.0617 | 537.623 | 6.7728 | 80.3818 | 68.3532 | 196.2228 | 281.0871 | 85.8429 | 54.3464 | 28.3213 | 48.1772 | 0.0084502 | 0.0010238 | 0.26824 | 32.0266 | 2.338 | 12.5772 | 3.0832 | 284.2756 | 9.5782 | 6.1735 | 0.4315 | 7115.9515 | 824.9405 | 1284.0185 | 1161.7736 | 28.6073 | 1.2817 | 21.8902 | 2.5335 | 5652.5828 | 1574.9342 | 515.0628 | 106.4233 | 130.2226 | 7.8016 | 163.418 | 0.0015455 | 30.5238 | 0.16459 | 14.6607 | 91.3123 | 5.7521 | 53.6623 | 194.3489 | 0.12626 | 0.26046 | 2.1228 | 2.7881 | 0.33706 | 0.25671 | 1.3412 | 0.17298 | 35.2153 | 0.002893 | 13.5201 | 289.4103 | 0.026183 | 125.9206 | 5.51 | 0.045627 | 0.64904 | 0.26532 | 4.5718 | 0.095832 | 1.7224 | 1.0582 | 1.4002 | 0.018925 | 0.10863 | 0.053764 | 4.3296 | 0.041568 | 0.53692 | 0.20625 | 8.1398 | 0.00046658 | 0.0032139 | 0.0031934 | 4.7402 | 0.020079 | 0.39829 | 0.22252 | 0.24786 | 0.0010678 | 0.021132 | 0.013654 | 1.3509 | 0.0058153 | 0.098129 | 0.050479 | 0.6466 | 0.0037644 | 0.042463 | 0.1893 | 0.52441 | 0.28303 | 1.1223 | 253.4706 | 0.014051 | 1.9561 | 0.011113 | 4.8593 | 5.434 | 2.8205 | 193.4304 | 0.38987 | 10.3615 | 9.5823 | 12.6479 | 122152.1629 | 9.1276 | 337.2246 | 9.6285 | 4.3311 | 1.8886 | 2.0676 | 3.011 | 1.4815 | 1.6934 | 15.1012 | 3.8609 | 0.70999 | 7.6728 | 2.9823 | 278.9202 | 8.8571 | 0.4525 | 18.3107 | 26.3923 | 629.6446 | 64.9855 | 4.3851 | 2.8441 | 8.4117 | 8.4359 | 0.25416 | 1.1144 | 5.1939 | 6.5413 | 6.8989 | 0.0020456 | 0.0013044 | 0.0043303 | 1.5579 | 9.4933e-05 | 0.0065495 | 6.0559e-05 | 0.018888 | 0.0023782 | 0.0088811 | 14.1427 | 0.00074884 | 0.6483 | 0.32092 | 7.3952 | 1.2341 | 0.035922 | 1.2583 | 0.28069 | 0.019579 | 0.0070457 | 0.0076331 | 0.0036163 | 0.0065323 | 0.0075059 | 0.056421 | 0.080784 | 0.0035002 | 0.030993 | 0.0099268 | 1.0827 | 0.00046495 | 0.00045805 | 0.1069 | 0.13134 | 2.9272 | 0.28765 | 0.020535 | 0.043923 | 0.024843 | 0.032411 | 0.0011739 | 0.0055568 | 0.021275 | 0.025594 | 0.024353 | 0.041908 | 0.018844 | 0.06284 | 19.2472 | 0.0012785 | 0.10186 | 0.00086496 | 0.42127 | 0.047053 | 0.15294 | 6.6948 | 0.011236 | 20.3439 | 13.9774 | 457.9877 | 29.945 | 1.8969 | 31.3232 | 14.8953 | 0.93466 | 0.10102 | 0.10462 | 0.05424 | 0.10171 | 0.16258 | 1.8348 | 1.2705 | 0.042847 | 0.85718 | 0.166 | 18.951 | 0.0031495 | 0.0035559 | 9.4693 | 5.473 | 142.228 | 14.9788 | 1.6209 | 0.58117 | 0.41804 | 0.67057 | 0.022702 | 0.093809 | 0.35015 | 1.0783 | 1.132 | 0.028343 | 0.011752 | 0.015505 | 7.2078 | 0.00084189 | 0.21627 | 0.00059394 | 0.93175 | 0.064868 | 0.11695 | 5.6627 | 0.0085687 | 17.6052 | 7.9484 | 586.1983 | 20.1248 | 1.8339 | 18.1118 | 7.6063 | 0.54075 | 0.14639 | 0.20411 | 0.030436 | 0.10437 | 0.083013 | 1.8142 | 0.62815 | 0.16927 | 0.50785 | 0.19093 | 12.3249 | 0.0028038 | 0.0029339 | 3.852 | 2.679 | 59.275 | 8.9134 | 2.9902 | 0.28478 | 0.29246 | 0.65584 | 0.014471 | 0.056172 | 0.24511 | 1.2065 | 1.0806 | 407.2815 | 476.2737 | 43.3692 | 2.1895 | 3.7917 | 1.1875 | 4.7357 | 4.1156 | 14.0428 | 0.15645 | 0.0010405 | 0.025029 | 0.011215 | 0.29199 | 0.91757 | 2.3372 | 5.2278 | 1.1126 | 1.3113
9 | 0.18726 | 0.023921 | 0.01335 | 1.3354 | 0.99539 | 0.99386 | 0.70058 | 0.022483 | 0.85293 | 0.5824 | 0.74222 | 0.79021 | 0.80962 | 0.21255 | 1416.609 | 437.3119 | 0.95051 | 0.82443 | 0.13168 | 0.21656 | 0.34942 | 3.1841 | 4.5586 | 243.3621 | 0.0015106 | 160.1125 | 113.2062 | 12.4463 | 130.1457 | 14.106 | 1.9357 | 68.0633 | 15.2047 | 10.0952 | 2568.1909 | 92.3906 | 85.1198 | 1844.5624 | 111.6146 | 81.5003 | 278.4062 | 275.142 | 262.7476 | 37.2907 | 55.965 | 0.71654 | 0.34051 | 0.24433 | 0.016685 | 0.0017588 | 8.9518e-05 | 28.907 | 12.3384 | 3.2127 | 0.77285 | 0.49032 | 0.089948 | 2.2416 | 51.6015 | 2.6113 | 0.32505 | 0.76517 | 27.6758 | 127.1631 | 41.2033 | 24.6 | 129.0462 | 9.4382 | 0.030707 | 0.24326 | 0.67638 | 34.1369 | 14.2873 | 815.9647 | 129.1036 | 2.5249 | 0.10398 | 0.61341 | 0.1031 | 217.7435 | 138.6137 | 98.0202 | 59.1455 | 15.2224 | 1214.036 | 239.3747 | 69.0786 | 81.8394 | 264.9547 | 156.8458 | 100.9422 | 85.8532 | 7.2779 | 0.50135 | 0.99713 | 0.31933 | 63.7782 | 5.1083 | 2.0876 | 2.5514 | 0.1759 | 9.1336e-05 | 34.1118 | 1.2989 | 0.21674 | 0.21752 | 0.19353 | 3.3864 | 0.95627 | 1.3231 | 0.53498 | 95.0266 | 12.4232 | 37.1007 | 8.6618 | 140.7271 | 120.3733 | 1949.7086 | 209.8434 | 370.4756 | 202.8804 | 762.6724 | 313.9357 | 95.7129 | 378.9899 | 0.15083 | 0.1654 | 0.044612 | 0.065437 | 0.010167 | 0.0052986 | 2.6866e-05 | 0.0020775 | 35.0027 | 11.9362 | 0.85875 | 0.18636 | 2.661 | 5.6812 | 393.8203 | 70.5474 | 3.2899 | 3.8313 | 152.9778 | 9.1011 | 133.4546 | 41.3 | 30.7608 | 88.4987 | 739.4869 | 69.1853 | 625.7393 | 10.4399 | 137.7331 | 628.0232 | 163.4374 | 81.9923 | 51.183 | 67.8075 | 206.4666 | 57.8761 | 8.4612 | 185.4547 | 88.0733 | 11.6632 | 44.3956 | 556.3356 | 6.8728 | 87.4732 | 55.1828 | 171.6739 | 286.5747 | 94.1688 | 48.7524 | 28.91 | 52.5285 | 0.010981 | 0.0012235 | 0.27793 | 33.7288 | 2.8029 | 11.3428 | 2.6889 | 330.7213 | 8.5237 | 4.1676 | 0.54335 | 7414.6983 | 902.7803 | 1516.822 | 1142.0978 | 29.7104 | 0.83144 | 21.1362 | 3.0311 | 5276.0358 | 1676.2452 | 574.5916 | 99.0151 | 138.0943 | 10.2468 | 145.4272 | 0.0011942 | 32.1337 | 0.16005 | 13.8947 | 83.0522 | 6.1906 | 57.6288 | 192.037 | 0.12212 | 0.25551 | 1.8441 | 3.861 | 0.24662 | 0.23406 | 1.1228 | 0.12636 | 36.4189 | 0.0029736 | 14.9763 | 324.5021 | 0.024958 | 117.1449 | 5.1958 | 0.046673 | 0.63619 | 0.24934 | 4.7654 | 0.093273 | 1.7687 | 1.0449 | 1.5505 | 0.018316 | 0.12083 | 0.056806 | 4.3767 | 0.035675 | 0.55254 | 0.23114 | 9.0066 | 0.00043669 | 0.0035815 | 0.0028462 | 5.6271 | 0.018157 | 0.32879 | 0.23971 | 0.24871 | 0.0010539 | 0.018913 | 0.013205 | 1.1357 | 0.0056261 | 0.097005 | 0.052151 | 0.72143 | 0.0032573 | 0.043459 | 0.1947 | 0.5443 | 0.29473 | 0.97515 | 223.3783 | 0.014375 | 1.9845 | 0.01235 | 4.3556 | 4.1606 | 2.7272 | 206.896 | 0.16804 | 9.8821 | 7.9881 | 15.1355 | 103782.2518 | 8.8847 | 318.8459 | 8.5131 | 4.6231 | 2.1682 | 1.9867 | 2.9216 | 1.6666 | 1.9821 | 12.6114 | 4.2611 | 0.6675 | 7.7263 | 3.0496 | 260.6717 | 9.1605 | 0.45544 | 18.6497 | 26.2205 | 642.812 | 58.1832 | 4.2795 | 2.7064 | 7.1835 | 8.3514 | 0.28265 | 1.3471 | 4.7672 | 6.4462 | 5.7428 | 0.0022743 | 0.0011988 | 0.0041669 | 1.4465 | 9.6482e-05 | 0.0077314 | 6.0799e-05 | 0.017087 | 0.0026434 | 0.0078669 | 13.1041 | 0.00069252 | 0.57818 | 0.30193 | 8.7514 | 1.322 | 0.041068 | 1.3838 | 0.27394 | 0.020234 | 0.0075801 | 0.0070733 | 0.0034224 | 0.0055558 | 0.0072709 | 0.053628 | 0.070289 | 0.0038714 | 0.030629 | 0.011556 | 1.2316 | 0.0004059 | 0.00043086 | 0.1028 | 0.11065 | 2.5485 | 0.29166 | 0.022181 | 0.048906 | 0.025161 | 0.0323 | 0.0011432 | 0.0056073 | 0.020912 | 0.025905 | 0.024929 | 0.038465 | 0.017338 | 0.053863 | 16.8432 | 0.0012269 | 0.093365 | 0.00082815 | 0.39568 | 0.053225 | 0.13866 | 7.5503 | 0.010088 | 20.6623 | 14.8291 | 534.7954 | 31.3806 | 1.6036 | 28.0154 | 14.1194 | 0.92159 | 0.11022 | 0.10404 | 0.058394 | 0.10301 | 0.18582 | 2.0502 | 1.5224 | 0.041959 | 0.76399 | 0.14909 | 19.1113 | 0.0036826 | 0.0037788 | 9.6263 | 5.373 | 162.7678 | 13.6 | 1.6582 | 0.67794 | 0.41224 | 0.55542 | 0.020767 | 0.096295 | 0.3786 | 0.97494 | 1.1111 | 0.028032 | 0.0099672 | 0.016431 | 6.8825 | 0.00087525 | 0.23695 | 0.00058802 | 1.0172 | 0.064652 | 0.13412 | 5.5557 | 0.0089821 | 15.1395 | 8.2195 | 573.9846 | 19.4426 | 1.6587 | 17.6785 | 8.5901 | 0.49669 | 0.15872 | 0.23005 | 0.029116 | 0.099433 | 0.074967 | 2.0434 | 0.5494 | 0.18338 | 0.47538 | 0.21927 | 13.2586 | 0.0027387 | 0.0027722 | 4.006 | 3.1665 | 66.9219 | 8.4084 | 3.4582 | 0.23476 | 0.27642 | 0.64016 | 0.01268 | 0.056014 | 0.2191 | 1.2542 | 1.2169 | 435.3939 | 450.6796 | 59.2842 | 2.3152 | 4.5298 | 1.0518 | 3.3641 | 4.0644 | 6.0539 | 0.081655 | 0.002194 | 0.048363 | 0.015282 | 0.40825 | 1.1548 | 1.1186 | 4.2727 | 1.8963 | 2.0519
10 | 0.14872 | 0.017444 | 0.014149 | 1.4407 | 0.9968 | 0.99801 | 0.92773 | 0.046146 | 0.89027 | 0.61136 | 0.88083 | 0.8515 | 0.77321 | 0.17453 | 1887.9182 | 267.1265 | 0.95211 | 0.79536 | 0.20981 | 0.2877 | 0.11187 | 3.5334 | 1.7614 | 544.3388 | 0.0065966 | 141.4468 | 108.4687 | 16.7425 | 141.7219 | 14.2931 | 2.4191 | 50.6352 | 13.4365 | 14.3121 | 3053.2254 | 83.0504 | 82.772 | 1887.6716 | 113.3783 | 89.1389 | 303.0285 | 252.5067 | 215.6822 | 33.9719 | 52.6888 | 0.78768 | 0.13616 | 0.0045383 | 0.015904 | 0.0018732 | 9.5024e-05 | 33.2731 | 11.1597 | 2.6154 | 0.78263 | 0.52082 | 0.081655 | 2.6372 | 47.1321 | 4.9164 | 0.2988 | 0.88709 | 26.284 | 88.9053 | 33.7521 | 17.88 | 135.6496 | 8.583 | 0.038404 | 0.25624 | 0.72109 | 38.1264 | 20.1451 | 656.8108 | 105.202 | 2.6041 | 0.11573 | 0.52866 | 0.09582 | 261.3359 | 133.8904 | 84.043 | 55.7816 | 18.036 | 1304.1633 | 259.595 | 93.5963 | 73.0912 | 254.6016 | 171.2224 | 95.7353 | 70.766 | 7.0789 | 0.56933 | 0.90254 | 0.49304 | 48.468 | 5.8041 | 1.8474 | 2.5123 | 0.14764 | 9.0802e-05 | 31.8728 | 0.96296 | 0.25929 | 0.26942 | 0.19641 | 3.1171 | 0.96837 | 1.2397 | 0.34771 | 107.1664 | 18.4804 | 33.4569 | 8.2573 | 120.6097 | 106.7673 | 2216.8184 | 245.1476 | 345.3042 | 192.4814 | 866.0473 | 312.8486 | 85.646 | 390.2962 | 0.40272 | 0.35301 | 0.12494 | 0.07363 | 0.0093742 | 0.0064736 | 2.7133e-05 | 0.0019226 | 28.8056 | 12.741 | 1.0848 | 0.14742 | 2.7768 | 5.0267 | 423.2948 | 59.4121 | 4.225 | 5.7169 | 127.3463 | 10.1005 | 137.9982 | 39.8057 | 29.5936 | 94.5489 | 590.0038 | 64.7483 | 671.255 | 9.023 | 140.1061 | 683.7679 | 132.5531 | 93.6638 | 48.9528 | 69.3201 | 254.8224 | 53.5482 | 8.7218 | 162.6877 | 89.4014 | 9.5522 | 43.1443 | 618.5579 | 6.9083 | 77.197 | 54.0241 | 202.212 | 252.3334 | 91.346 | 51.6411 | 34.7106 | 39.4945 | 0.0097878 | 0.0013042 | 0.30079 | 38.7125 | 2.2638 | 10.4634 | 3.0474 | 255.4699 | 7.6257 | 4.9761 | 0.56595 | 6670.0871 | 847.6911 | 1319.7538 | 1177.8231 | 34.5603 | 0.895 | 25.2528 | 2.6754 | 5488.1543 | 1157.6463 | 588.8713 | 94.4129 | 140.8147 | 9.4871 | 171.9639 | 0.0012953 | 32.8373 | 0.18736 | 13.2412 | 68.9662 | 4.7118 | 87.7757 | 202.436 | 0.12027 | 0.25222 | 1.5267 | 2.6551 | 0.3481 | 0.24727 | 0.84605 | 0.13947 | 36.9873 | 0.0025834 | 14.4854 | 276.9339 | 0.02255 | 130.8991 | 5.3835 | 0.046424 | 0.6441 | 0.26873 | 5.1531 | 0.097029 | 1.7993 | 1.1411 | 1.5105 | 0.02003 | 0.11034 | 0.056021 | 4.1055 | 0.039341 | 0.52227 | 0.22016 | 8.6987 | 0.00047784 | 0.0031328 | 0.0031357 | 5.3691 | 0.022096 | 0.3633 | 0.21583 | 0.2651 | 0.0011641 | 0.020998 | 0.014312 | 1.2168 | 0.0049418 | 0.090501 | 0.04796 | 0.74829 | 0.0034763 | 0.048616 | 0.18477 | 0.53034 | 0.30452 | 1.0992 | 273.6511 | 0.017127 | 1.9444 | 0.011701 | 3.4027 | 4.2592 | 2.2934 | 202.523 | 0.19177 | 10.646 | 8.5541 | 15.2843 | 118413.2333 | 9.4082 | 356.9385 | 9.6688 | 4.4187 | 2.0498 | 1.8044 | 2.6338 | 1.679 | 1.6686 | 12.8015 | 4.1346 | 0.7652 | 8.4187 | 2.5353 | 253.0376 | 7.7985 | 0.47147 | 19.314 | 24.6427 | 660.1379 | 64.2676 | 4.9087 | 2.7722 | 7.3644 | 8.2904 | 0.29318 | 1.2699 | 4.6859 | 6.8241 | 6.4799 | 0.0022371 | 0.0011813 | 0.0046195 | 1.3822 | 8.4617e-05 | 0.0069589 | 5.5452e-05 | 0.018615 | 0.0023945 | 0.008334 | 12.8378 | 0.00072822 | 0.6678 | 0.30854 | 7.6475 | 1.2154 | 0.038314 | 1.3769 | 0.28903 | 0.021212 | 0.0072614 | 0.007293 | 0.0037536 | 0.006289 | 0.0073665 | 0.062891 | 0.077626 | 0.0034393 | 0.033979 | 0.011663 | 1.1961 | 0.00041174 | 0.00043512 | 0.10079 | 0.12948 | 3.0753 | 0.29524 | 0.019295 | 0.050763 | 0.026136 | 0.033588 | 0.0012024 | 0.004839 | 0.021781 | 0.025123 | 0.026131 | 0.040475 | 0.017771 | 0.064631 | 16.4426 | 0.0013658 | 0.099613 | 0.00088471 | 0.45386 | 0.04632 | 0.15188 | 7.7957 | 0.011087 | 23.6321 | 12.7743 | 469.6534 | 28.0721 | 1.6181 | 30.3196 | 13.3697 | 0.87884 | 0.11889 | 0.097563 | 0.050015 | 0.089977 | 0.18085 | 1.7111 | 1.3475 | 0.046883 | 0.8496 | 0.15899 | 20.1847 | 0.0034149 | 0.0034008 | 10.3343 | 5.329 | 139.7449 | 15.4881 | 1.7633 | 0.59895 | 0.42599 | 0.57983 | 0.021684 | 0.09536 | 0.37097 | 1.0885 | 1.0602 | 0.026204 | 0.011395 | 0.014686 | 7.4097 | 0.00080056 | 0.20344 | 0.00062851 | 1.0147 | 0.069274 | 0.12891 | 5.435 | 0.009378 | 17.2373 | 8.0658 | 484.022 | 20.2836 | 1.684 | 20.7941 | 8.2581 | 0.51323 | 0.16041 | 0.19708 | 0.027259 | 0.11824 | 0.071441 | 1.96 | 0.60821 | 0.19533 | 0.49188 | 0.20556 | 13.386 | 0.0028445 | 0.0028882 | 3.9541 | 2.8674 | 65.0128 | 7.5737 | 3.2002 | 0.23729 | 0.29007 | 0.62677 | 0.012747 | 0.05812 | 0.23475 | 1.214 | 1.2919 | 348.8221 | 458.9455 | 68.0746 | 2.0861 | 3.8957 | 1.228 | 4.9914 | 4.2531 | 9.4334 | 0.19073 | 0.00079742 | 0.034683 | 0.0077373 | 0.19933 | 1.4157 | 2.0655 | 2.5416 | 0.74061 | 1.5271
11 | 0.144 | 0.042461 | 0.014438 | 1.1348 | 0.99154 | 0.99591 | 0.97291 | 0.065216 | 0.78557 | 0.6372 | 0.72191 | 0.83981 | 0.85264 | 0.16641 | 1694.6194 | 90.5711 | 0.95192 | 0.85946 | 0.20241 | 0.27215 | 0.26338 | 2.2784 | 3.3646 | 214.8398 | 0.002402 | 175.992 | 121.0586 | 18.2691 | 159.9262 | 16.1463 | 2.0186 | 47.3084 | 16.8114 | 10.4064 | 2698.2576 | 97.7686 | 81.8926 | 1686.9549 | 121.7557 | 78.4292 | 259.1094 | 233.4684 | 230.0392 | 32.2817 | 44.5925 | 0.90851 | 0.23449 | 0.30419 | 0.017186 | 0.0018424 | 9.3316e-05 | 29.339 | 12.9954 | 2.9613 | 1.005 | 0.71478 | 0.093638 | 2.4056 | 48.7637 | 6.7204 | 0.24859 | 0.85589 | 21.7494 | 118.5414 | 40.1338 | 15.7604 | 127.7183 | 8.1549 | 0.033765 | 0.32263 | 0.74461 | 39.7141 | 13.2191 | 613.3304 | 81.2738 | 3.2273 | 0.095736 | 0.39846 | 0.082967 | 287.9997 | 148.5933 | 93.9734 | 71.3168 | 15.5381 | 1379.4823 | 230.9952 | 89.4506 | 78.6884 | 246.4889 | 177.186 | 99.2971 | 86.5629 | 7.0214 | 0.4347 | 0.88082 | 0.40124 | 66.918 | 4.8374 | 2.1851 | 2.8747 | 0.15783 | 7.5959e-05 | 32.6095 | 1.0206 | 0.26368 | 0.24775 | 0.17012 | 3.5163 | 0.96722 | 0.94837 | 0.51843 | 103.3217 | 15.3208 | 29.808 | 9.7236 | 145.3274 | 174.9441 | 2202.2687 | 277.8695 | 391.9695 | 164.4959 | 772.9497 | 406.2234 | 98.2158 | 457.7283 | 0.04954 | 0.12491 | 0.080684 | 0.060634 | 0.0075906 | 0.0061589 | 2.2028e-05 | 0.0022778 | 31.9545 | 11.1519 | 0.96492 | 0.14284 | 2.5004 | 5.4218 | 331.388 | 97.3965 | 2.7767 | 4.626 | 120.1462 | 9.7662 | 104.4308 | 42.3659 | 30.1885 | 104.279 | 637.198 | 60.7153 | 570.7376 | 10.6187 | 126.0512 | 796.9252 | 156.2902 | 96.8359 | 54.0472 | 64.7138 | 237.988 | 62.0397 | 10.0636 | 161.3705 | 96.3397 | 10.9587 | 48.6701 | 655.741 | 5.6935 | 78.3632 | 56.2547 | 175.0581 | 273.6492 | 74.6796 | 45.9855 | 36.5349 | 42.9112 | 0.011164 | 0.00097226 | 0.30741 | 38.1396 | 2.6197 | 9.1254 | 2.6268 | 219.7718 | 7.7979 | 5.4908 | 0.55227 | 7221.819 | 972.1128 | 1357.6325 | 1457.4734 | 26.5122 | 1.0486 | 24.1805 | 3.0026 | 4987.9819 | 1287.555 | 500.1939 | 96.3536 | 147.3299 | 8.8341 | 194.2489 | 0.0011548 | 37.3788 | 0.17481 | 14.1564 | 90.0159 | 3.5958 | 74.3781 | 228.5636 | 0.119 | 0.30482 | 1.9037 | 3.6279 | 0.28642 | 0.24902 | 0.96291 | 0.16481 | 31.3848 | 0.002515 | 12.4898 | 325.382 | 0.022264 | 118.9359 | 5.2422 | 0.047729 | 0.6637 | 0.26095 | 4.8579 | 0.095225 | 1.6684 | 1.0785 | 1.3913 | 0.018134 | 0.11098 | 0.052058 | 4.5611 | 0.037951 | 0.52276 | 0.19902 | 8.2544 | 0.00047236 | 0.0034057 | 0.0032639 | 4.9514 | 0.020238 | 0.36971 | 0.23206 | 0.27463 | 0.001187 | 0.021687 | 0.012746 | 1.2404 | 0.0052818 | 0.083993 | 0.048766 | 0.74119 | 0.0035495 | 0.044303 | 0.17028 | 0.54299 | 0.28045 | 1.1456 | 235.9625 | 0.015328 | 1.9947 | 0.011526 | 5.0053 | 6.0098 | 2.4424 | 197.2648 | 0.071102 | 10.1285 | 8.4905 | 12.8887 | 124586.6618 | 7.7543 | 301.1581 | 9.1648 | 4.6543 | 1.9813 | 1.8881 | 2.6864 | 1.6966 | 1.7561 | 14.235 | 4.3871 | 0.70495 | 7.8757 | 2.615 | 243.9173 | 7.9092 | 0.41905 | 17.2737 | 25.5024 | 667.111 | 69.2814 | 4.8569 | 2.8771 | 7.7696 | 7.241 | 0.26046 | 1.2335 | 5.5784 | 7.2969 | 6.035 | 0.0021207 | 0.0013583 | 0.0040388 | 1.4289 | 9.7352e-05 | 0.0067567 | 6.2472e-05 | 0.018145 | 0.0028849 | 0.0084822 | 13.4888 | 0.00077247 | 0.59195 | 0.2866 | 8.3053 | 1.2544 | 0.038022 | 1.3109 | 0.32889 | 0.017505 | 0.0082407 | 0.0067897 | 0.0038471 | 0.0064157 | 0.0071321 | 0.055556 | 0.068121 | 0.003284 | 0.029576 | 0.011245 | 1.0586 | 0.00046014 | 0.00045995 | 0.096346 | 0.11529 | 2.6164 | 0.31684 | 0.021117 | 0.044998 | 0.028567 | 0.037331 | 0.0011299 | 0.0048873 | 0.018598 | 0.026102 | 0.02722 | 0.036818 | 0.017137 | 0.063546 | 17.6922 | 0.0012742 | 0.097808 | 0.0007836 | 0.41358 | 0.051229 | 0.16443 | 7.7949 | 0.012029 | 23.9808 | 13.7213 | 516.6879 | 25.9414 | 1.641 | 29.688 | 15.173 | 0.95151 | 0.10611 | 0.098745 | 0.052431 | 0.091233 | 0.163 | 1.9174 | 1.34 | 0.041167 | 0.78165 | 0.1577 | 17.9761 | 0.0032828 | 0.0037314 | 9.8633 | 4.7078 | 148.1678 | 14.1927 | 1.7945 | 0.66935 | 0.43615 | 0.63646 | 0.020581 | 0.084014 | 0.38154 | 1.0077 | 1.1817 | 0.026297 | 0.010309 | 0.014903 | 7.1242 | 0.00088917 | 0.22702 | 0.00062231 | 0.8578 | 0.070891 | 0.12636 | 5.2633 | 0.0081897 | 16.165 | 8.9297 | 504.5821 | 20.6978 | 1.8254 | 20.4155 | 8.7124 | 0.52682 | 0.15718 | 0.23206 | 0.029641 | 0.11174 | 0.072456 | 2.0614 | 0.55355 | 0.1913 | 0.50245 | 0.19273 | 11.5061 | 0.0029977 | 0.0031101 | 3.7866 | 2.9181 | 67.8292 | 8.8876 | 3.3442 | 0.27086 | 0.29649 | 0.61792 | 0.013735 | 0.051723 | 0.20715 | 1.1445 | 1.3049 | 357.6405 | 491.0125 | 72.8245 | 2.4013 | 3.5102 | 1.4815 | 4.8712 | 2.8229 | 7.5363 | 0.098931 | 0.0013174 | 0.042003 | 0.014026 | 0.21815 | 2.4008 | 1.276 | 5.7333 | 1.9833 | 1.9544
12 | 0.15164 | 0.018357 | 0.0022427 | 1.4922 | 0.99258 | 0.99541 | 0.72166 | 0.081728 | 0.88015 | 0.56564 | 0.70668 | 0.81874 | 0.75618 | 0.20177 | 1589.2473 | 210.6708 | 0.95783 | 0.82115 | 0.16871 | 0.15414 | 0.23907 | 2.745 | 4.4018 | 428.0068 | 0.0081366 | 151.0117 | 127.4161 | 15.5382 | 154.0857 | 17.6881 | 1.9498 | 52.4134 | 15.1278 | 12.0552 | 2875.6152 | 75.7265 | 99.9212 | 1453.3781 | 127.3997 | 95.783 | 269.4456 | 270.2272 | 253.1564 | 33.1118 | 56.7879 | 0.85397 | 0.21803 | 0.023236 | 0.01425 | 0.0021841 | 7.3362e-05 | 31.6152 | 13.7328 | 2.6589 | 0.91405 | 0.5056 | 0.086655 | 2.0058 | 43.9846 | 3.7285 | 0.27148 | 0.78537 | 25.425 | 92.0572 | 30.6522 | 23.0779 | 140.3274 | 9.9165 | 0.038909 | 0.29491 | 0.72962 | 29.3004 | 12.5475 | 728.3641 | 120.1069 | 3.3546 | 0.1242 | 0.69953 | 0.11099 | 296.1998 | 168.1758 | 96.9592 | 66.9091 | 14.1027 | 1102.9232 | 267.274 | 67.9976 | 89.2166 | 273.8767 | 172.7333 | 101.9049 | 93.3031 | 8.7474 | 0.60944 | 0.67086 | 0.18416 | 62.9565 | 6.3686 | 2.3296 | 2.6231 | 0.14943 | 6.6956e-05 | 27.0195 | 1.2329 | 0.25276 | 0.2442 | 0.18767 | 3.1478 | 0.95308 | 1.1707 | 0.37781 | 90.8738 | 19.0303 | 34.2488 | 8.8862 | 153.1962 | 122.9181 | 2038.0752 | 241.8641 | 300.8972 | 188.4503 | 891.2892 | 402.8227 | 83.3377 | 442.4521 | 0.29788 | 0.28642 | 0.058798 | 0.082859 | 0.0083466 | 0.0058393 | 2.3279e-05 | 0.0025271 | 27.8463 | 13.8933 | 0.9517 | 0.13905 | 2.0296 | 6.4105 | 354.5616 | 91.5396 | 2.6889 | 5.1675 | 154.9461 | 8.4818 | 110.8632 | 50.6808 | 36.0085 | 82.574 | 605.0944 | 64.4484 | 558.2495 | 9.0613 | 119.469 | 789.537 | 128.0087 | 106.1403 | 47.7563 | 61.6534 | 245.4139 | 56.0132 | 7.9909 | 202.1571 | 75.9162 | 10.1991 | 48.834 | 578.5935 | 7.3802 | 66.4111 | 70.0935 | 207.7805 | 265.2387 | 88.3463 | 49.9958 | 31.8354 | 49.2622 | 0.010936 | 0.0011171 | 0.31145 | 34.5968 | 2.2265 | 12.1023 | 3.2805 | 323.5069 | 9.0334 | 5.6914 | 0.62248 | 7495.74 | 727.0595 | 1383.8786 | 1344.8094 | 32.594 | 1.1897 | 23.1511 | 2.9266 | 5702.2577 | 1692.1289 | 611.766 | 102.3062 | 158.3096 | 9.7983 | 178.5424 | 0.0012673 | 28.5146 | 0.16981 | 13.0833 | 85.6518 | 3.1674 | 82.0027 | 161.3467 | 0.11093 | 0.24612 | 2.5915 | 3.228 | 0.23317 | 0.21144 | 1.1 | 0.19904 | 33.7071 | 0.0028436 | 14.1638 | 320.2141 | 0.023554 | 109.3573 | 5.4177 | 0.043899 | 0.64082 | 0.2597 | 5.1925 | 0.094499 | 1.719 | 1.0789 | 1.5405 | 0.01932 | 0.12206 | 0.057549 | 4.6476 | 0.039148 | 0.56454 | 0.21696 | 8.5993 | 0.00040279 | 0.0034291 | 0.0028887 | 4.8329 | 0.018519 | 0.35907 | 0.24185 | 0.2837 | 0.0011488 | 0.019257 | 0.013837 | 1.1612 | 0.0050024 | 0.093811 | 0.053068 | 0.76139 | 0.0034422 | 0.042201 | 0.17574 | 0.52668 | 0.27987 | 1.0798 | 340.298 | 0.016993 | 2.0026 | 0.01183 | 5.405 | 5.8791 | 3.0884 | 204.1297 | 0.13557 | 10.0258 | 8.9185 | 13.8023 | 120145.1695 | 9.3002 | 344.7706 | 8.7292 | 4.2615 | 1.9628 | 1.7697 | 2.8168 | 1.451 | 1.8381 | 14.1007 | 4.4089 | 0.7599 | 8.1749 | 2.5577 | 283.3481 | 8.0095 | 0.43156 | 19.1484 | 29.0991 | 582.7092 | 63.5697 | 4.7823 | 3.0231 | 8.4949 | 7.072 | 0.27671 | 1.2871 | 5.051 | 6.3976 | 6.0158 | 0.002025 | 0.0012447 | 0.0041876 | 1.6059 | 8.6045e-05 | 0.0069948 | 5.6676e-05 | 0.017808 | 0.002752 | 0.0073107 | 11.8149 | 0.0007963 | 0.67668 | 0.31341 | 8.2202 | 1.3559 | 0.034855 | 1.4003 | 0.28379 | 0.019702 | 0.0071914 | 0.0074258 | 0.0035691 | 0.0057027 | 0.0063732 | 0.055868 | 0.072841 | 0.0038249 | 0.031527 | 0.011456 | 1.244 | 0.00044525 | 0.00041348 | 0.099665 | 0.12559 | 2.6868 | 0.33184 | 0.021519 | 0.047368 | 0.029112 | 0.03532 | 0.0011139 | 0.0057446 | 0.021463 | 0.027313 | 0.024211 | 0.037799 | 0.016552 | 0.057656 | 18.0852 | 0.0013241 | 0.092499 | 0.00092561 | 0.3902 | 0.052639 | 0.16047 | 7.6663 | 0.012089 | 22.8809 | 14.1008 | 510.1013 | 26.3052 | 1.8076 | 27.5519 | 15.3773 | 0.88579 | 0.10266 | 0.09789 | 0.050561 | 0.092748 | 0.17551 | 1.7935 | 1.3076 | 0.049118 | 0.90843 | 0.17177 | 21.0395 | 0.003528 | 0.0031529 | 9.1173 | 4.787 | 166.5396 | 14.1548 | 1.6995 | 0.63108 | 0.45137 | 0.57108 | 0.022199 | 0.094486 | 0.35605 | 1.1413 | 1.1755 | 0.024985 | 0.012166 | 0.015805 | 6.7262 | 0.0007829 | 0.23541 | 0.00057935 | 0.86726 | 0.067917 | 0.11809 | 5.7014 | 0.0091486 | 15.0201 | 7.6025 | 490.4622 | 19.2576 | 1.7026 | 18.4738 | 8.4372 | 0.5551 | 0.16449 | 0.23416 | 0.027958 | 0.10264 | 0.080013 | 1.8655 | 0.56944 | 0.17228 | 0.4678 | 0.21496 | 11.6507 | 0.0032249 | 0.0028645 | 4.0575 | 3.0051 | 59.9773 | 8.2552 | 3.2452 | 0.26058 | 0.3024 | 0.63308 | 0.012908 | 0.054532 | 0.21172 | 1.1572 | 1.1867 | 455.9649 | 404.2136 | 62.5005 | 2.7168 | 2.8003 | 1.2988 | 3.4524 | 3.3217 | 12.3203 | 0.20714 | 0.00097824 | 0.053282 | 0.0083897 | 0.42127 | 1.6712 | 1.5705 | 3.4521 | 1.4716 | 1.8977
13 | 0.17267 | 0.0099976 | 0.010994 | 1.106 | 0.99705 | 0.9942 | 0.85518 | 0.089064 | 0.91162 | 0.66229 | 0.80631 | 0.7377 | 0.76086 | 0.23292 | 1555.0219 | 182.7411 | 0.94473 | 0.8333 | 0.19065 | 0.32362 | 0.059937 | 0.21351 | 7.9499 | 479.909 | 0.0012348 | 144.5425 | 113.6291 | 13.7477 | 177.1604 | 15.502 | 2.1953 | 53.7425 | 17.3905 | 13.2573 | 2407.0641 | 90.354 | 107.455 | 1494.1333 | 110.4759 | 90.5409 | 277.3076 | 284.3189 | 252.8551 | 28.4873 | 45.3601 | 0.89674 | 0.30098 | 0.33319 | 0.018915 | 0.0020383 | 7.4797e-05 | 36.5034 | 12.7976 | 2.7463 | 0.80686 | 0.55841 | 0.090379 | 2.5898 | 65.1546 | 8.7562 | 0.28104 | 0.83043 | 18.4059 | 86.7989 | 38.0515 | 16.7363 | 123.4411 | 8.8763 | 0.039693 | 0.23281 | 0.81548 | 25.0706 | 17.4183 | 634.0578 | 141.0185 | 3.5794 | 0.1237 | 0.56828 | 0.123 | 335.4083 | 145.8575 | 95.5503 | 64.9499 | 16.329 | 1266.9497 | 271.1517 | 72.5019 | 87.4433 | 286.2423 | 180.5646 | 92.7125 | 81.9727 | 6.7262 | 0.47563 | 0.92823 | 0.51779 | 60.5799 | 6.2845 | 2.0467 | 2.2498 | 0.15351 | 8.9097e-05 | 36.6751 | 1.1693 | 0.21322 | 0.26053 | 0.12332 | 3.2558 | 0.95707 | 1.0007 | 0.46069 | 70.4973 | 13.3711 | 32.1469 | 10.0236 | 119.286 | 202.7402 | 1803.6465 | 263.3866 | 414.8979 | 154.363 | 834.3034 | 345.4789 | 88.5371 | 400.8323 | 0.14448 | 0.21748 | 0.11217 | 0.080745 | 0.0085369 | 0.0048744 | 2.2082e-05 | 0.0018812 | 35.2181 | 10.335 | 0.81761 | 0.1406 | 2.4487 | 5.2437 | 322.1475 | 61.137 | 3.5042 | 6.0385 | 149.8046 | 9.1401 | 136.5206 | 42.7616 | 33.0871 | 80.8451 | 675.1454 | 70.8425 | 656.3388 | 10.5833 | 121.3322 | 690.4277 | 157.864 | 82.2059 | 60.4482 | 68.3081 | 225.656 | 56.6574 | 10.0976 | 182.3357 | 73.6807 | 10.1468 | 47.8538 | 595.1112 | 5.5221 | 82.2242 | 62.1811 | 160.5723 | 277.2239 | 75.1695 | 51.4047 | 36.0517 | 51.9819 | 0.01073 | 0.0010934 | 0.22942 | 39.1435 | 2.0197 | 9.8218 | 2.9547 | 302.4536 | 11.1523 | 4.3763 | 0.60176 | 6356.5954 | 754.8047 | 1440.4456 | 1211.9894 | 35.5035 | 0.70497 | 25.8824 | 2.8965 | 4893.3131 | 1579.3801 | 621.483 | 87.6361 | 123.9128 | 7.9738 | 161.7121 | 0.0013302 | 28.3724 | 0.17142 | 13.6833 | 49.975 | 4.2981 | 80.071 | 211.8229 | 0.11423 | 0.23043 | 2.0461 | 3.3418 | 0.29945 | 0.22242 | 0.88551 | 0.1535 | 31.2784 | 0.0027709 | 13.3772 | 279.2944 | 0.023287 | 131.7137 | 5.3433 | 0.050001 | 0.69367 | 0.24997 | 4.9101 | 0.085903 | 1.7797 | 1.0895 | 1.5177 | 0.017823 | 0.11612 | 0.050547 | 4.4122 | 0.038141 | 0.54544 | 0.21464 | 8.0502 | 0.00045985 | 0.0032795 | 0.002905 | 5.2299 | 0.019799 | 0.35238 | 0.23524 | 0.28928 | 0.0010991 | 0.020065 | 0.012591 | 1.1716 | 0.0055471 | 0.089591 | 0.057082 | 0.7343 | 0.0033057 | 0.0416 | 0.18609 | 0.53889 | 0.25668 | 0.98392 | 303.2031 | 0.017411 | 1.9508 | 0.012236 | 5.0891 | 5.5974 | 3.1211 | 198.6022 | 0.31886 | 10.9023 | 9.4589 | 13.1125 | 111597.211 | 8.6706 | 332.517 | 8.1267 | 4.0131 | 2.1112 | 2.0453 | 2.7242 | 1.7263 | 1.8942 | 14.6194 | 3.9661 | 0.73479 | 8.5332 | 2.7888 | 251.344 | 7.8192 | 0.42314 | 18.1297 | 24.9422 | 624.9171 | 68.0354 | 4.8393 | 2.6694 | 7.4456 | 7.5556 | 0.27904 | 1.1185 | 5.4585 | 7.0309 | 6.4028 | 0.0021799 | 0.0012545 | 0.004278 | 1.4256 | 9.4231e-05 | 0.00717 | 6.3764e-05 | 0.019555 | 0.0025536 | 0.0077032 | 13.6877 | 0.00066395 | 0.66432 | 0.28996 | 8.1074 | 1.1975 | 0.041501 | 1.2268 | 0.27803 | 0.019859 | 0.0068713 | 0.0064344 | 0.0034866 | 0.0057597 | 0.0065873 | 0.060969 | 0.075214 | 0.0036289 | 0.030546 | 0.010269 | 1.1109 | 0.00041633 | 0.00045504 | 0.093577 | 0.12101 | 2.7668 | 0.30052 | 0.021735 | 0.045745 | 0.025337 | 0.03627 | 0.0010996 | 0.0056513 | 0.02067 | 0.022618 | 0.023569 | 0.037347 | 0.017012 | 0.063607 | 17.351 | 0.0012974 | 0.10628 | 0.00090156 | 0.37668 | 0.053931 | 0.15491 | 7.0327 | 0.011798 | 22.287 | 14.607 | 463.0301 | 30.4927 | 1.9354 | 26.1503 | 12.9162 | 0.93588 | 0.11992 | 0.10186 | 0.058906 | 0.0979 | 0.17792 | 2.046 | 1.4513 | 0.048066 | 0.82655 | 0.17349 | 17.8665 | 0.0032219 | 0.0033731 | 9.1597 | 5.4261 | 167.0534 | 14.77 | 1.5784 | 0.6523 | 0.45699 | 0.59838 | 0.021922 | 0.10095 | 0.39833 | 1.0411 | 1.0571 | 0.027386 | 0.011892 | 0.014016 | 7.3627 | 0.00091103 | 0.22136 | 0.00053089 | 0.91728 | 0.069868 | 0.12463 | 5.8618 | 0.0085943 | 16.9389 | 8.2985 | 513.4725 | 21.1081 | 1.9782 | 17.926 | 9.033 | 0.54534 | 0.15367 | 0.22031 | 0.031361 | 0.1136 | 0.081872 | 1.7849 | 0.59354 | 0.17366 | 0.5281 | 0.20784 | 12.976 | 0.0030927 | 0.0029905 | 4.1398 | 3.0538 | 58.5058 | 7.7961 | 3.0017 | 0.27532 | 0.31902 | 0.6457 | 0.013539 | 0.053673 | 0.22083 | 1.1927 | 1.1573 | 452.3197 | 424.4477 | 60.9761 | 2.6011 | 4.1444 | 1.19 | 4.4545 | 3.5805 | 7.1646 | 0.151 | 0.0023679 | 0.043183 | 0.012791 | 0.25075 | 2.2446 | 1.733 | 2.6076 | 0.90599 | 0.98354
14 | 0.14633 | 0.031134 | 0.0080269 | 1.394 | 0.99893 | 0.9927 | 0.66065 | 0.036074 | 0.90664 | 0.49104 | 0.74939 | 0.8049 | 0.79606 | 0.22995 | 2090.061 | 276.9396 | 0.93537 | 0.81395 | 0.14155 | 0.21223 | 0.12995 | 1.972 | 5.4957 | 229.4275 | 0.0095954 | 138.3737 | 122.2619 | 14.5942 | 168.3824 | 14.6632 | 2.0355 | 57.5614 | 12.6021 | 13.5869 | 2647.3087 | 84.3762 | 92.1452 | 1547.6671 | 130.7815 | 94.368 | 252.4001 | 222.7162 | 206.3311 | 28.891 | 52.1947 | 0.70677 | 0.19035 | 0.21342 | 0.013404 | 0.0017375 | 8.2806e-05 | 33.9619 | 10.6042 | 2.9188 | 0.90559 | 0.5904 | 0.11623 | 1.9654 | 56.206 | 9.2667 | 0.26934 | 0.78097 | 18.9287 | 120.8908 | 27.5664 | 16.1004 | 144.9358 | 8.4387 | 0.032534 | 0.26422 | 0.66491 | 33.2807 | 13.6377 | 922.7769 | 126.3653 | 3.3821 | 0.086456 | 0.55172 | 0.099053 | 315.6291 | 158.7477 | 86.1679 | 70.5184 | 15.3814 | 1067.3867 | 244.0355 | 97.5717 | 70.3525 | 259.6392 | 161.9034 | 94.8558 | 74.913 | 6.9176 | 0.59232 | 0.55415 | 0.47446 | 54.6294 | 6.8776 | 1.9619 | 2.3654 | 0.1942 | 7.4153e-05 | 29.5138 | 0.89491 | 0.21892 | 0.1827 | 0.14784 | 2.4142 | 0.96307 | 1.3307 | 0.4268 | 87.6986 | 16.0723 | 28.204 | 9.479 | 142.7976 | 178.5179 | 1821.1713 | 219.4198 | 351.4122 | 189.6957 | 737.3778 | 379.9399 | 76.942 | 453.6141 | 0.21973 | 0.16153 | 0.16197 | 0.058349 | 0.01024 | 0.0063395 | 2.2567e-05 | 0.0026493 | 31.4505 | 12.4539 | 0.93466 | 0.19551 | 2.1778 | 6.0103 | 294.0126 | 68.6386 | 3.3104 | 5.0793 | 122.8821 | 8.7634 | 130.9487 | 39.6614 | 33.6663 | 96.4392 | 624.9192 | 58.6002 | 617.7502 | 8.2328 | 136.3763 | 649.7157 | 142.7114 | 91.8744 | 49.0897 | 77.2384 | 203.4655 | 55.5388 | 9.2957 | 157.4707 | 80.6496 | 12.0917 | 51.5805 | 630.6447 | 7.1532 | 73.5132 | 69.4571 | 214.1897 | 289.7869 | 92.5764 | 57.3125 | 27.2903 | 41.2862 | 0.01222 | 0.0012689 | 0.26273 | 26.6329 | 2.3998 | 14.2998 | 2.093 | 232.7373 | 11.5698 | 5.21 | 0.46457 | 6973.7537 | 880 | 1392.8918 | 1065.7636 | 30.7274 | 0.65769 | 26.4627 | 2.7713 | 5090.3232 | 1814.3604 | 530.2319 | 89.5007 | 154.932 | 9.1033 | 149.5964 | 0.0014791 | 33.6029 | 0.17712 | 11.9482 | 54.94 | 4.9685 | 46.1821 | 156.4651 | 0.11469 | 0.209 | 2.9835 | 2.2118 | 0.25807 | 0.2668 | 1.0447 | 0.12349 | 33.6422 | 0.0029319 | 14.7188 | 270.3049 | 0.024213 | 109.7622 | 5.1181 | 0.047458 | 0.58597 | 0.25617 | 4.9731 | 0.090334 | 1.7033 | 1.0192 | 1.4726 | 0.019598 | 0.1239 | 0.04974 | 4.6958 | 0.03713 | 0.48288 | 0.21144 | 8.4932 | 0.0004547 | 0.0037475 | 0.0030997 | 5.3069 | 0.020479 | 0.34908 | 0.22774 | 0.2411 | 0.0010766 | 0.022904 | 0.012351 | 1.1132 | 0.0054684 | 0.099767 | 0.05582 | 0.69331 | 0.0036828 | 0.045651 | 0.16161 | 0.54964 | 0.30866 | 1.1304 | 364.0011 | 0.014408 | 1.9494 | 0.011089 | 4.1569 | 4.5246 | 2.8982 | 189.3016 | 0.52453 | 10.3786 | 9.5409 | 14.2875 | 121647.4683 | 8.78 | 348.5649 | 8.0498 | 4.7333 | 2.2282 | 1.919 | 3.0392 | 1.6344 | 1.9097 | 14.8386 | 4.0608 | 0.72024 | 7.3197 | 2.9189 | 269.0805 | 8.4279 | 0.43757 | 18.5063 | 28.462 | 696.1087 | 66.5382 | 4.407 | 2.7926 | 8.1284 | 7.9775 | 0.28701 | 1.3356 | 5.001 | 7.2219 | 6.4522 | 0.0018927 | 0.0013313 | 0.004003 | 1.5623 | 9.3104e-05 | 0.0075431 | 6.3062e-05 | 0.019251 | 0.0025084 | 0.0087621 | 13.8782 | 0.00074 | 0.60917 | 0.31005 | 7.8679 | 1.3691 | 0.03969 | 1.3233 | 0.3082 | 0.018414 | 0.0082061 | 0.0066625 | 0.003203 | 0.0059087 | 0.0072292 | 0.058498 | 0.067619 | 0.003567 | 0.035129 | 0.010054 | 1.1521 | 0.0004545 | 0.00047445 | 0.090028 | 0.11658 | 3.0482 | 0.30831 | 0.022517 | 0.04555 | 0.025754 | 0.033178 | 0.0012008 | 0.0049754 | 0.020392 | 0.02407 | 0.027321 | 0.040646 | 0.018017 | 0.054826 | 17.8505 | 0.0012491 | 0.095414 | 0.00080503 | 0.40913 | 0.047698 | 0.156 | 7.4403 | 0.010765 | 21.4675 | 13.4551 | 526.8593 | 26.8088 | 1.8769 | 28.7423 | 13.4751 | 0.83212 | 0.11103 | 0.10637 | 0.057293 | 0.094765 | 0.15419 | 1.9269 | 1.5063 | 0.042279 | 0.86381 | 0.15148 | 20.7089 | 0.0033379 | 0.0031288 | 10.5202 | 5.3001 | 169.5435 | 13.8738 | 1.7442 | 0.60507 | 0.43247 | 0.65578 | 0.01928 | 0.085281 | 0.33181 | 1.025 | 0.98006 | 0.029656 | 0.011218 | 0.014535 | 6.6686 | 0.00083963 | 0.21215 | 0.00057137 | 0.99231 | 0.068667 | 0.11526 | 5.5693 | 0.0087124 | 14.7318 | 7.6916 | 548.7008 | 19.0366 | 1.7797 | 19.6945 | 7.8623 | 0.50635 | 0.16387 | 0.20098 | 0.032707 | 0.1012 | 0.074402 | 1.7949 | 0.58015 | 0.18159 | 0.46588 | 0.22301 | 12.2149 | 0.0031787 | 0.0032621 | 3.6984 | 3.1291 | 64.07 | 7.9516 | 3.3956 | 0.24958 | 0.30919 | 0.6928 | 0.012588 | 0.052028 | 0.22484 | 1.1075 | 1.1226 | 366.4543 | 501.5381 | 54.9882 | 2.7805 | 3.3844 | 1.6952 | 3.5006 | 3.0151 | 10.2893 | 0.17685 | 0.0014059 | 0.04066 | 0.010275 | 0.39372 | 1.1959 | 2.5213 | 3.3117 | 1.6881 | 2.2026
15 | 0.15877 | 0.02537 | 0.021703 | 1.4274 | 0.99774 | 0.99095 | 0.95825 | 0.060393 | 0.83789 | 0.53012 | 0.58808 | 0.81184 | 0.81463 | 0.21663 | 1987.1302 | 238.7521 | 0.95965 | 0.86489 | 0.12537 | 0.24338 | 0.16762 | 2.5865 | 7.0791 | 293.1892 | 0.0059017 | 122.5514 | 123.7595 | 14.3678 | 157.0779 | 11.9416 | 1.678 | 54.365 | 18.2676 | 12.573 | 2847.091 | 94.2937 | 80.2065 | 1632.4981 | 124.9496 | 87.1643 | 288.0661 | 226.0316 | 197.0822 | 36.6401 | 58.3284 | 0.88767 | 0.2782 | 0.22033 | 0.016459 | 0.0015722 | 7.147e-05 | 27.6651 | 13.3221 | 2.5352 | 0.94749 | 0.64054 | 0.096803 | 2.3058 | 63.455 | 11.2362 | 0.30802 | 0.84286 | 23.3146 | 100.8351 | 28.5717 | 22.3149 | 117.5446 | 7.796 | 0.039474 | 0.3169 | 0.86822 | 35.5955 | 20.4084 | 830.5885 | 98.7979 | 3.0793 | 0.11164 | 0.51686 | 0.10978 | 298.5477 | 142.2365 | 90.8812 | 71.9718 | 18.2152 | 1165.0767 | 249.3711 | 75.3573 | 80.2438 | 223.3341 | 149.8329 | 89.1075 | 72.0395 | 8.2885 | 0.38739 | 0.58376 | 0.19466 | 57.3674 | 5.5567 | 1.834 | 2.2863 | 0.16486 | 8.5041e-05 | 36.1649 | 0.91656 | 0.23307 | 0.17505 | 0.16063 | 2.6792 | 0.96965 | 1.0367 | 0.43912 | 100.437 | 17.5285 | 26.6249 | 9.3722 | 151.9781 | 197.5706 | 2151.1001 | 250.8222 | 310.9642 | 153.8043 | 715.4286 | 329.8543 | 93.1277 | 393.2786 | 0.18818 | 0.31243 | 0.087972 | 0.075405 | 0.0091135 | 0.0067904 | 2.1291e-05 | 0.0021622 | 36.9683 | 9.945 | 1.1351 | 0.17983 | 2.4251 | 5.2102 | 399.1068 | 85.728 | 3.72 | 4.2337 | 129.0871 | 9.398 | 119.1643 | 45.7235 | 28.8403 | 93.1574 | 641.8142 | 62.0921 | 550.7635 | 8.6716 | 128.733 | 783.0003 | 161.7683 | 99.6378 | 53.313 | 63.7722 | 214.0984 | 54.6853 | 8.4835 | 194.0526 | 83.4715 | 9.9043 | 49.5157 | 609.5662 | 6.252 | 84.6702 | 65.9044 | 187.0694 | 313.0684 | 87.4092 | 43.1405 | 27.9763 | 43.5021 | 0.011736 | 0.0014193 | 0.25364 | 28.4722 | 2.4401 | 13.7567 | 3.1569 | 239.6754 | 10.9052 | 6.0189 | 0.49457 | 6764.109 | 853.9194 | 1454.4374 | 1495.5522 | 33.4026 | 0.73975 | 21.5767 | 3.1842 | 4816.5395 | 1749.1116 | 491.5105 | 105.4356 | 132.1159 | 8.7151 | 151.1322 | 0.0016159 | 37.781 | 0.15295 | 12.2594 | 74.2479 | 3.4164 | 70.6762 | 217.0712 | 0.10336 | 0.23881 | 2.6497 | 3.542 | 0.11496 | 0.2631 | 1.2747 | 0.12806 | 34.5601 | 0.0028045 | 13.0498 | 301.8308 | 0.026135 | 128.4877 | 5.7236 | 0.043494 | 0.67676 | 0.27312 | 4.9512 | 0.088812 | 1.7446 | 1.1075 | 1.4999 | 0.018689 | 0.11516 | 0.0532 | 4.5352 | 0.039451 | 0.51897 | 0.21108 | 7.7826 | 0.0004203 | 0.003259 | 0.002979 | 5.3869 | 0.019232 | 0.33614 | 0.20465 | 0.28195 | 0.0011384 | 0.020818 | 0.014491 | 1.1495 | 0.0049219 | 0.086444 | 0.056363 | 0.65079 | 0.0036331 | 0.044011 | 0.18771 | 0.51494 | 0.27644 | 1.1111 | 230.6435 | 0.013179 | 1.9333 | 0.012163 | 5.3616 | 6.1434 | 2.6511 | 192.4914 | 0.27752 | 9.7976 | 9.2146 | 13.9473 | 112539.3465 | 8.2306 | 309.538 | 9.314 | 4.4675 | 1.9125 | 1.9045 | 2.9485 | 1.5198 | 1.9402 | 15.2054 | 4.009 | 0.73778 | 7.6004 | 2.5918 | 279.4706 | 8.2222 | 0.43483 | 20.2749 | 27.5491 | 608.6352 | 66.2787 | 4.2511 | 3.062 | 7.8682 | 8.2071 | 0.26621 | 1.1773 | 4.8704 | 7.4365 | 6.8317 | 0.0019145 | 0.0011342 | 0.0041038 | 1.4007 | 8.9049e-05 | 0.0068969 | 5.8523e-05 | 0.01674 | 0.0024608 | 0.008578 | 13.9945 | 0.00075358 | 0.61052 | 0.32299 | 7.7861 | 1.3354 | 0.040659 | 1.2044 | 0.30086 | 0.019115 | 0.0070814 | 0.0067486 | 0.0038255 | 0.0054707 | 0.0070038 | 0.053063 | 0.075053 | 0.0039281 | 0.031922 | 0.0096006 | 1.0767 | 0.00044708 | 0.00047008 | 0.10418 | 0.11348 | 2.5748 | 0.32532 | 0.020432 | 0.048063 | 0.026392 | 0.033926 | 0.0011598 | 0.0050362 | 0.019645 | 0.026542 | 0.022875 | 0.036522 | 0.018752 | 0.059073 | 18.335 | 0.001334 | 0.10974 | 0.00075954 | 0.43868 | 0.046635 | 0.15815 | 7.5964 | 0.010567 | 20.1433 | 15.2513 | 522.7153 | 27.6607 | 1.7964 | 25.7603 | 14.558 | 0.99489 | 0.11805 | 0.10847 | 0.051882 | 0.091541 | 0.17456 | 1.9749 | 1.4176 | 0.040729 | 0.8979 | 0.17773 | 20.4542 | 0.0031078 | 0.0032725 | 9.3059 | 4.868 | 158.6805 | 15.0642 | 1.6507 | 0.69853 | 0.42085 | 0.59036 | 0.022863 | 0.092552 | 0.34628 | 1.148 | 1.0179 | 0.029051 | 0.011663 | 0.014395 | 6.5163 | 0.00080862 | 0.21676 | 0.00052583 | 0.89343 | 0.060481 | 0.136 | 5.9345 | 0.009238 | 15.5228 | 8.3611 | 498.8733 | 18.3448 | 1.9095 | 19.2286 | 8.3673 | 0.48737 | 0.1388 | 0.22903 | 0.028643 | 0.11018 | 0.075281 | 1.8478 | 0.65026 | 0.16165 | 0.54266 | 0.20906 | 11.7733 | 0.0028236 | 0.0026907 | 4.201 | 2.8625 | 68.4368 | 8.2036 | 2.8669 | 0.23957 | 0.31363 | 0.66255 | 0.014661 | 0.048106 | 0.23787 | 1.3003 | 1.0957 | 428.1583 | 416.6792 | 64.7765 | 2.2764 | 2.9405 | 1.3291 | 3.1671 | 2.7472 | 8.218 | 0.10784 | 0.0019517 | 0.019067 | 0.016198 | 0.15926 | 1.9316 | 2.5985 | 4.3902 | 1.8553 | 0.8839
16 | 0.18363 | 0.020799 | 0.017568 | 1.1427 | 0.99969 | 0.99764 | 0.89899 | 0.085194 | 0.87096 | 0.64656 | 0.78548 | 0.76506 | 0.86261 | 0.19283 | 1129.3696 | 292.4735 | 0.93964 | 0.8388 | 0.16224 | 0.25696 | 0.39399 | 1.6445 | 6.2771 | 318.0055 | 0.0052221 | 168.4167 | 117.4984 | 16.4753 | 137.0149 | 17.4913 | 2.2631 | 58.6262 | 13.0323 | 12.878 | 3068.5405 | 78.4577 | 89.8011 | 1771.0305 | 102.102 | 98.6842 | 295.7666 | 263.411 | 210.0692 | 30.676 | 47.2358 | 0.86084 | 0.021953 | 0.37309 | 0.014681 | 0.0021299 | 9.2319e-05 | 28.2956 | 9.6413 | 3.4145 | 0.7342 | 0.61303 | 0.10326 | 2.1025 | 54.4541 | 5.3459 | 0.261 | 0.8989 | 22.4709 | 123.8148 | 31.125 | 17.1329 | 148.4579 | 7.9927 | 0.032495 | 0.31335 | 0.90658 | 42.0328 | 17.8972 | 738.7022 | 137.4988 | 2.7487 | 0.1273 | 0.66274 | 0.12136 | 223.4536 | 160.9698 | 98.805 | 59.9122 | 15.8234 | 1203.1202 | 220.8393 | 102.5743 | 91.5622 | 290.3926 | 183.2097 | 80.3235 | 77.9066 | 7.6679 | 0.55119 | 0.83436 | 0.4432 | 62.2422 | 5.2511 | 2.2175 | 2.4385 | 0.19201 | 7.8835e-05 | 27.3015 | 0.982 | 0.26076 | 0.25731 | 0.19012 | 2.9105 | 0.96188 | 1.0844 | 0.54903 | 110.9802 | 14.4575 | 31.2492 | 10.0839 | 133.3579 | 135.184 | 2021.723 | 238.9212 | 328.3428 | 159.0961 | 819.4039 | 340.9342 | 98.6821 | 465.4889 | 0.25204 | 0.094654 | 0.069168 | 0.069916 | 0.0088125 | 0.007169 | 2.7937e-05 | 0.002577 | 26.7323 | 10.1337 | 0.90853 | 0.1662 | 2.712 | 5.8572 | 346.8487 | 77.4656 | 2.8719 | 5.8122 | 143.4373 | 8.1476 | 108.8559 | 51.4091 | 29.1142 | 96.6095 | 582.8931 | 67.0773 | 701.8255 | 9.7108 | 106.5414 | 637.8022 | 148.3862 | 103.1451 | 51.8074 | 70.6485 | 222.6031 | 51.1378 | 9.6381 | 154.9984 | 81.7001 | 11.4451 | 42.016 | 641.6221 | 6.0197 | 86.5853 | 64.0584 | 165.2926 | 318.8012 | 97.5319 | 44.6419 | 30.5855 | 44.963 | 0.011502 | 0.0011834 | 0.27309 | 37.4971 | 2.5631 | 9.3934 | 2.8032 | 269.8977 | 12.4185 | 3.9165 | 0.47643 | 5933.5698 | 762.6727 | 1431.4948 | 1092.6686 | 27.723 | 1.0068 | 22.8939 | 3.0724 | 5952.696 | 1246.9001 | 562.0828 | 92.0109 | 146.4386 | 8.4853 | 159.4318 | 0.0012018 | 31.1846 | 0.14193 | 11.6335 | 82.0945 | 5.2205 | 59.7361 | 178.9377 | 0.11691 | 0.2993 | 2.7231 | 3.7996 | 0.16608 | 0.20317 | 1.1697 | 0.1808 | 34.2732 | 0.0029909 | 13.1184 | 287.3438 | 0.023112 | 115.307 | 5.3117 | 0.048821 | 0.65891 | 0.25874 | 5.0514 | 0.091344 | 1.839 | 0.98124 | 1.4299 | 0.018529 | 0.1158 | 0.053138 | 4.2946 | 0.037291 | 0.50284 | 0.2074 | 7.6524 | 0.00045951 | 0.00318 | 0.0032298 | 5.0182 | 0.021251 | 0.33337 | 0.21352 | 0.25222 | 0.0011175 | 0.022629 | 0.01229 | 1.329 | 0.0048539 | 0.091767 | 0.057788 | 0.67328 | 0.0037525 | 0.044891 | 0.17996 | 0.54094 | 0.30328 | 1.0449 | 382.7172 | 0.014835 | 1.9886 | 0.011673 | 4.5871 | 4.8394 | 2.5386 | 199.6419 | 0.4925 | 10.2692 | 8.6469 | 12.8058 | 105635.7436 | 8.3626 | 322.4128 | 9.2327 | 4.1595 | 1.9228 | 2.108 | 2.5471 | 1.4955 | 1.7137 | 13.188 | 4.0936 | 0.65704 | 8.3021 | 2.662 | 289.6923 | 7.7143 | 0.46038 | 17.0642 | 26.7607 | 662.5364 | 58.9005 | 4.7592 | 3.0012 | 7.8476 | 7.4014 | 0.28853 | 1.1547 | 4.9662 | 6.5848 | 6.1623 | 0.0021574 | 0.0011903 | 0.0042524 | 1.4992 | 8.538e-05 | 0.0073246 | 5.9023e-05 | 0.019727 | 0.0027241 | 0.007595 | 12.457 | 0.00067087 | 0.69524 | 0.31607 | 7.2919 | 1.2056 | 0.034081 | 1.2969 | 0.29304 | 0.020037 | 0.0074132 | 0.0071842 | 0.0035106 | 0.0061823 | 0.0075815 | 0.055013 | 0.069099 | 0.0039553 | 0.033039 | 0.010704 | 1.1278 | 0.00039421 | 0.0004671 | 0.1097 | 0.12873 | 2.8344 | 0.3223 | 0.019396 | 0.049623 | 0.027631 | 0.034155 | 0.0012617 | 0.0048076 | 0.022038 | 0.023012 | 0.022693 | 0.039542 | 0.016216 | 0.061496 | 18.2204 | 0.0013119 | 0.0939 | 0.00076916 | 0.42824 | 0.048618 | 0.163 | 8.0245 | 0.010246 | 20.0337 | 14.348 | 501.5513 | 29.3466 | 1.7786 | 27.1031 | 13.677 | 0.98397 | 0.1039 | 0.093615 | 0.055091 | 0.096957 | 0.15502 | 1.8152 | 1.3009 | 0.044599 | 0.875 | 0.1785 | 21.6059 | 0.0037227 | 0.0036386 | 10.01 | 5.5302 | 152.8096 | 13.0916 | 1.5878 | 0.63208 | 0.39761 | 0.60156 | 0.019193 | 0.090818 | 0.3404 | 1.0961 | 1.1498 | 0.025849 | 0.012002 | 0.015978 | 7.3064 | 0.00082486 | 0.19798 | 0.00055268 | 0.90354 | 0.058928 | 0.12356 | 5.3363 | 0.0088713 | 17.6511 | 8.6567 | 567.6854 | 20.5145 | 1.6481 | 20.385 | 7.8916 | 0.52178 | 0.13822 | 0.2068 | 0.028777 | 0.11005 | 0.082831 | 1.9931 | 0.61713 | 0.18828 | 0.45854 | 0.2255 | 11.8661 | 0.0029724 | 0.0032411 | 4.1012 | 2.6081 | 61.0791 | 8.3478 | 2.8347 | 0.24491 | 0.28455 | 0.70644 | 0.013217 | 0.052708 | 0.20604 | 1.2325 | 1.2014 | 378.6378 | 468.5049 | 75.7125 | 2.0368 | 3.2743 | 1.1512 | 3.2351 | 3.4631 | 15.0462 | 0.13078 | 0.00087766 | 0.02926 | 0.0065446 | 0.34831 | 1.7968 | 2.2085 | 2.8603 | 1.1803 | 1.048
17 | 0.15483 | 0.020388 | 0.018522 | 1.4731 | 0.99481 | 0.99196 | 0.94465 | 0.055754 | 0.84595 | 0.5897 | 0.65376 | 0.69942 | 0.8455 | 0.18219 | 2259.1263 | 256.5255 | 0.93723 | 0.8044 | 0.1365 | 0.30781 | 0.45035 | 0.3687 | 5.1642 | 329.8991 | 0.00012614 | 131.5911 | 103.5803 | 16.31 | 165.2525 | 15.2181 | 2.3376 | 63.9248 | 14.1617 | 10.7482 | 2941.6873 | 89.1578 | 98.8605 | 1796.8264 | 101.5949 | 78.1363 | 299.7938 | 212.5242 | 242.8292 | 33.6127 | 46.2934 | 0.76354 | 0.039858 | 0.37029 | 0.018695 | 0.0019979 | 9.0425e-05 | 35.4959 | 11.6208 | 3.2968 | 0.88036 | 0.60485 | 0.083619 | 2.8593 | 58.1843 | 11.9743 | 0.33593 | 0.88577 | 21.0307 | 91.1694 | 32.8529 | 20.8272 | 157.788 | 10.0524 | 0.034196 | 0.30751 | 0.79424 | 32.8461 | 15.7587 | 587.6527 | 112.5786 | 2.2581 | 0.11861 | 0.49071 | 0.08585 | 330.4937 | 154.5776 | 102.2703 | 57.5337 | 14.5553 | 1235.4467 | 287.6134 | 77.2128 | 85.8763 | 232.7976 | 151.6227 | 93.918 | 83.2365 | 8.9106 | 0.67531 | 0.80234 | 0.45397 | 71.1374 | 6.5631 | 1.7091 | 2.0296 | 0.17218 | 8.1561e-05 | 39.3039 | 1.084 | 0.22775 | 0.17734 | 0.16644 | 2.9599 | 0.95133 | 0.96729 | 0.50322 | 81.6756 | 13.6362 | 35.8018 | 8.4537 | 156.8022 | 111.2601 | 1860.6983 | 265.557 | 342.6086 | 200.5317 | 751.6471 | 334.785 | 87.4904 | 372.617 | 0.010458 | 0.1072 | 0.02779 | 0.079699 | 0.010742 | 0.0066095 | 2.3536e-05 | 0.0020632 | 29.4244 | 10.6497 | 1.1682 | 0.17476 | 2.217 | 5.5724 | 298.6982 | 87.9863 | 3.9779 | 5.2645 | 132.8155 | 9.5045 | 127.8338 | 46.1805 | 32.1763 | 87.7677 | 654.5988 | 71.6852 | 646.8975 | 10.0386 | 114.9508 | 724.7037 | 126.1167 | 101.1056 | 57.2512 | 72.7114 | 218.5592 | 59.1906 | 8.3134 | 186.573 | 78.0254 | 12.2946 | 46.0453 | 525.5582 | 6.3186 | 67.3671 | 71.0107 | 177.518 | 294.5595 | 77.6436 | 55.3002 | 35.3797 | 50.2189 | 0.010356 | 0.0012735 | 0.31829 | 32.8021 | 2.1232 | 10.7917 | 2.8836 | 267.463 | 10.2375 | 4.5489 | 0.41219 | 5622.5341 | 921.4299 | 1255.6717 | 1281.9366 | 30.2038 | 0.95831 | 25.5439 | 2.6011 | 5053.5692 | 1364.1672 | 505.501 | 100.6954 | 126.1281 | 8.2153 | 175.3448 | 0.0015954 | 29.594 | 0.14525 | 14.3393 | 66.1025 | 4.2314 | 64.2033 | 165.0674 | 0.10572 | 0.23571 | 1.243 | 3.4128 | 0.35593 | 0.22665 | 1.0172 | 0.14668 | 34.7255 | 0.0025546 | 15.0289 | 311.732 | 0.024405 | 112.318 | 4.9951 | 0.045907 | 0.62583 | 0.24443 | 4.7417 | 0.090903 | 1.88 | 1.1219 | 1.5063 | 0.018615 | 0.11804 | 0.05515 | 4.4913 | 0.039802 | 0.49123 | 0.20962 | 8.078 | 0.0004266 | 0.0033717 | 0.0030701 | 4.904 | 0.019578 | 0.3929 | 0.22642 | 0.27082 | 0.0012052 | 0.019059 | 0.014698 | 1.1928 | 0.005595 | 0.087387 | 0.051552 | 0.75301 | 0.0035832 | 0.040787 | 0.17825 | 0.52311 | 0.26057 | 1.1773 | 265.7502 | 0.01778 | 1.978 | 0.012652 | 3.8038 | 5.5096 | 2.8513 | 200.9018 | 0.35628 | 9.0672 | 8.7925 | 14.4754 | 117288.4767 | 8.5244 | 298.0606 | 8.8488 | 4.7137 | 2.1449 | 2.0479 | 2.8813 | 1.5042 | 1.8543 | 14.4732 | 4.4666 | 0.67898 | 7.4467 | 2.7318 | 285.1858 | 8.1916 | 0.48612 | 17.2248 | 29.2435 | 614.7353 | 69.8475 | 4.3276 | 2.8265 | 7.647 | 8.149 | 0.25113 | 1.2097 | 5.1149 | 7.076 | 6.6824 | 0.0019388 | 0.0012756 | 0.004484 | 1.642 | 8.9843e-05 | 0.0066461 | 6.4986e-05 | 0.01947 | 0.0027897 | 0.0083766 | 12.2559 | 0.0008056 | 0.64204 | 0.32894 | 7.5773 | 1.3118 | 0.039288 | 1.2859 | 0.31568 | 0.018235 | 0.008072 | 0.0068908 | 0.0033961 | 0.0054136 | 0.0062157 | 0.062646 | 0.079308 | 0.0037531 | 0.031573 | 0.010488 | 1.21 | 0.00042543 | 0.00039569 | 0.09782 | 0.13212 | 2.8615 | 0.32965 | 0.022046 | 0.04906 | 0.027743 | 0.035899 | 0.0012136 | 0.0053675 | 0.021031 | 0.026262 | 0.026683 | 0.041756 | 0.017652 | 0.060469 | 19.4722 | 0.0012646 | 0.10861 | 0.00088307 | 0.39732 | 0.048221 | 0.14566 | 6.9586 | 0.010388 | 21.3583 | 15.4133 | 477.8838 | 29.0065 | 1.916 | 27.915 | 15.5407 | 0.96908 | 0.10365 | 0.095341 | 0.06007 | 0.10187 | 0.16846 | 1.9941 | 1.3281 | 0.0463 | 0.79436 | 0.16499 | 19.4768 | 0.0032702 | 0.0032877 | 10.1722 | 5.6145 | 160.2289 | 13.5217 | 1.6118 | 0.67414 | 0.39225 | 0.56814 | 0.021424 | 0.099383 | 0.33495 | 1.054 | 0.99718 | 0.030042 | 0.010213 | 0.016157 | 6.4855 | 0.00074989 | 0.2052 | 0.0006147 | 0.95479 | 0.062463 | 0.12056 | 4.9717 | 0.0082997 | 16.2694 | 8.5929 | 542.6077 | 17.7884 | 1.9471 | 19.4568 | 8.9257 | 0.48323 | 0.13651 | 0.23987 | 0.027705 | 0.098692 | 0.0845 | 1.9386 | 0.63824 | 0.16288 | 0.54076 | 0.19396 | 11.1013 | 0.0030165 | 0.0029047 | 4.2338 | 3.0902 | 66.2077 | 7.5051 | 3.1627 | 0.25251 | 0.28329 | 0.72691 | 0.013067 | 0.053113 | 0.24458 | 1.0989 | 1.2349 | 412.2401 | 528.5766 | 52.7397 | 2.6817 | 3.6424 | 1.0849 | 3.9348 | 3.6437 | 8.384 | 0.091576 | 0.0014482 | 0.027222 | 0.0087661 | 0.27746 | 2.1996 | 1.7929 | 4.9072 | 0.95245 | 1.7465
18 | 0.16841 | 0.033251 | 0.0083769 | 1.177 | 0.99625 | 0.99613 | 0.88706 | 0.057635 | 0.88454 | 0.40305 | 0.73321 | 0.83392 | 0.81841 | 0.18961 | 1478.3327 | 219.6971 | 0.94403 | 0.84398 | 0.14511 | 0.20131 | 0.18043 | 1.2866 | 2.1406 | 578.235 | 0.004366 | 135.8801 | 93.7928 | 14.6673 | 135.4613 | 15.6637 | 2.0833 | 49.241 | 15.8844 | 12.2176 | 2702.4806 | 91.3615 | 105.8525 | 1940.3719 | 99.6844 | 79.8066 | 293.3968 | 280.9056 | 214.6427 | 29.8261 | 51.3463 | 0.83207 | 0.16917 | 0.28735 | 0.014314 | 0.0019884 | 7.9259e-05 | 32.7999 | 14.0956 | 3.4687 | 0.87284 | 0.54748 | 0.1183 | 2.7647 | 66.7076 | 1.5154 | 0.34886 | 0.7939 | 22.8185 | 97.9603 | 27.1876 | 19.4577 | 132.6182 | 8.7464 | 0.034503 | 0.28883 | 0.97757 | 30.524 | 14.4529 | 849.3047 | 119.1875 | 2.1269 | 0.097584 | 0.6301 | 0.092989 | 229.2555 | 128.0311 | 100.4888 | 66.737 | 13.711 | 1368.6606 | 282.8267 | 109.0547 | 90.0602 | 252.9193 | 176.9259 | 88.7973 | 73.8775 | 8.6772 | 0.70059 | 0.75272 | 0.26274 | 52.7928 | 7.1088 | 1.7412 | 2.319 | 0.18432 | 6.4875e-05 | 30.5271 | 1.1074 | 0.26876 | 0.22597 | 0.12669 | 2.7374 | 0.95536 | 1.0584 | 0.47707 | 73.2141 | 14.2338 | 36.9127 | 8.539 | 129.3897 | 103.6155 | 2073.3269 | 216.6684 | 398.3341 | 195.1552 | 873.2781 | 370.1032 | 84.6274 | 425.2299 | 0.031192 | 0.24243 | 0.10398 | 0.085427 | 0.0077852 | 0.0050379 | 2.4449e-05 | 0.0026722 | 34.1136 | 11.6118 | 1.0502 | 0.18839 | 2.3091 | 6.0531 | 388.4702 | 79.2059 | 2.5391 | 6.1435 | 134.2462 | 8.4401 | 115.8241 | 49.4304 | 34.9449 | 77.8836 | 613.7121 | 57.5057 | 682.1202 | 10.2184 | 122.5033 | 764.5867 | 152.0891 | 83.6814 | 56.3961 | 58.969 | 257.0328 | 49.4819 | 8.8311 | 192.8906 | 95.4279 | 10.3858 | 42.2642 | 683.7641 | 7.0025 | 84.0368 | 61.7455 | 193.6534 | 324.0001 | 82.2329 | 46.9504 | 35.2821 | 44.3267 | 0.01015 | 0.0011484 | 0.24429 | 35.0828 | 2.1986 | 13.1916 | 2.4707 | 290.3245 | 10.4825 | 4.7476 | 0.52843 | 6897.8378 | 800.7439 | 1478.0657 | 1070.7035 | 35.2927 | 1.0886 | 20.5308 | 2.6331 | 5803.0157 | 1843.429 | 523.9189 | 85.9478 | 119.7728 | 9.9931 | 174.3061 | 0.0015588 | 27.5887 | 0.14969 | 14.4803 | 56.267 | 5.9667 | 50.3715 | 178.3578 | 0.10715 | 0.21993 | 1.6481 | 3.9341 | 0.158 | 0.26112 | 1.0712 | 0.16288 | 37.2086 | 0.0030391 | 13.7732 | 282.1966 | 0.024913 | 123.069 | 5.3384 | 0.045397 | 0.62014 | 0.26269 | 5.0956 | 0.087889 | 1.9317 | 1.0295 | 1.5682 | 0.019459 | 0.11275 | 0.05367 | 4.7917 | 0.035956 | 0.52703 | 0.22441 | 8.7545 | 0.00040958 | 0.0037721 | 0.002999 | 5.5134 | 0.021447 | 0.38968 | 0.21879 | 0.26015 | 0.0012426 | 0.021371 | 0.013325 | 1.2508 | 0.0047831 | 0.0948 | 0.054005 | 0.76965 | 0.0036717 | 0.047427 | 0.16915 | 0.51205 | 0.28693 | 1.0086 | 350.0361 | 0.015925 | 1.9775 | 0.012876 | 4.4986 | 4.3658 | 2.2413 | 188.3056 | 0.43347 | 9.2447 | 8.193 | 14.7669 | 113126.026 | 8.2509 | 302.9822 | 9.045 | 4.5115 | 2.0871 | 1.7382 | 2.7427 | 1.558 | 1.9953 | 14.7402 | 4.1876 | 0.66006 | 8.8322 | 3.0387 | 267.5796 | 8.9568 | 0.44251 | 17.7604 | 25.8585 | 653.6363 | 68.776 | 4.9583 | 3.0887 | 8.0397 | 7.9338 | 0.28453 | 1.2563 | 5.6534 | 7.7086 | 5.8267 | 0.0022231 | 0.0012144 | 0.00395 | 1.5898 | 8.8037e-05 | 0.0073408 | 5.7334e-05 | 0.017479 | 0.0028654 | 0.0082414 | 11.9849 | 0.00068746 | 0.68283 | 0.27564 | 8.5366 | 1.1719 | 0.034531 | 1.2503 | 0.28751 | 0.020772 | 0.008063 | 0.0077403 | 0.0032425 | 0.0063809 | 0.006454 | 0.057696 | 0.076535 | 0.0038623 | 0.033588 | 0.010419 | 1.1899 | 0.00043865 | 0.00044181 | 0.098176 | 0.12019 | 2.8045 | 0.32038 | 0.020976 | 0.043589 | 0.025591 | 0.037675 | 0.0012302 | 0.0058068 | 0.019882 | 0.023279 | 0.025174 | 0.042826 | 0.018298 | 0.055947 | 17.5482 | 0.0011559 | 0.096403 | 0.00083848 | 0.44662 | 0.049115 | 0.14072 | 7.0781 | 0.011495 | 21.7998 | 14.1586 | 455.3776 | 26.0635 | 1.6705 | 30.7266 | 14.3417 | 0.89103 | 0.10768 | 0.091734 | 0.055459 | 0.085238 | 0.1585 | 1.85 | 1.4593 | 0.047397 | 0.83389 | 0.16955 | 18.2375 | 0.0037587 | 0.0035292 | 10.9531 | 4.945 | 160.6325 | 13.4224 | 1.5623 | 0.61552 | 0.45867 | 0.61672 | 0.021219 | 0.085833 | 0.34915 | 1.163 | 1.1608 | 0.024608 | 0.010085 | 0.016567 | 6.7846 | 0.00079637 | 0.23374 | 0.00060783 | 0.97673 | 0.065749 | 0.12792 | 4.9342 | 0.0079461 | 15.5601 | 8.7592 | 535.8478 | 17.6591 | 1.7314 | 18.9681 | 8.0179 | 0.57013 | 0.1614 | 0.21068 | 0.029689 | 0.11471 | 0.078205 | 1.831 | 0.62526 | 0.18717 | 0.49381 | 0.21284 | 11.244 | 0.003165 | 0.0031822 | 3.7448 | 2.6572 | 67.0012 | 9.0691 | 3.085 | 0.27305 | 0.32362 | 0.73734 | 0.014601 | 0.050785 | 0.20228 | 1.1155 | 1.2552 | 391.5305 | 430.4314 | 77.1407 | 2.5049 | 4.2821 | 1.1023 | 4.5484 | 3.8906 | 10.8109 | 0.121 | 0.0020472 | 0.030635 | 0.012362 | 0.29943 | 2.0498 | 1.1647 | 2.1242 | 1.6103 | 2.0856
19 | 0.16396 | 0.022405 | 0.011989 | 1.3024 | 0.99382 | 0.99989 | 0.82581 | 0.031797 | 0.89309 | 0.5164 | 0.66113 | 0.79355 | 0.82636 | 0.20719 | 1490.3754 | 335.474 | 0.95389 | 0.78273 | 0.18076 | 0.279 | 0.37148 | 2.4811 | 4.9263 | 489.3202 | 0.00056071 | 159.1143 | 98.3066 | 17.4904 | 162.38 | 13.5637 | 1.8897 | 60.8472 | 14.4893 | 11.6337 | 2456.2144 | 96.5769 | 88.6885 | 1915.2782 | 120.5985 | 84.354 | 234.9351 | 240.555 | 233.2335 | 32.5105 | 46.9352 | 0.73912 | 0.089072 | 0.15024 | 0.017503 | 0.0017145 | 8.0097e-05 | 34.9078 | 11.4375 | 2.4056 | 0.74352 | 0.66381 | 0.10064 | 2.6893 | 60.6962 | 2.2827 | 0.25725 | 0.7519 | 19.597 | 81.9249 | 35.7251 | 21.5311 | 151.9776 | 10.1629 | 0.03185 | 0.27222 | 0.7824 | 27.1226 | 18.6879 | 521.252 | 131.3269 | 3.6638 | 0.10764 | 0.45608 | 0.080072 | 244.8667 | 129.7708 | 77.732 | 63.7347 | 14.0597 | 1320.8134 | 253.5813 | 106.9816 | 93.0721 | 241.7085 | 163.1247 | 82.2049 | 69.1701 | 7.8749 | 0.72555 | 0.96699 | 0.21414 | 65.5487 | 6.6376 | 1.9475 | 2.0671 | 0.18022 | 6.8118e-05 | 34.8034 | 1.2703 | 0.20961 | 0.22497 | 0.13048 | 2.8686 | 0.96427 | 1.4024 | 0.44686 | 96.958 | 17.8674 | 39.2313 | 7.6696 | 158.706 | 191.9917 | 1936.3182 | 249.4183 | 289.3132 | 185.1933 | 785.8824 | 388.615 | 89.6833 | 368.6769 | 0.33995 | 0.051724 | 0.14259 | 0.068995 | 0.010808 | 0.007036 | 1.9566e-05 | 0.0020121 | 37.1353 | 12.655 | 1.011 | 0.14971 | 2.5488 | 4.134 | 358.9713 | 75.6127 | 4.0961 | 4.6165 | 136.2239 | 8.6734 | 114.1251 | 51.4837 | 37.8228 | 98.2326 | 725.3211 | 66.3174 | 584.4597 | 9.7982 | 133.1976 | 714.7018 | 151.112 | 95.5108 | 55.0996 | 60.069 | 196.7581 | 58.5198 | 8.1661 | 177.977 | 77.1517 | 10.5006 | 50.8231 | 603.2198 | 5.9877 | 74.7661 | 63.0497 | 205.3845 | 299.0197 | 89.3475 | 56.0464 | 32.6684 | 40.2909 | 0.01205 | 0.001003 | 0.24171 | 35.7796 | 1.9633 | 10.1211 | 3.2306 | 280.3957 | 8.3156 | 5.5807 | 0.38313 | 6180.7879 | 891.837 | 1178.6706 | 1231.654 | 33.7651 | 1.1587 | 20.9185 | 2.7574 | 5878.1081 | 1479.923 | 608.1441 | 81.6351 | 123.5649 | 9.3182 | 185.2337 | 0.0011375 | 26.7859 | 0.18334 | 11.109 | 62.4777 | 5.5698 | 52.9416 | 229.1371 | 0.10914 | 0.20145 | 2.312 | 3.0604 | 0.2104 | 0.21698 | 1.2983 | 0.19495 | 32.4026 | 0.002916 | 14.7771 | 297.3423 | 0.025449 | 121.6281 | 5.5588 | 0.045128 | 0.67111 | 0.25761 | 5.0364 | 0.10134 | 1.8697 | 1.1498 | 1.4417 | 0.020654 | 0.1174 | 0.055287 | 4.5994 | 0.038652 | 0.53998 | 0.21686 | 9.1097 | 0.00041214 | 0.0037035 | 0.0031973 | 5.5806 | 0.018625 | 0.38332 | 0.2437 | 0.27917 | 0.0011995 | 0.022414 | 0.014044 | 1.2065 | 0.0051284 | 0.10103 | 0.052528 | 0.65728 | 0.0033705 | 0.045386 | 0.18301 | 0.511 | 0.27347 | 1.1653 | 311.2049 | 0.013606 | 1.966 | 0.012458 | 5.2538 | 4.9666 | 2.9919 | 187.6505 | 0.093895 | 9.53 | 8.3707 | 13.4687 | 123567.4895 | 7.9107 | 307.4716 | 8.8221 | 3.9521 | 2.1764 | 1.8474 | 2.8945 | 1.7534 | 1.782 | 12.8526 | 3.9233 | 0.6492 | 8.2674 | 2.8794 | 265.182 | 8.5944 | 0.41096 | 20.0917 | 27.7991 | 620.4128 | 60.9861 | 4.1657 | 3.1274 | 7.022 | 7.8783 | 0.24985 | 1.1603 | 5.3336 | 7.3992 | 5.7077 | 0.0021246 | 0.0013387 | 0.0046682 | 1.3813 | 9.2356e-05 | 0.0064784 | 5.4224e-05 | 0.018451 | 0.0028136 | 0.0081594 | 13.3249 | 0.00070183 | 0.68926 | 0.27898 | 7.4768 | 1.4046 | 0.035528 | 1.1854 | 0.31897 | 0.020965 | 0.0083279 | 0.0066277 | 0.0033134 | 0.0062757 | 0.0067552 | 0.057549 | 0.07702 | 0.0036809 | 0.032473 | 0.010976 | 1.0955 | 0.00045899 | 0.00042812 | 0.095249 | 0.11739 | 3.0173 | 0.31032 | 0.020876 | 0.050221 | 0.02793 | 0.034614 | 0.0010682 | 0.005148 | 0.021764 | 0.026861 | 0.023024 | 0.038851 | 0.017437 | 0.061918 | 16.8128 | 0.0012359 | 0.10937 | 0.0008453 | 0.43521 | 0.050156 | 0.16799 | 7.2025 | 0.010316 | 23.161 | 15.0065 | 496.8665 | 28.7004 | 1.7344 | 28.3489 | 14.2975 | 0.84488 | 0.11268 | 0.11058 | 0.051196 | 0.099699 | 0.16977 | 2.02 | 1.3936 | 0.042947 | 0.81212 | 0.15432 | 20.3015 | 0.0035985 | 0.003211 | 10.6082 | 5.6072 | 149.4917 | 15.2197 | 1.6841 | 0.57515 | 0.41063 | 0.58384 | 0.020919 | 0.10203 | 0.36208 | 1.0269 | 1.1016 | 0.026527 | 0.011021 | 0.015171 | 6.6099 | 0.00089765 | 0.22486 | 0.00063541 | 0.9441 | 0.059696 | 0.12163 | 5.7769 | 0.0083779 | 16.5345 | 8.9926 | 516.954 | 18.7457 | 1.8118 | 20.6582 | 8.5213 | 0.52878 | 0.14274 | 0.2097 | 0.032168 | 0.11577 | 0.085168 | 1.9517 | 0.534 | 0.16511 | 0.45407 | 0.21871 | 12.5632 | 0.0031353 | 0.0030659 | 3.6058 | 2.769 | 62.7796 | 7.6783 | 3.0938 | 0.24757 | 0.32248 | 0.68032 | 0.012293 | 0.057577 | 0.21436 | 1.1629 | 1.2976 | 375.6402 | 445.2006 | 41.0556 | 1.9721 | 2.9084 | 1.4328 | 4.1075 | 3.724 | 6.4899 | 0.22669 | 0.0011906 | 0.023386 | 0.0071667 | 0.32405 | 1.3402 | 1.9755 | 5.8061 | 1.271 | 0.93555

## ngB-South Africa-results
Element | N recovery | P recovery | K recovery | TEA results | LCA results
Feature | Total N [% N] | Total P [% P] | Total K [% K] | Annual net cost [USD/cap/yr] | GlobalWarming [kg CO2-eq/cap/yr] | H_Ecosystems [points/cap/yr] | H_Health [points/cap/yr] | H_Resources [points/cap/yr]
0 | 52.5242 | 37.332 | 22.6321 | 150.0004 | 94.3094 | 0.31449 | 12.7082 | 12.5086
1 | 52.5242 | 37.332 | 22.6321 | 64.7093 | 62.8987 | 0.14103 | 8.9608 | 5.6365
2 | 52.5242 | 37.332 | 22.6321 | 156.2911 | 110.9192 | 0.3171 | 16.149 | 14.6162
3 | 52.5242 | 37.332 | 22.6321 | 146.8214 | 74.2143 | 0.19223 | 12.6689 | 8.2241
4 | 52.5242 | 37.332 | 22.6321 | 127.3803 | 95.4883 | 0.25021 | 16.52 | 11.4218
5 | 52.5242 | 37.332 | 22.6321 | 126.1671 | 64.9632 | 0.18797 | 7.6363 | 7.9855
6 | 52.5242 | 37.332 | 22.6321 | 71.5 | 66.4859 | 0.15721 | 10.5851 | 8.1634
7 | 52.5242 | 37.332 | 22.6321 | 165.9841 | 75.5196 | 0.28412 | 9.2576 | 11.8145
8 | 52.5242 | 37.332 | 22.6321 | 130.3123 | 111.1844 | 0.3913 | 14.3491 | 20.0859
9 | 52.5242 | 37.332 | 22.6321 | 118.7393 | 86.5453 | 0.28429 | 7.4364 | 16.6723
10 | 52.5242 | 37.332 | 22.6321 | 134.7381 | 95.924 | 0.28224 | 11.0136 | 14.7624
11 | 52.5242 | 37.332 | 22.6321 | 127.739 | 76.219 | 0.16022 | 12.7097 | 7.8361
12 | 52.5242 | 37.332 | 22.6321 | 116.8361 | 93.1986 | 0.19687 | 17.2215 | 9.4437
13 | 52.5242 | 37.332 | 22.6321 | 144.5248 | 86.9934 | 0.21249 | 15.0298 | 10.6278
14 | 52.5242 | 37.332 | 22.6321 | 140.024 | 95.3734 | 0.36218 | 9.036 | 15.6391
15 | 52.5242 | 37.332 | 22.6321 | 127.9372 | 83.0308 | 0.22329 | 13.987 | 10.6212
16 | 52.5242 | 37.332 | 22.6321 | 147.9782 | 96.2874 | 0.23921 | 17.1987 | 11.6854
17 | 52.5242 | 37.332 | 22.6321 | 224.2988 | 107.2594 | 0.33457 | 13.2787 | 16.5109
18 | 52.5242 | 37.332 | 22.6321 | 159.4669 | 95.769 | 0.25955 | 13.6788 | 11.2657
19 | 52.5242 | 37.332 | 22.6321 | 124.9542 | 81.1611 | 0.26217 | 8.1513 | 14.2613

## ngB-Uganda-param
Element | Excretion-B1 | [21 empty] | MURT-B2 | [11 empty] | NEWgenerator an MBR-B3 | [36 empty] | Sludge pasteurization-B4 | [8 empty] | NEWgenerator ion exchange-B5 | [39 empty] | NEWgenerator chlorination-B6 | [24 empty] | NEWgenerator controls-B8 | [41 empty] | NEWgenerator housing-B9 | [9 empty] | NEWgenerator pretreatment-B10 | [11 empty] | NEWgenerator foundation-B11 |  | MURT-B2 |  |  | TEA |  |  |  | LCA | [225 empty] | NEWgenerator gridtied-B7 | [7 empty] | Excretion-B1 | LCA |  |  |  | TEA
Feature | Excretion N prot [fraction] | Excretion P prot v [fraction] | Excretion P prot a [fraction] | Excretion K cal [g K/1000 kcal] | Excretion N exc [fraction of intake] | Excretion P exc [fraction of intake] | Excretion K exc [fraction of intake] | Excretion e exc [fraction of intake] | Excretion N ur [fraction of total] | Excretion P ur [fraction of total] | Excretion K ur [fraction of total] | Excretion e fec [fraction of total] | Excretion N ur NH3 [fraction of total N in urine] | Excretion N fec NH3 [fraction of total N in feces] | Excretion ur exc [g/cap/d] | Excretion fec exc [g/cap/d] | Excretion ur moi [fraction] | Excretion fec moi [fraction] | Excretion mg ur [g Mg/cap/d] | Excretion mg fec [g Mg/cap/d] | Excretion ca ur [g Ca/cap/d] | Excretion ca fec [g Ca/cap/d] | MURT collection period [days] | MURT sludge accum rate [L/cap/yr] | MURT N volatilization [fraction of N input] | MURT squatting pan cost [USD] | MURT urinal cost [USD] | MURT led cost [USD] | MURT anticor floor cost [USD] | MURT fan cost [USD] | MURT circuit change cost [USD] | MURT pipe cost [USD] | MURT squatting pan weight [kg] | MURT urinal weight [kg] | NEWgenerator an MBR anmbr reactor tank [USD] | NEWgenerator an MBR anmbr reactor media [USD] | NEWgenerator an MBR anmbr reactor fittings [USD] | NEWgenerator an MBR anmbr membrane module [USD] | NEWgenerator an MBR anmbr permeate pump [USD] | NEWgenerator an MBR anmbr backwash pump [USD] | NEWgenerator an MBR anmbr water pump [USD] | NEWgenerator an MBR anmbr membrane fittings [USD] | NEWgenerator an MBR anmbr biogas gas bag [USD] | NEWgenerator an MBR anmbr biogas fittings [USD] | NEWgenerator an MBR anmbr biogas ventilation [USD] | NEWgenerator an MBR anmbr COD removal [ratio] | NEWgenerator an MBR anmbr TN removal [ratio] | NEWgenerator an MBR anmbr TP removal [ratio] | NEWgenerator an MBR anmbr water pump energy percycle [kWh] | NEWgenerator an MBR anmbr permeate pump energy percycle [kWh] | NEWgenerator an MBR anmbr backwash pump energy percycle [kWh] | NEWgenerator an MBR anmbr batch cycle perday [# batches day-1] | NEWgenerator an MBR anmbr labor maintenance membrane chem cleaning [hrs/yr] | NEWgenerator an MBR anmbr labor maintenance sludge removal [hrs/yr] | NEWgenerator an MBR anmbr labor replacement membrane pump [hrs/yr] | NEWgenerator an MBR anmbr labor replacement permeate pump [hrs/yr] | NEWgenerator an MBR anmbr labor replacement membrane module [hrs/yr] | NEWgenerator an MBR anmbr labor replacement misc repairs [hr/y] | NEWgenerator an MBR anmbr reactor weight [kg] | NEWgenerator an MBR anmbr tau [d] | NEWgenerator an MBR anmbr soluble methane fraction [nan] | NEWgenerator an MBR anmbr VSS TSS ratio [nan] | NEWgenerator an MBR anmbr membrane weight [kg] | NEWgenerator an MBR anmbr PE weight [kg] | NEWgenerator an MBR anmbr PVC weight [kg] | NEWgenerator an MBR anmbr plastic weight [kg] | NEWgenerator an MBR anmbr piping [USD] | NEWgenerator an MBR anmbr piping PVC weight [kg] | NEWgenerator an MBR anmbr sludge yield [kg-VSS/kg-BOD removed] | NEWgenerator an MBR anmbr methane yield [m3-CH4/kg COD removed] | NEWgenerator an MBR dissolved methane HFMC removed [nan] | Sludge pasteurization sludge dryer weight [kg] | Sludge pasteurization sludge barrel weight [kg] | Sludge pasteurization sludge dryer [USD] | Sludge pasteurization sludge barrel [USD] | Sludge pasteurization sludge labor maintenance [h] | Fraction biogas lost [fraction] | Biogas efficiency [fraction] | Heat loss [fraction] | Sludge temperature [fraction] | NEWgenerator ion exchange ion eq2 tank [USD] | NEWgenerator ion exchange ion eq2 pump [USD] | NEWgenerator ion exchange ion eq2 powered valve [USD] | NEWgenerator ion exchange ion eq2 fittings [USD] | NEWgenerator ion exchange ion zeolite tanks [USD] | NEWgenerator ion exchange ion filtration media [USD] | NEWgenerator ion exchange ion gac [USD] | NEWgenerator ion exchange ion zeolite [USD] | NEWgenerator ion exchange ion zeolite fittings [USD] | NEWgenerator ion exchange ion eq3 tank [USD] | NEWgenerator ion exchange ion eq3 pump [USD] | NEWgenerator ion exchange ion eq3 filter [USD] | NEWgenerator ion exchange ion eq3 fittings [USD] | NEWgenerator ion exchange ion COD removal [nan] | NEWgenerator ion exchange ion TN removal [nan] | NEWgenerator ion exchange ion TP removal [nan] | NEWgenerator ion exchange ion labor maintenance zeolite regeneration [hr/y] | NEWgenerator ion exchange ion labor maintenance GAC replacement [hr/y] | NEWgenerator ion exchange ion labor replacement zeolite [hr/y] | NEWgenerator ion exchange ion labor replacement misc repairs [hr/y] | NEWgenerator ion exchange ion labor replacement other pump [hrs/yr] | NEWgenerator ion exchange ion backwash pump energy percycle [kWh] | NEWgenerator ion exchange ion batch cycle perday [# batches day-1] | NEWgenerator ion exchange ion gac unit cost [USD/kg] | NEWgenerator ion exchange ion zeolite unit cost [USD/kg] | NEWgenerator ion exchange ion na cl unit cost [USD/kg] | NEWgenerator ion exchange ion na OH unit cost [USD/kg] | NEWgenerator ion exchange ion regen freq per yr [events/yr] | NEWgenerator ion exchange ion regen efficiency [nan] | NEWgenerator ion exchange ion polycarbonate weight [kg] | NEWgenerator ion exchange ion steel weight [kg] | NEWgenerator ion exchange ion PE weight [kg] | NEWgenerator ion exchange ion PVC weight [kg] | NEWgenerator ion exchange ion plastic weight [kg] | NEWgenerator ion exchange ion piping PVC weight [kg] | NEWgenerator ion exchange ion piping [USD] | NEWgenerator ion exchange ion replacement scenario drums [USD] | NEWgenerator ion exchange ion largerncs scenario zeolite tanks [USD] | NEWgenerator ion exchange ion largerncs scenario zeolite [USD] | NEWgenerator ion exchange ion zeolite fittings largerncs [USD] | NEWgenerator chlorination chlorination recycle pump [USD] | NEWgenerator chlorination chlorination electochlorinator [USD] | NEWgenerator chlorination chlorination powered valve [USD] | NEWgenerator chlorination chlorination fittings [USD] | NEWgenerator chlorination chlorination tanks [USD] | NEWgenerator chlorination chlorination COD removal [%] | NEWgenerator chlorination chlorination TN removal [%] | NEWgenerator chlorination chlorination TP removal [%] | NEWgenerator chlorination chlorination chlorinator energy percycle [kWh] | NEWgenerator chlorination chlorination pump energy percycle [kWh] | NEWgenerator chlorination chlorination ventilation energy percycle [kWh] | NEWgenerator chlorination chlorination valve energy percycle [kWh] | NEWgenerator chlorination chlorination product water pump energy percycle [kWh] | NEWgenerator chlorination chlorination batch cycle per day [# batches day-1] | NEWgenerator chlorination chlorination labor maintenance chlorinator recharging [hr/y] | NEWgenerator chlorination chlorination labor replacement chlorinator replacement [hr/y] | NEWgenerator chlorination chlorination labor replacement other pump [hr/y] | NEWgenerator chlorination chlorination labor replacement misc repairs [hr/y] | NEWgenerator chlorination chlorination na cl dosage [mg/L] | NEWgenerator chlorination chlorination throughput flow [L/d] | NEWgenerator chlorination chlorination PE weight [kg] | NEWgenerator chlorination chlorination PVC weight [kg] | NEWgenerator chlorination chlorination electronics active weight [kg] | NEWgenerator chlorination chlorination piping [USD] | NEWgenerator chlorination chlorination piping PVC weight [kg] | NEWgenerator controls control box enclosure panel [USD] | NEWgenerator controls control box arduino microcontroller [USD] | NEWgenerator controls control box microcontroller din rails [USD] | NEWgenerator controls control box wifi [USD] | NEWgenerator controls control box solid state relays [USD] | NEWgenerator controls control box other relays [USD] | NEWgenerator controls control box conductors [USD] | NEWgenerator controls control box din rails [USD] | NEWgenerator controls control sensors enclosure panel [USD] | NEWgenerator controls control sensors signal conditioners [USD] | NEWgenerator controls control sensors din rails [USD] | NEWgenerator controls control sensors voltage converter [USD] | NEWgenerator controls control orp enclosure panel [USD] | NEWgenerator controls control orp voltage converter [USD] | NEWgenerator controls control orp controller [USD] | NEWgenerator controls control orp probe [USD] | NEWgenerator controls control orp cables [USD] | NEWgenerator controls control pump enclosure panel [USD] | NEWgenerator controls control pump voltage converter [USD] | NEWgenerator controls control pump voltage rectifier [USD] | NEWgenerator controls control pump box relay [USD] | NEWgenerator controls control sensors level sensor [USD] | NEWgenerator controls control sensors level switch [USD] | NEWgenerator controls control sensors flow switches [USD] | NEWgenerator controls control sensors proximity sensor [USD] | NEWgenerator controls control stranded cables [USD] | NEWgenerator controls control sensor cables [USD] | NEWgenerator controls control cable glands [USD] | NEWgenerator controls control gauge ferrules [USD] | NEWgenerator controls control zip ties [USD] | NEWgenerator controls control terminal block jumper [USD] | NEWgenerator controls control system energy percycle [kW] | NEWgenerator controls control system ORP energy percycle [kW] | NEWgenerator controls control background runtime energy perday [kWh] | NEWgenerator controls control batch cycle perday [# batches day-1] | NEWgenerator controls control labor replacement misc repairs [hr/y] | NEWgenerator controls control polycarbonate weight [kg] | NEWgenerator controls control aluminum weight [kg] | NEWgenerator controls control cable length [m] | NEWgenerator controls control electronics passive weight [kg] | NEWgenerator controls control electronics active weight [kg] | NEWgenerator controls control control units weight [kg] | NEWgenerator housing housing framework [USD] | NEWgenerator housing housing framework shipping [USD] | NEWgenerator housing housing fittings [USD] | NEWgenerator housing housing steel weight [kg] | NEWgenerator housing housing zinc coated steel weight [kg] | NEWgenerator housing housing zinc coat [m2] | NEWgenerator housing housing aluminum weight [kg] | NEWgenerator housing housing PE weight [kg] | NEWgenerator housing housing largerncs framework [USD] | NEWgenerator housing cheaper housing framework [USD] | NEWgenerator pretreatment pretreatment eq tank [USD] | NEWgenerator pretreatment pretreatment tank PE weight [kg] | NEWgenerator pretreatment pretreatment piping [USD] | NEWgenerator pretreatment pretreatment piping PVC weight [kg] | NEWgenerator pretreatment pretreatment feed pump [USD] | NEWgenerator pretreatment pretreatment feed pump energy percycle [kWh] | NEWgenerator pretreatment pretreatment batch cycle perday [# batches day-1] | NEWgenerator pretreatment pretreatment labor replacement other pump [hrs/yr] | NEWgenerator pretreatment pretreatment labor screen pit cleaning [hrs/yr] | NEWgenerator pretreatment pretreatment barscreen cost [USD] | NEWgenerator pretreatment pretreatment barscreen weight [kg] | NEWgenerator pretreatment pretreatment barscreen [USD] | NEWgenerator foundation foundation concrete unit cost [USD m-3] | NEWgenerator foundation foundation concrete thickness [m] | Max ch4 emission [g CH4/g COD] | Full degradation time [yr] | Log degradation [-] | Price factor [-] | Zeolite price [USD/kg] | GAC price [USD/kg] | Na OH price [USD/kg] | CH4 CF [kg CO2-eq/kg CH4] | CH4 ecosystems CF [points/kg CH4] | CH4 health CF [points/kg CH4] | N2O CF [kg CO2-eq/kg N2O] | N2O ecosystems CF [points/kg N2O] | N2O health CF [points/kg N2O] | N fertilizer CF [kg CO2-eq/kg N] | N fertilizer ecosystems CF [points/kg N] | N fertilizer health CF [points/kg N] | N fertilizer resources CF [points/kg N] | P fertilizer CF [kg CO2-eq/kg P] | P fertilizer ecosystems CF [points/kg P] | P fertilizer health CF [points/kg P] | P fertilizer resources CF [points/kg P] | K fertilizer CF [kg CO2-eq/kg K] | K fertilizer ecosystems CF [points/kg K] | K fertilizer health CF [points/kg K] | K fertilizer resources CF [points/kg K] | Conc nh3 CF [kg CO2-eq/kg] | Conc nh3 ecosystems CF [points/kg] | Conc nh3 health CF [points/kg] | Conc nh3 resources CF [points/kg] | GAC CF [kg CO2-eq/kg] | GAC ecosystems CF [points/kg] | GAC health CF [points/kg] | GAC resources CF [points/kg] | Zeolite CF [kg CO2-eq/kg] | Zeolite ecosystems CF [points/kg] | Zeolite health CF [points/kg] | Zeolite resources CF [points/kg] | Na cl CF [kg CO2-eq/kg] | Na cl ecosystems CF [points/kg] | Na cl health CF [points/kg] | Na cl resources CF [points/kg] | Na OH CF [kg CO2-eq/kg] | Na OH ecosystems CF [points/kg] | Na OH health CF [points/kg] | Na OH resources CF [points/kg] | LPG CF [kg CO2-eq/kg] | LPG ecosystems CF [points/kg] | LPG health CF [points/kg] | LPG resources CF [points/kg] | Excavation-Global warming [kg CO2-eq/m3] | Brick-Global warming [kg CO2-eq/kg] | Cement-Global warming [kg CO2-eq/kg] | Concrete-Global warming [kg CO2-eq/m3] | Gravel-Global warming [kg CO2-eq/kg] | Plastic-Global warming [kg CO2-eq/kg] | Sand-Global warming [kg CO2-eq/kg] | Stainless steel-global warming [kg CO2-eq/kg] | Stainless steel sheet-global warming [kg CO2-eq/kg] | Steel-Global warming [kg CO2-eq/kg] | Wood-Global warming [kg CO2-eq/m3] | Trucking-Global warming [kg CO2-eq/tonne*km] | Electric motor-global warming [kg CO2-eq/ea] | Electronics-Global warming [kg CO2-eq/kg] | Catalytic converter-global warming [kg CO2-eq/ea] | Oil heat exchanger-global warming [kg CO2-eq/ea] | Pump-Global warming [kg CO2-eq/ea] | Hydronic heat exchanger-global warming [kg CO2-eq/ea] | Electric connectors-global warming [kg CO2-eq/kg] | Electric cables-global warming [kg CO2-eq/m] | PVC-Global warming [kg CO2-eq/kg] | PE-Global warming [kg CO2-eq/kg] | Polymer-Global warming [kg CO2-eq/kg] | Cationic resin-global warming [kg CO2-eq/kg] | Ceramic-Global warming [kg CO2-eq/kg] | Fan-Global warming [kg CO2-eq/kg] | Aluminum-Global warming [kg CO2-eq/kg] | LPG-Global warming [kg CO2-eq/kg] | Zinc coat-global warming [kg CO2-eq/m2] | Polyacrylamide-Global warming [kg CO2-eq/kg] | Photovoltaic panel-global warming [kg CO2-eq/m2] | GACProduction-Global warming [kg CO2-eq/kg] | GACRegeneration-Global warming [kg CO2-eq/kg] | Switches-Global warming [kg CO2-eq/kg] | Control units-global warming [kg CO2-eq/kg] | Electronics active-global warming [kg CO2-eq/kg] | Electronics passive-global warming [kg CO2-eq/kg] | Transformers-Global warming [kg CO2-eq/kg] | Fertilizer offset-global warming [kg CO2-eq/kg] | Polycarbonate-Global warming [kg CO2-eq/kg] | Membrane-Global warming [kg CO2-eq/kg] | Na cl-global warming [kg CO2-eq/kg] | Na oh-global warming [kg CO2-eq/kg] | Zeolite-Global warming [kg CO2-eq/kg] | Battery-Global warming [kg CO2-eq/kg] | Lithium battery-global warming [kg CO2-eq/kg] | Excavation-H ecosystems [kg CO2-eq/m3] | Brick-H ecosystems [kg CO2-eq/kg] | Cement-H ecosystems [kg CO2-eq/kg] | Concrete-H ecosystems [kg CO2-eq/m3] | Gravel-H ecosystems [kg CO2-eq/kg] | Plastic-H ecosystems [kg CO2-eq/kg] | Sand-H ecosystems [kg CO2-eq/kg] | Stainless steel-h ecosystems [kg CO2-eq/kg] | Stainless steel sheet-h ecosystems [kg CO2-eq/kg] | Steel-H ecosystems [kg CO2-eq/kg] | Wood-H ecosystems [kg CO2-eq/m3] | Trucking-H ecosystems [kg CO2-eq/tonne*km] | Electric motor-h ecosystems [kg CO2-eq/ea] | Electronics-H ecosystems [kg CO2-eq/kg] | Catalytic converter-h ecosystems [kg CO2-eq/ea] | Oil heat exchanger-h ecosystems [kg CO2-eq/ea] | Pump-H ecosystems [kg CO2-eq/ea] | Hydronic heat exchanger-h ecosystems [kg CO2-eq/ea] | Electric connectors-h ecosystems [kg CO2-eq/kg] | Electric cables-h ecosystems [kg CO2-eq/m] | PVC-H ecosystems [kg CO2-eq/kg] | PE-H ecosystems [kg CO2-eq/kg] | Polymer-H ecosystems [kg CO2-eq/kg] | Cationic resin-h ecosystems [kg CO2-eq/kg] | Ceramic-H ecosystems [kg CO2-eq/kg] | Fan-H ecosystems [kg CO2-eq/kg] | Aluminum-H ecosystems [kg CO2-eq/kg] | LPG-H ecosystems [kg CO2-eq/kg] | Zinc coat-h ecosystems [kg CO2-eq/m2] | Polyacrylamide-H ecosystems [kg CO2-eq/kg] | Photovoltaic panel-h ecosystems [kg CO2-eq/m2] | GACProduction-H ecosystems [kg CO2-eq/kg] | GACRegeneration-H ecosystems [kg CO2-eq/kg] | Switches-H ecosystems [kg CO2-eq/kg] | Control units-h ecosystems [kg CO2-eq/kg] | Electronics active-h ecosystems [kg CO2-eq/kg] | Electronics passive-h ecosystems [kg CO2-eq/kg] | Transformers-H ecosystems [kg CO2-eq/kg] | Fertilizer offset-h ecosystems [kg CO2-eq/kg] | Polycarbonate-H ecosystems [kg CO2-eq/kg] | Membrane-H ecosystems [kg CO2-eq/kg] | Na cl-h ecosystems [kg CO2-eq/kg] | Na oh-h ecosystems [kg CO2-eq/kg] | Zeolite-H ecosystems [kg CO2-eq/kg] | Battery-H ecosystems [kg CO2-eq/kg] | Lithium battery-h ecosystems [kg CO2-eq/kg] | Excavation-H health [kg CO2-eq/m3] | Brick-H health [kg CO2-eq/kg] | Cement-H health [kg CO2-eq/kg] | Concrete-H health [kg CO2-eq/m3] | Gravel-H health [kg CO2-eq/kg] | Plastic-H health [kg CO2-eq/kg] | Sand-H health [kg CO2-eq/kg] | Stainless steel-h health [kg CO2-eq/kg] | Stainless steel sheet-h health [kg CO2-eq/kg] | Steel-H health [kg CO2-eq/kg] | Wood-H health [kg CO2-eq/m3] | Trucking-H health [kg CO2-eq/tonne*km] | Electric motor-h health [kg CO2-eq/ea] | Electronics-H health [kg CO2-eq/kg] | Catalytic converter-h health [kg CO2-eq/ea] | Oil heat exchanger-h health [kg CO2-eq/ea] | Pump-H health [kg CO2-eq/ea] | Hydronic heat exchanger-h health [kg CO2-eq/ea] | Electric connectors-h health [kg CO2-eq/kg] | Electric cables-h health [kg CO2-eq/m] | PVC-H health [kg CO2-eq/kg] | PE-H health [kg CO2-eq/kg] | Polymer-H health [kg CO2-eq/kg] | Cationic resin-h health [kg CO2-eq/kg] | Ceramic-H health [kg CO2-eq/kg] | Fan-H health [kg CO2-eq/kg] | Aluminum-H health [kg CO2-eq/kg] | LPG-H health [kg CO2-eq/kg] | Zinc coat-h health [kg CO2-eq/m2] | Polyacrylamide-H health [kg CO2-eq/kg] | Photovoltaic panel-h health [kg CO2-eq/m2] | GACProduction-H health [kg CO2-eq/kg] | GACRegeneration-H health [kg CO2-eq/kg] | Switches-H health [kg CO2-eq/kg] | Control units-h health [kg CO2-eq/kg] | Electronics active-h health [kg CO2-eq/kg] | Electronics passive-h health [kg CO2-eq/kg] | Transformers-H health [kg CO2-eq/kg] | Fertilizer offset-h health [kg CO2-eq/kg] | Polycarbonate-H health [kg CO2-eq/kg] | Membrane-H health [kg CO2-eq/kg] | Na cl-h health [kg CO2-eq/kg] | Na oh-h health [kg CO2-eq/kg] | Zeolite-H health [kg CO2-eq/kg] | Battery-H health [kg CO2-eq/kg] | Lithium battery-h health [kg CO2-eq/kg] | Excavation-H resources [kg CO2-eq/m3] | Brick-H resources [kg CO2-eq/kg] | Cement-H resources [kg CO2-eq/kg] | Concrete-H resources [kg CO2-eq/m3] | Gravel-H resources [kg CO2-eq/kg] | Plastic-H resources [kg CO2-eq/kg] | Sand-H resources [kg CO2-eq/kg] | Stainless steel-h resources [kg CO2-eq/kg] | Stainless steel sheet-h resources [kg CO2-eq/kg] | Steel-H resources [kg CO2-eq/kg] | Wood-H resources [kg CO2-eq/m3] | Trucking-H resources [kg CO2-eq/tonne*km] | Electric motor-h resources [kg CO2-eq/ea] | Electronics-H resources [kg CO2-eq/kg] | Catalytic converter-h resources [kg CO2-eq/ea] | Oil heat exchanger-h resources [kg CO2-eq/ea] | Pump-H resources [kg CO2-eq/ea] | Hydronic heat exchanger-h resources [kg CO2-eq/ea] | Electric connectors-h resources [kg CO2-eq/kg] | Electric cables-h resources [kg CO2-eq/m] | PVC-H resources [kg CO2-eq/kg] | PE-H resources [kg CO2-eq/kg] | Polymer-H resources [kg CO2-eq/kg] | Cationic resin-h resources [kg CO2-eq/kg] | Ceramic-H resources [kg CO2-eq/kg] | Fan-H resources [kg CO2-eq/kg] | Aluminum-H resources [kg CO2-eq/kg] | LPG-H resources [kg CO2-eq/kg] | Zinc coat-h resources [kg CO2-eq/m2] | Polyacrylamide-H resources [kg CO2-eq/kg] | Photovoltaic panel-h resources [kg CO2-eq/m2] | GACProduction-H resources [kg CO2-eq/kg] | GACRegeneration-H resources [kg CO2-eq/kg] | Switches-H resources [kg CO2-eq/kg] | Control units-h resources [kg CO2-eq/kg] | Electronics active-h resources [kg CO2-eq/kg] | Electronics passive-h resources [kg CO2-eq/kg] | Transformers-H resources [kg CO2-eq/kg] | Fertilizer offset-h resources [kg CO2-eq/kg] | Polycarbonate-H resources [kg CO2-eq/kg] | Membrane-H resources [kg CO2-eq/kg] | Na cl-h resources [kg CO2-eq/kg] | Na oh-h resources [kg CO2-eq/kg] | Zeolite-H resources [kg CO2-eq/kg] | Battery-H resources [kg CO2-eq/kg] | Lithium battery-h resources [kg CO2-eq/kg] | NEWgenerator gridtied grid power ac conversion [USD] | NEWgenerator gridtied grid power dc distribution [USD] | NEWgenerator gridtied grid power misc [USD] | NEWgenerator gridtied grid labor replacement misc repairs [hr/y] | NEWgenerator gridtied grid polycarbonate weight [kg] | NEWgenerator gridtied grid aluminium weight [kg] | NEWgenerator gridtied grid electronics passive weight [kg] | NEWgenerator gridtied grid electronics active weight [kg] | Operator daily wage [USD/h] | Energy gwp [kg CO2-eq/kWh] | Energy h ecosystems [points/kWh] | Energy h health [points/kWh] | Energy h resources [points/kWh] | Nacl price [USD/kg] | Lpg price [USD/kg] | N fertilizer price [USD/kg N] | P fertilizer price [USD/kg P] | K fertilizer price [USD/kg K] | Nh3 fertilizer price [USD/kg N]
0 | 0.1872 | 0.028048 | 0.011172 | 1.2878 | 0.99768 | 0.99114 | 0.66802 | 0.040873 | 0.84083 | 0.60816 | 0.87642 | 0.76663 | 0.82102 | 0.18012 | 948.824 | 294.4763 | 0.94659 | 0.84267 | 0.2018 | 0.28263 | 0.20404 | 0.65589 | 2.1503 | 507.5949 | 0.0042697 | 132.8931 | 122.8173 | 15.2189 | 136.7279 | 15.768 | 1.6512 | 66.2154 | 16.8495 | 11.7099 | 3080.5588 | 77.2737 | 81.281 | 1853.6568 | 105.6885 | 87.9447 | 292.4111 | 223.3126 | 212.1629 | 30.8512 | 56.5132 | 0.90301 | 0.2454 | 0.14881 | 0.01785 | 0.0021904 | 7.7016e-05 | 38.3964 | 12.6811 | 3.5094 | 0.93734 | 0.68949 | 0.091622 | 2.818 | 47.4869 | 9.771 | 0.24897 | 0.80726 | 23.5408 | 101.4492 | 28.0839 | 20.237 | 121.2034 | 9.9561 | 0.032313 | 0.2587 | 0.79622 | 43.2312 | 19.8211 | 758.1941 | 93.6261 | 3.824 | 0.12166 | 0.57991 | 0.081684 | 340.563 | 158.9529 | 93.2476 | 64.6485 | 15.0633 | 1385.7195 | 280.5024 | 68.6556 | 77.7214 | 278.343 | 148.5188 | 78.926 | 69.6737 | 7.2395 | 0.67692 | 0.72343 | 0.3885 | 56.3897 | 7.0874 | 2.1522 | 2.5793 | 0.19789 | 8.1422e-05 | 31.0598 | 1.2716 | 0.26712 | 0.27973 | 0.15948 | 3.1492 | 0.9676 | 1.2397 | 0.56455 | 93.1381 | 15.2284 | 27.8613 | 8.5697 | 122.4535 | 142.1644 | 2214.9654 | 265.8816 | 337.7765 | 174.2463 | 894.9311 | 347.445 | 88.8624 | 440.1006 | 0.26837 | 0.35424 | 0.079369 | 0.064972 | 0.0093566 | 0.0067536 | 1.9207e-05 | 0.0023036 | 36.655 | 11.2732 | 1.142 | 0.14071 | 2.0825 | 5.2926 | 321.2294 | 63.2357 | 4.1608 | 5.1115 | 153.6436 | 7.7628 | 109.4736 | 42.7163 | 37.3136 | 87.2304 | 616.392 | 56.0451 | 636.8777 | 10.2312 | 132.5964 | 617.028 | 152.8114 | 89.4463 | 62.4504 | 78.7206 | 198.1977 | 57.0645 | 9.8095 | 155.6869 | 81.4067 | 10.8447 | 44.2366 | 669.5129 | 6.7344 | 86.5865 | 55.1947 | 191.2413 | 323.2414 | 72.2856 | 56.7354 | 29.673 | 51.5489 | 0.0084918 | 0.0011699 | 0.28593 | 27.8434 | 2.7188 | 12.5553 | 3.1329 | 303.1753 | 11.055 | 3.8267 | 0.5585 | 7300.1257 | 854.2619 | 1372.2774 | 1473.1176 | 30.9332 | 0.82518 | 25.8624 | 2.7876 | 5682.8617 | 1810.8828 | 485.0968 | 108.6549 | 119.6229 | 10.2029 | 160.6162 | 0.0012349 | 33.4665 | 0.1716 | 14.8494 | 50.6689 | 3.164 | 76.5637 | 168.0161 | 0.12123 | 0.25074 | 1.2709 | 3.0583 | 0.27059 | 0.22894 | 1.1083 | 0.1763 | 37.2768 | 0.0026315 | 12.97 | 294.5841 | 0.023955 | 110.3585 | 4.9544 | 0.045026 | 0.62226 | 0.24214 | 4.6287 | 0.093891 | 1.8654 | 1.0233 | 1.542 | 0.019125 | 0.10898 | 0.053049 | 4.5871 | 0.03741 | 0.5314 | 0.22133 | 7.6482 | 0.00047694 | 0.0036198 | 0.0032215 | 4.8834 | 0.021491 | 0.33172 | 0.24137 | 0.24833 | 0.0012578 | 0.020072 | 0.013763 | 1.3294 | 0.0053455 | 0.091937 | 0.057787 | 0.71704 | 0.0039026 | 0.043455 | 0.18181 | 0.52135 | 0.27579 | 1.1686 | 332.7522 | 0.013599 | 1.9701 | 0.011728 | 3.9737 | 4.851 | 3.017 | 195.3398 | 0.52371 | 10.7209 | 8.9466 | 14.4486 | 118025.4072 | 8.8236 | 292.8451 | 9.6947 | 4.7184 | 2.0616 | 2.0797 | 2.6917 | 1.6544 | 1.7941 | 14.3034 | 3.7317 | 0.77895 | 7.8925 | 3.0564 | 293.3693 | 7.6805 | 0.48971 | 17.5189 | 28.3834 | 619.8326 | 59.4054 | 4.4921 | 2.9943 | 8.1161 | 8.0438 | 0.26996 | 1.1599 | 5.4567 | 7.1214 | 6.9007 | 0.0021256 | 0.0012921 | 0.0044986 | 1.596 | 8.3269e-05 | 0.0063779 | 6.113e-05 | 0.017601 | 0.0027947 | 0.0085817 | 13.9183 | 0.00072028 | 0.64515 | 0.31755 | 8.5064 | 1.179 | 0.035842 | 1.2291 | 0.32963 | 0.02126 | 0.0078544 | 0.006765 | 0.0033499 | 0.0063814 | 0.007588 | 0.058338 | 0.069648 | 0.0036534 | 0.03515 | 0.010417 | 1.1852 | 0.00039761 | 0.00041347 | 0.094055 | 0.11843 | 3.0918 | 0.29633 | 0.019918 | 0.044814 | 0.029375 | 0.038226 | 0.001134 | 0.0057237 | 0.018879 | 0.026149 | 0.026321 | 0.037177 | 0.016548 | 0.053909 | 18.1542 | 0.0013472 | 0.091414 | 0.00079788 | 0.42928 | 0.048293 | 0.16044 | 7.0059 | 0.011219 | 21.2938 | 15.4291 | 466.4315 | 30.9191 | 1.7928 | 30.435 | 13.8392 | 0.94299 | 0.10532 | 0.093173 | 0.059117 | 0.090124 | 0.18288 | 1.7688 | 1.4627 | 0.047198 | 0.87969 | 0.14892 | 17.8238 | 0.0036084 | 0.0033838 | 11.064 | 5.0141 | 146.3107 | 15.5527 | 1.8256 | 0.63066 | 0.4476 | 0.57629 | 0.0209 | 0.099043 | 0.36084 | 1.1282 | 1.1365 | 0.025944 | 0.01071 | 0.015378 | 7.5824 | 0.00089089 | 0.23388 | 0.00062077 | 0.88713 | 0.069985 | 0.11508 | 5.3974 | 0.0080228 | 15.6968 | 7.826 | 587.0441 | 20.5759 | 1.6979 | 19.303 | 7.6328 | 0.57577 | 0.16415 | 0.20836 | 0.032645 | 0.099114 | 0.077382 | 2.0872 | 0.61323 | 0.16821 | 0.46794 | 0.21936 | 12.9365 | 0.0031849 | 0.0027137 | 3.8357 | 2.6823 | 60.3071 | 8.5176 | 3.2668 | 0.25319 | 0.27422 | 0.65056 | 0.013813 | 0.052155 | 0.24038 | 1.1506 | 1.1142 | 381.49 | 406.1861 | 76.7117 | 2.0575 | 2.7889 | 1.1338 | 3.105 | 3.3915 | 11.9706 | 0.14026 | 0.0012908 | 0.023454 | 0.010459 | 0.41398 | 1.2534 | 1.079 | 2.583 | 0.95237 | 1.7006
1 | 0.14049 | 0.018134 | 0.0050763 | 1.382 | 0.99621 | 0.99559 | 0.97356 | 0.03231 | 0.78037 | 0.68602 | 0.78468 | 0.87421 | 0.86027 | 0.20132 | 2063.9044 | 231.2012 | 0.95686 | 0.83974 | 0.1799 | 0.20473 | 0.45477 | 0.569 | 4.4804 | 223.196 | 0.0070758 | 140.5781 | 125.8123 | 17.761 | 154.8983 | 13.1745 | 2.017 | 51.2906 | 17.5231 | 12.7942 | 2435.5486 | 92.3581 | 86.8295 | 1606.3781 | 115.089 | 85.8613 | 283.6066 | 260.5104 | 226.2797 | 37.6108 | 53.2978 | 0.88544 | 0.20893 | 0.28054 | 0.015028 | 0.0020763 | 7.528e-05 | 37.0851 | 10.3137 | 3.0019 | 0.94925 | 0.56722 | 0.10641 | 2.722 | 63.8062 | 7.9234 | 0.26796 | 0.85956 | 24.3266 | 84.1121 | 39.6703 | 15.3757 | 147.6378 | 8.8185 | 0.030732 | 0.23942 | 0.7903 | 31.3815 | 18.336 | 652.6978 | 129.2648 | 2.9895 | 0.079137 | 0.70401 | 0.096466 | 291.2886 | 135.4462 | 92.5627 | 67.7672 | 17.4165 | 1189.0905 | 234.6867 | 66.4421 | 84.4202 | 233.4252 | 177.7073 | 100.7899 | 83.0929 | 6.7603 | 0.51799 | 0.56653 | 0.37582 | 62.3564 | 6.4548 | 2.1608 | 2.615 | 0.17643 | 7.1171e-05 | 33.53 | 0.92299 | 0.20985 | 0.26778 | 0.18583 | 3.3897 | 0.95167 | 1.3713 | 0.48805 | 87.7297 | 17.2383 | 29.7435 | 10.2708 | 140.9203 | 114.0255 | 2187.9242 | 277.3434 | 366.4823 | 156.5022 | 789.0457 | 378.7486 | 96.2984 | 491.2561 | 0.31824 | 0.03318 | 0.056528 | 0.074948 | 0.0077245 | 0.0063016 | 2.8623e-05 | 0.0023659 | 27.684 | 11.3014 | 0.91131 | 0.19762 | 2.466 | 6.8136 | 374.0004 | 91.9135 | 4.0878 | 4.4839 | 121.5806 | 9.6939 | 138.8929 | 45.0458 | 33.3487 | 88.4803 | 728.6772 | 70.2506 | 734.004 | 8.7218 | 136.48 | 736.6547 | 166.6682 | 101.7665 | 63.3976 | 62.6084 | 197.0499 | 50.9783 | 9.2452 | 160.2422 | 85.8625 | 12.4961 | 47.7714 | 558.2129 | 7.0283 | 70.7785 | 70.3531 | 175.4074 | 297.3457 | 82.0047 | 44.4837 | 34.4875 | 46.9543 | 0.0092021 | 0.00099549 | 0.24063 | 31.814 | 2.5429 | 9.6114 | 3.0062 | 252.7039 | 8.9256 | 5.1135 | 0.59286 | 6837.6281 | 869.4148 | 1460.7998 | 1135.7442 | 32.325 | 0.93388 | 24.8162 | 2.9531 | 5306.4087 | 1777.4616 | 565.995 | 94.1263 | 145.0194 | 9.6331 | 193.2007 | 0.0016181 | 38.5426 | 0.17982 | 14.6707 | 86.0325 | 3.8535 | 81.2642 | 219.7767 | 0.11624 | 0.19251 | 2.5287 | 3.8218 | 0.24821 | 0.25147 | 1.2225 | 0.19941 | 33.4272 | 0.0026565 | 13.8275 | 298.2212 | 0.025144 | 128.0762 | 5.4946 | 0.046717 | 0.59116 | 0.26558 | 4.9706 | 0.099525 | 1.877 | 1.08 | 1.4416 | 0.019367 | 0.125 | 0.056208 | 4.7154 | 0.041435 | 0.5061 | 0.22116 | 9.0784 | 0.00040519 | 0.0034587 | 0.0031911 | 5.5951 | 0.020902 | 0.34914 | 0.22538 | 0.27584 | 0.0011948 | 0.022314 | 0.013906 | 1.1593 | 0.0055471 | 0.094711 | 0.053723 | 0.67106 | 0.0037025 | 0.049077 | 0.16639 | 0.54504 | 0.30856 | 1.0105 | 277.1209 | 0.015564 | 1.9325 | 0.011173 | 5.1132 | 5.568 | 2.7818 | 188.3952 | 0.1688 | 9.9148 | 8.555 | 15.1671 | 123636.4841 | 9.2623 | 324.0126 | 8.46 | 4.6793 | 2.1392 | 2.1054 | 2.8792 | 1.5411 | 1.8082 | 14.5659 | 4.0415 | 0.66899 | 7.5397 | 2.8073 | 292.1553 | 7.7678 | 0.48493 | 16.972 | 29.3507 | 692.934 | 63.3551 | 4.3801 | 2.9031 | 7.1302 | 8.4861 | 0.26796 | 1.1839 | 5.0916 | 7.4681 | 5.8154 | 0.0021823 | 0.0012971 | 0.004477 | 1.3658 | 8.5622e-05 | 0.0070466 | 5.8887e-05 | 0.018525 | 0.0027834 | 0.0082925 | 13.3057 | 0.00069437 | 0.61088 | 0.33152 | 8.4607 | 1.1686 | 0.040099 | 1.4078 | 0.32241 | 0.018129 | 0.007253 | 0.0071126 | 0.0034008 | 0.0057083 | 0.0066535 | 0.056973 | 0.071965 | 0.0033506 | 0.033115 | 0.011402 | 1.2212 | 0.00040823 | 0.00047786 | 0.10765 | 0.13133 | 2.7962 | 0.29079 | 0.019798 | 0.049943 | 0.026819 | 0.038944 | 0.001194 | 0.0054128 | 0.019252 | 0.027097 | 0.026568 | 0.042691 | 0.018468 | 0.053427 | 17.9769 | 0.0012366 | 0.10612 | 0.00086886 | 0.38338 | 0.05374 | 0.14928 | 7.4573 | 0.01133 | 20.2344 | 13.7804 | 461.3272 | 25.7868 | 1.8865 | 25.9749 | 14.293 | 0.83288 | 0.10681 | 0.10803 | 0.051199 | 0.086397 | 0.16077 | 1.879 | 1.3848 | 0.045495 | 0.86246 | 0.1799 | 20.5068 | 0.0036668 | 0.0036149 | 9.6522 | 5.7002 | 153.1219 | 13.7146 | 1.6109 | 0.61937 | 0.42569 | 0.60376 | 0.021957 | 0.088233 | 0.39305 | 1.1578 | 1.1109 | 0.029032 | 0.01001 | 0.014984 | 6.7009 | 0.00076744 | 0.19987 | 0.00054981 | 0.87542 | 0.070184 | 0.12594 | 5.6707 | 0.0089374 | 14.6253 | 7.6532 | 498.2585 | 18.0643 | 1.825 | 17.8188 | 8.8853 | 0.48566 | 0.1396 | 0.2054 | 0.029717 | 0.10137 | 0.078852 | 1.9418 | 0.60682 | 0.17051 | 0.48323 | 0.19873 | 12.8159 | 0.0030868 | 0.0028272 | 3.6005 | 2.9981 | 67.6765 | 7.7147 | 3.1375 | 0.2825 | 0.30169 | 0.63325 | 0.012502 | 0.053059 | 0.21133 | 1.2649 | 1.2584 | 448.2288 | 431.2785 | 50.9153 | 2.3421 | 3.0283 | 1.195 | 4.9928 | 3.8053 | 16.0183 | 0.14523 | 0.0014385 | 0.041504 | 0.011563 | 0.26025 | 1.0002 | 1.1712 | 5.7793 | 1.2151 | 2.0432
2 | 0.18629 | 0.0079978 | 0.014684 | 1.2495 | 0.99407 | 0.99957 | 0.83879 | 0.083963 | 0.81778 | 0.4943 | 0.66575 | 0.78749 | 0.76344 | 0.1949 | 1322.7273 | 328.1324 | 0.93859 | 0.80167 | 0.15342 | 0.25422 | 0.26148 | 2.6082 | 2.4847 | 334.1968 | 0.0020516 | 135.2698 | 130.5137 | 14.1282 | 150.8157 | 16.584 | 1.8144 | 63.1945 | 15.4158 | 11.6782 | 2640.5191 | 78.4715 | 82.6371 | 1526.6258 | 112.0156 | 80.0993 | 240.7779 | 234.1054 | 233.0085 | 32.4767 | 53.5973 | 0.7997 | 0.17296 | 0.045712 | 0.015528 | 0.0018858 | 8.7897e-05 | 34.9369 | 13.1406 | 3.5725 | 1.0072 | 0.71018 | 0.11715 | 2.0117 | 58.3806 | 11.8626 | 0.25266 | 0.7875 | 26.7744 | 88.1609 | 40.4914 | 23.0721 | 145.0637 | 7.9418 | 0.036706 | 0.32504 | 0.8593 | 45.4395 | 16.9827 | 855.9205 | 106.0115 | 3.395 | 0.11873 | 0.6375 | 0.090898 | 350.4969 | 142.8989 | 78.4459 | 72.5266 | 13.9933 | 1291.6206 | 257.3366 | 108.2601 | 90.7194 | 220.8339 | 181.8556 | 77.5707 | 80.2104 | 8.1738 | 0.46311 | 0.76045 | 0.19856 | 54.9902 | 6.4848 | 1.6791 | 2.3437 | 0.16548 | 7.9638e-05 | 31.8194 | 1.2214 | 0.21059 | 0.18572 | 0.13542 | 2.9686 | 0.95089 | 0.95308 | 0.52561 | 81.7654 | 16.7502 | 38.6525 | 8.6744 | 126.2596 | 173.9748 | 1958.1919 | 269.4103 | 291.784 | 172.596 | 780.9274 | 318.47 | 93.241 | 405.7762 | 0.39276 | 0.28006 | 0.039027 | 0.060547 | 0.0080975 | 0.005832 | 2.4139e-05 | 0.0023003 | 35.3564 | 12.5095 | 0.97208 | 0.1665 | 2.3842 | 6.1493 | 390.4262 | 94.2755 | 3.6126 | 5.3345 | 146.8225 | 8.6932 | 114.7274 | 41.7968 | 36.8007 | 100.4702 | 637.845 | 58.717 | 675.2817 | 9.3232 | 125.7113 | 700.8423 | 159.496 | 107.439 | 47.4608 | 74.4873 | 257.5093 | 59.2547 | 7.8798 | 200.2402 | 82.5806 | 12.191 | 47.1704 | 527.8992 | 6.471 | 78.984 | 63.5223 | 201.5768 | 288.1807 | 85.0153 | 47.0037 | 28.7578 | 46.039 | 0.0087384 | 0.0013381 | 0.24696 | 35.4376 | 2.4569 | 13.6153 | 2.4957 | 227.1066 | 11.5593 | 5.414 | 0.44654 | 6646.7167 | 924.5868 | 1273.5508 | 1062.8603 | 27.3734 | 1.2665 | 26.0379 | 2.5389 | 4700.7485 | 1623.5125 | 513.8104 | 109.0168 | 135.6984 | 9.526 | 181.8842 | 0.0012907 | 34.1631 | 0.18666 | 13.7434 | 93.2286 | 4.8735 | 85.4485 | 172.8991 | 0.1175 | 0.21667 | 1.4144 | 2.1182 | 0.34362 | 0.23354 | 1.1419 | 0.14195 | 36.4232 | 0.0028801 | 14.9563 | 314.8228 | 0.025271 | 127.2439 | 5.4506 | 0.047169 | 0.66086 | 0.27126 | 4.7448 | 0.088688 | 1.7042 | 1.1137 | 1.5286 | 0.018661 | 0.11466 | 0.050381 | 4.406 | 0.035805 | 0.547 | 0.21902 | 8.8398 | 0.00041047 | 0.0035105 | 0.003247 | 5.0683 | 0.020557 | 0.38205 | 0.20764 | 0.24551 | 0.001173 | 0.019339 | 0.013472 | 1.3136 | 0.004884 | 0.084612 | 0.051426 | 0.67597 | 0.0034244 | 0.043762 | 0.18245 | 0.53785 | 0.29635 | 1.0155 | 314.2001 | 0.013993 | 1.9868 | 0.012721 | 4.1876 | 6.1451 | 2.3508 | 186.6077 | 0.11324 | 9.1127 | 8.8396 | 12.7507 | 115074.8285 | 8.1344 | 350.7849 | 8.1312 | 4.7815 | 2.0013 | 1.7573 | 2.9911 | 1.5997 | 1.9205 | 14.8649 | 3.6843 | 0.74763 | 8.4346 | 2.9854 | 277.7047 | 8.7666 | 0.43752 | 18.6747 | 27.9465 | 621.7495 | 60.8322 | 4.6742 | 2.785 | 8.4607 | 8.2247 | 0.27263 | 1.1368 | 5.126 | 6.4804 | 5.7225 | 0.0022394 | 0.0012673 | 0.0045364 | 1.4203 | 8.9637e-05 | 0.0073542 | 5.6337e-05 | 0.017087 | 0.0023758 | 0.0081839 | 13.5517 | 0.00080591 | 0.6663 | 0.27965 | 7.5892 | 1.3372 | 0.037153 | 1.2534 | 0.31991 | 0.020352 | 0.0075294 | 0.0075693 | 0.0032866 | 0.0053965 | 0.0068781 | 0.058908 | 0.074754 | 0.0033783 | 0.035828 | 0.011311 | 1.0777 | 0.00042349 | 0.00044497 | 0.096763 | 0.12451 | 2.5881 | 0.27442 | 0.020336 | 0.04277 | 0.029082 | 0.035306 | 0.0012723 | 0.0052975 | 0.02167 | 0.027496 | 0.024494 | 0.043398 | 0.018889 | 0.06271 | 17.3806 | 0.0013045 | 0.10879 | 0.00091484 | 0.39887 | 0.049562 | 0.14583 | 6.9186 | 0.010047 | 19.9962 | 14.0198 | 449.8278 | 30.3009 | 1.9138 | 26.1575 | 15.0095 | 0.93339 | 0.12125 | 0.10348 | 0.05658 | 0.085256 | 0.18134 | 2.0545 | 1.5402 | 0.04301 | 0.81595 | 0.15893 | 19.9936 | 0.0033294 | 0.0031411 | 10.1315 | 4.7603 | 168.2956 | 14.8319 | 1.6806 | 0.67343 | 0.3858 | 0.6514 | 0.020123 | 0.095664 | 0.3406 | 1.0058 | 1.0366 | 0.024768 | 0.011355 | 0.013874 | 6.5582 | 0.00081741 | 0.22158 | 0.00054578 | 0.98031 | 0.060119 | 0.12849 | 5.02 | 0.00929 | 17.0195 | 8.9734 | 524.7487 | 19.724 | 1.9631 | 18.3227 | 7.851 | 0.56795 | 0.14274 | 0.23443 | 0.028923 | 0.11812 | 0.083551 | 1.9765 | 0.60047 | 0.18559 | 0.54632 | 0.20408 | 11.0393 | 0.0029242 | 0.0032166 | 3.7264 | 3.1041 | 58.6543 | 8.957 | 3.0546 | 0.25074 | 0.32542 | 0.62564 | 0.014122 | 0.052721 | 0.23501 | 1.1351 | 1.2223 | 383.1494 | 423.1041 | 69.4372 | 2.6248 | 2.8833 | 1.4706 | 3.5807 | 3.1437 | 9.6769 | 0.23116 | 0.0012645 | 0.051791 | 0.013607 | 0.2063 | 2.5345 | 2.1864 | 5.0661 | 1.5434 | 1.6326
3 | 0.1603 | 0.017622 | 0.019433 | 1.1971 | 0.99861 | 0.99753 | 0.8057 | 0.046857 | 0.8454 | 0.65047 | 0.67744 | 0.74435 | 0.83928 | 0.18909 | 1689.7307 | 334.1351 | 0.94356 | 0.79816 | 0.16341 | 0.28687 | 0.35688 | 1.8103 | 3.3481 | 190.6531 | 0.0054233 | 146.2518 | 94.8243 | 15.5028 | 118.0735 | 13.3926 | 1.8272 | 48.6766 | 16.6313 | 10.5422 | 2715.1293 | 85.6949 | 104.7253 | 1934.805 | 124.7495 | 76.6466 | 268.3973 | 284.0145 | 249.8197 | 31.6394 | 48.2947 | 0.9176 | 0.37 | 0.086094 | 0.018899 | 0.0022561 | 6.547e-05 | 33.1182 | 13.644 | 2.7101 | 0.91169 | 0.59413 | 0.094621 | 2.1554 | 69.8992 | 4.8128 | 0.29876 | 0.84439 | 19.0047 | 121.9158 | 38.4166 | 19.3192 | 150.723 | 9.0017 | 0.039139 | 0.29588 | 0.95846 | 32.815 | 16.4167 | 905.1085 | 133.1032 | 3.606 | 0.087303 | 0.53944 | 0.12106 | 258.1212 | 149.8452 | 84.3657 | 59.2617 | 17.1966 | 1101.2486 | 241.8435 | 89.8417 | 80.6816 | 287.9881 | 136.6894 | 82.4217 | 75.8685 | 8.2368 | 0.87209 | 0.82331 | 0.29064 | 64.0926 | 5.3302 | 2.2221 | 2.0331 | 0.14053 | 7.4718e-05 | 39.0807 | 1.2647 | 0.2425 | 0.2199 | 0.19306 | 3.2145 | 0.96949 | 1.0598 | 0.42422 | 86.8411 | 12.782 | 36.0883 | 9.8172 | 135.2818 | 203.6649 | 2031.1272 | 272.572 | 315.4636 | 153.6304 | 831.659 | 373.9002 | 100.6751 | 455.2999 | 0.13614 | 0.31271 | 0.068853 | 0.081267 | 0.0079866 | 0.0061038 | 2.329e-05 | 0.0024336 | 31.051 | 12.3462 | 0.87147 | 0.14308 | 2.6274 | 5.3634 | 346.0984 | 72.2036 | 2.8838 | 4.674 | 122.8311 | 8.3523 | 106.3037 | 51.9677 | 28.4716 | 97.8043 | 782.1457 | 73.8813 | 695.2225 | 8.6229 | 130.7648 | 761.0465 | 141.7106 | 93.1762 | 49.9395 | 71.4141 | 217.2816 | 50.6457 | 8.4705 | 195.3762 | 82.9879 | 10.6349 | 52.4702 | 550.461 | 7.4341 | 81.8199 | 62.4912 | 180.1632 | 261.0139 | 86.6133 | 57.3244 | 35.0725 | 44.3017 | 0.01109 | 0.0010493 | 0.3263 | 33.0749 | 2.4362 | 8.7774 | 2.9797 | 327.0386 | 10.507 | 4.7209 | 0.49979 | 5612.6604 | 952.38 | 1169.0355 | 1428.2141 | 30.58 | 0.68199 | 23.1749 | 3.1236 | 5372.4114 | 1254.7521 | 602.0848 | 82.7145 | 118.5212 | 10.2521 | 164.2868 | 0.0015916 | 28.2476 | 0.15221 | 11.464 | 77.5385 | 4.4031 | 53.1456 | 185.0799 | 0.11382 | 0.28989 | 2.1715 | 3.2809 | 0.11749 | 0.244 | 1.3074 | 0.13993 | 35.8711 | 0.0028413 | 14.5212 | 322.2396 | 0.02367 | 124.1851 | 5.5368 | 0.044111 | 0.62962 | 0.25341 | 5.1543 | 0.09353 | 1.9351 | 1.1316 | 1.4752 | 0.018514 | 0.11494 | 0.054936 | 4.5574 | 0.03918 | 0.52083 | 0.20368 | 9.2041 | 0.00044156 | 0.0037398 | 0.0027987 | 4.9532 | 0.01924 | 0.3544 | 0.24427 | 0.27967 | 0.0012387 | 0.019974 | 0.014479 | 1.2317 | 0.0057964 | 0.098412 | 0.056114 | 0.76473 | 0.0032673 | 0.045132 | 0.1921 | 0.51369 | 0.25434 | 0.98571 | 256.6032 | 0.014709 | 1.9681 | 0.011048 | 5.497 | 5.5823 | 2.2097 | 192.6905 | 0.46362 | 9.2677 | 8.154 | 14.766 | 108239.6796 | 8.7375 | 321.396 | 8.6747 | 4.3982 | 1.8841 | 2.1031 | 2.9029 | 1.7574 | 1.8377 | 15.1885 | 3.8197 | 0.68389 | 8.5498 | 2.9992 | 263.8265 | 9.181 | 0.44436 | 19.8202 | 27.6678 | 700.0541 | 61.4685 | 4.8649 | 3.1418 | 8.1938 | 7.3193 | 0.24194 | 1.2026 | 5.196 | 6.3961 | 5.9405 | 0.0021591 | 0.0013535 | 0.0042851 | 1.5122 | 8.1865e-05 | 0.0065232 | 6.4159e-05 | 0.019363 | 0.0024832 | 0.0088909 | 14.0407 | 0.00068781 | 0.65552 | 0.29483 | 8.3251 | 1.2323 | 0.036018 | 1.2073 | 0.2962 | 0.020667 | 0.0082134 | 0.0063723 | 0.00357 | 0.0056701 | 0.0070166 | 0.057503 | 0.081649 | 0.003447 | 0.032015 | 0.0097699 | 1.2465 | 0.00041795 | 0.00047261 | 0.097536 | 0.10916 | 2.6977 | 0.30796 | 0.021381 | 0.043024 | 0.026518 | 0.038025 | 0.0011046 | 0.0049773 | 0.020672 | 0.026675 | 0.022903 | 0.039572 | 0.015958 | 0.058705 | 19.6374 | 0.0012982 | 0.10735 | 0.00080374 | 0.39649 | 0.054315 | 0.15467 | 6.7412 | 0.010712 | 22.0684 | 13.3263 | 503.4527 | 27.7218 | 1.845 | 29.4081 | 13.4016 | 0.86948 | 0.10102 | 0.098858 | 0.055053 | 0.10138 | 0.16635 | 1.8592 | 1.2624 | 0.04144 | 0.89789 | 0.15335 | 18.0125 | 0.0034967 | 0.0032284 | 10.4509 | 4.8196 | 139.2988 | 14.0062 | 1.7984 | 0.61213 | 0.42245 | 0.57253 | 0.018853 | 0.089634 | 0.36961 | 1.0389 | 1.0671 | 0.026717 | 0.010401 | 0.014422 | 6.7231 | 0.00085483 | 0.23551 | 0.00052379 | 0.93706 | 0.071273 | 0.11444 | 4.9413 | 0.0087736 | 15.4926 | 8.1238 | 484.4477 | 18.1036 | 1.9321 | 17.6298 | 8.2424 | 0.55558 | 0.15447 | 0.2151 | 0.027062 | 0.10583 | 0.075964 | 2.0038 | 0.62267 | 0.17792 | 0.49593 | 0.19336 | 11.8002 | 0.0030567 | 0.0029637 | 4.021 | 2.8627 | 61.5483 | 8.3178 | 3.4492 | 0.23505 | 0.29367 | 0.70689 | 0.014389 | 0.049658 | 0.23633 | 1.0982 | 1.3008 | 404.698 | 460.166 | 44.5162 | 2.2463 | 4.2498 | 1.659 | 3.781 | 3.1681 | 8.8154 | 0.086489 | 0.0019195 | 0.025293 | 0.0097653 | 0.17734 | 0.86713 | 2.6751 | 3.6247 | 1.9487 | 1.378
4 | 0.17826 | 0.022902 | 0.019488 | 1.4888 | 0.99669 | 0.99499 | 0.86539 | 0.087993 | 0.76846 | 0.47281 | 0.69909 | 0.81458 | 0.75094 | 0.16786 | 1756.1698 | 252.9053 | 0.9519 | 0.78685 | 0.14252 | 0.29754 | 0.17875 | 2.2386 | 4.8948 | 573.9298 | 0.0080161 | 147.2879 | 112.1091 | 14.1741 | 171.5832 | 15.1774 | 2.1065 | 57.9112 | 12.3976 | 10.7475 | 2948.6948 | 95.8517 | 98.1568 | 1766.4944 | 129.1128 | 82.7573 | 281.1211 | 228.2628 | 235.9847 | 29.7904 | 57.6575 | 0.8578 | 0.34106 | 0.1838 | 0.013561 | 0.0019143 | 6.7772e-05 | 30.7169 | 11.4501 | 3.1502 | 0.72816 | 0.50902 | 0.098304 | 2.173 | 53.9234 | 6.9664 | 0.31882 | 0.76189 | 21.3688 | 116.8932 | 41.3757 | 22.0948 | 153.6592 | 9.6995 | 0.039708 | 0.27846 | 0.91734 | 39.9005 | 14.5452 | 728.6134 | 114.3097 | 3.4579 | 0.1079 | 0.46124 | 0.085664 | 273.6339 | 126.4401 | 89.6153 | 55.0589 | 14.3169 | 1034.079 | 228.0501 | 84.8181 | 91.7665 | 248.7644 | 139.2246 | 101.2834 | 79.7869 | 7.9542 | 0.61491 | 0.99595 | 0.45737 | 69.0854 | 6.2591 | 2.033 | 2.1212 | 0.18303 | 8.3899e-05 | 35.2024 | 1.3089 | 0.23455 | 0.23113 | 0.18222 | 2.8647 | 0.96499 | 0.89946 | 0.50673 | 79.3809 | 19.0603 | 38.37 | 9.6775 | 153.182 | 118.1776 | 1714.8383 | 244.6035 | 426.7412 | 176.2105 | 900.3111 | 312.1691 | 87.1295 | 373.8593 | 0.025814 | 0.40541 | 0.0058685 | 0.061986 | 0.010924 | 0.0049813 | 2.1896e-05 | 0.0026746 | 29.5451 | 13.3742 | 1.0952 | 0.20198 | 2.5548 | 6.4409 | 362.7846 | 75.3996 | 3.2112 | 4.9169 | 140.4792 | 10.3007 | 129.1002 | 50.6114 | 31.7534 | 79.2917 | 607.5409 | 64.2186 | 570.7102 | 8.1152 | 113.8634 | 643.6323 | 139.3795 | 81.1764 | 60.8611 | 60.652 | 226.6166 | 53.2734 | 9.649 | 161.6085 | 87.5307 | 10.2082 | 49.3598 | 657.8292 | 6.0727 | 85.0369 | 72.0965 | 211.5182 | 280.7023 | 74.6445 | 51.1399 | 31.6771 | 47.8852 | 0.011576 | 0.0014325 | 0.29534 | 36.1787 | 2.7713 | 10.8567 | 2.686 | 280.8068 | 10.2731 | 5.8448 | 0.38658 | 6607.942 | 876.1046 | 1501.1054 | 1219.8021 | 34.9269 | 1.2895 | 27.13 | 2.744 | 5119.0762 | 1736.8417 | 588.7753 | 90.6573 | 129.1023 | 9.783 | 175.5898 | 0.0010998 | 35.2722 | 0.16512 | 12.6454 | 66.2268 | 6.3716 | 48.7809 | 175.3654 | 0.10835 | 0.28037 | 2.4585 | 2.6263 | 0.30899 | 0.24896 | 1.0823 | 0.17537 | 35.5984 | 0.0027786 | 14.118 | 270.3548 | 0.024495 | 112.5927 | 5.8042 | 0.048226 | 0.67937 | 0.27563 | 4.9497 | 0.090873 | 1.8163 | 1.1718 | 1.4049 | 0.018013 | 0.11562 | 0.05339 | 4.7512 | 0.034589 | 0.51053 | 0.21189 | 7.8776 | 0.00039895 | 0.0031304 | 0.0030318 | 5.0993 | 0.020578 | 0.39685 | 0.23554 | 0.2848 | 0.001274 | 0.022989 | 0.014171 | 1.3512 | 0.0056218 | 0.096121 | 0.050281 | 0.70226 | 0.0039552 | 0.044443 | 0.18872 | 0.51551 | 0.28671 | 1.1305 | 242.2802 | 0.012681 | 1.9648 | 0.012071 | 5.1807 | 4.7465 | 2.4259 | 192.1013 | 0.20814 | 9.5168 | 9.4875 | 13.1848 | 104066.0985 | 9.4057 | 297.1328 | 8.3289 | 4.7619 | 1.8621 | 1.9225 | 2.7584 | 1.5701 | 1.7537 | 15.3011 | 3.7691 | 0.73906 | 8.9067 | 3.0262 | 249.2169 | 8.1747 | 0.46465 | 20.335 | 26.0599 | 661.5677 | 67.1476 | 4.2753 | 2.6094 | 7.7344 | 8.1452 | 0.26281 | 1.1188 | 5.0191 | 7.371 | 6.6782 | 0.0020451 | 0.0012546 | 0.0041015 | 1.5586 | 8.267e-05 | 0.0067669 | 5.6642e-05 | 0.018873 | 0.0026864 | 0.0084382 | 12.3002 | 0.00073649 | 0.6206 | 0.30065 | 7.7062 | 1.4096 | 0.038798 | 1.3106 | 0.31202 | 0.021062 | 0.0068846 | 0.0064352 | 0.0031839 | 0.0063009 | 0.0064421 | 0.058056 | 0.08039 | 0.0033944 | 0.033772 | 0.0099173 | 1.1413 | 0.00045208 | 0.00046354 | 0.10123 | 0.12755 | 2.6445 | 0.32914 | 0.019505 | 0.043773 | 0.028088 | 0.03356 | 0.0012716 | 0.0058262 | 0.018381 | 0.026889 | 0.023295 | 0.036943 | 0.017185 | 0.061978 | 17.037 | 0.0013169 | 0.10154 | 0.00084564 | 0.41746 | 0.045337 | 0.16476 | 7.9648 | 0.010293 | 22.3959 | 15.4574 | 513.4745 | 27.5321 | 1.6685 | 28.1843 | 13.1122 | 0.9125 | 0.11052 | 0.090838 | 0.053302 | 0.093107 | 0.1724 | 1.8096 | 1.4218 | 0.042072 | 0.77485 | 0.16152 | 19.4655 | 0.0037006 | 0.0033609 | 9.2697 | 4.7032 | 141.2309 | 13.1568 | 1.7851 | 0.66298 | 0.44262 | 0.6348 | 0.019854 | 0.094722 | 0.34737 | 1.078 | 1.0164 | 0.029952 | 0.012008 | 0.01632 | 7.3402 | 0.00075872 | 0.2033 | 0.00059348 | 1.0144 | 0.06097 | 0.11698 | 5.7336 | 0.0084732 | 15.9995 | 8.2022 | 571.5417 | 17.4964 | 1.7181 | 19.8564 | 8.1915 | 0.50509 | 0.14783 | 0.22139 | 0.02744 | 0.11043 | 0.082568 | 1.9902 | 0.64829 | 0.17416 | 0.53618 | 0.21228 | 12.3717 | 0.0032357 | 0.0028805 | 3.7758 | 2.7292 | 67.5335 | 8.9829 | 3.0226 | 0.26553 | 0.30865 | 0.60494 | 0.013031 | 0.056333 | 0.21587 | 1.2147 | 1.1378 | 361.1771 | 414.6768 | 75.1989 | 2.7801 | 3.3544 | 1.444 | 3.42 | 2.829 | 9.3283 | 0.11146 | 0.002258 | 0.031043 | 0.0093032 | 0.36795 | 2.0697 | 1.8996 | 2.4295 | 0.80225 | 0.99694
5 | 0.15913 | 0.023525 | 0.018062 | 1.3649 | 0.99056 | 0.99171 | 0.76402 | 0.079419 | 0.86612 | 0.74748 | 0.76413 | 0.80195 | 0.83233 | 0.20766 | 2337.6227 | 250.2071 | 0.94466 | 0.86131 | 0.16897 | 0.25651 | 0.41018 | 1.9267 | 1.758 | 318.9928 | 0.0069121 | 155.1888 | 120.8793 | 13.0965 | 152.2207 | 14.4988 | 2.0442 | 56.7124 | 15.7702 | 12.8858 | 2591.8477 | 89.115 | 92.1833 | 1567.7012 | 104.3325 | 81.038 | 261.536 | 222.7549 | 239.8749 | 31.0846 | 44.4614 | 0.78599 | 0.3061 | 0.38346 | 0.013708 | 0.0016149 | 7.8465e-05 | 28.312 | 11.5616 | 2.4743 | 0.77037 | 0.61493 | 0.10596 | 2.0253 | 45.7337 | 7.422 | 0.27937 | 0.83054 | 17.9092 | 94.5029 | 37.1465 | 19.5342 | 126.3765 | 9.4051 | 0.035493 | 0.24512 | 0.83295 | 24.5291 | 18.0904 | 510.4005 | 136.4542 | 3.6372 | 0.075225 | 0.6153 | 0.10786 | 246.3933 | 147.4457 | 100.4106 | 63.6397 | 17.688 | 1303.3448 | 274.5411 | 78.9445 | 87.863 | 262.5911 | 155.3103 | 93.5342 | 78.4834 | 7.3161 | 0.82496 | 0.63905 | 0.47317 | 67.3417 | 5.2611 | 2.2896 | 2.0044 | 0.14448 | 9.0139e-05 | 36.1402 | 0.86275 | 0.25302 | 0.20783 | 0.12883 | 2.9349 | 0.96561 | 1.3999 | 0.46492 | 110.8294 | 19.0472 | 28.3856 | 8.0421 | 156.2298 | 107.1647 | 2119.5607 | 221.6929 | 304.5785 | 179.8062 | 734.855 | 323.4369 | 90.2327 | 377.9877 | 0.15677 | 0.20074 | 0.090214 | 0.059862 | 0.0085034 | 0.0066838 | 2.6566e-05 | 0.0018912 | 32.7415 | 11.0336 | 0.89462 | 0.18641 | 2.2744 | 4.6148 | 402.1978 | 90.2475 | 3.5346 | 4.6107 | 139.6731 | 9.9233 | 107.6056 | 50.8879 | 37.7177 | 101.0563 | 681.9378 | 56.9927 | 629.0281 | 8.0108 | 107.5136 | 676.7365 | 162.4992 | 104.4362 | 52.8676 | 67.7141 | 210.3362 | 54.1406 | 8.0256 | 183.6272 | 79.0231 | 11.848 | 41.7226 | 596.2115 | 5.5376 | 76.7705 | 57.8298 | 185.8629 | 253.1793 | 82.6412 | 52.7098 | 28.3214 | 45.6242 | 0.011925 | 0.0012929 | 0.31573 | 31.2826 | 2.6408 | 14.0056 | 2.9205 | 274.0272 | 9.6063 | 4.0354 | 0.40333 | 5771.865 | 929.5032 | 1546.4431 | 1369.2678 | 34.1167 | 0.74921 | 21.6396 | 2.9931 | 4957.9748 | 1556.449 | 633.4418 | 106.6587 | 143.9734 | 8.0956 | 184.5223 | 0.0013869 | 27.3502 | 0.15619 | 12.2894 | 57.5445 | 4.5574 | 46.6617 | 230.8336 | 0.10634 | 0.31196 | 2.7387 | 2.2902 | 0.10485 | 0.22621 | 1.0076 | 0.18414 | 32.8449 | 0.0028039 | 13.931 | 318.56 | 0.022533 | 125.7771 | 5.3659 | 0.047292 | 0.65413 | 0.26226 | 4.8783 | 0.092723 | 1.7289 | 1.0914 | 1.5553 | 0.019561 | 0.11908 | 0.050051 | 4.4752 | 0.036755 | 0.52569 | 0.20483 | 8.1318 | 0.0004498 | 0.003625 | 0.0031475 | 4.6933 | 0.020256 | 0.3902 | 0.22778 | 0.24295 | 0.0011341 | 0.02187 | 0.012262 | 1.317 | 0.0048639 | 0.10201 | 0.052752 | 0.73785 | 0.003529 | 0.040418 | 0.16343 | 0.54746 | 0.26798 | 1.0587 | 234.237 | 0.01425 | 1.9931 | 0.01231 | 4.3278 | 4.3477 | 2.8436 | 190.8473 | 0.44137 | 8.9826 | 9.4189 | 13.3511 | 109507.5704 | 7.8457 | 331.5663 | 8.2417 | 4.2405 | 2.1258 | 1.8702 | 2.5972 | 1.5937 | 1.7143 | 14.7552 | 4.3096 | 0.64891 | 8.5116 | 2.6039 | 265.7793 | 8.1339 | 0.47631 | 17.2179 | 28.7236 | 675.6625 | 69.372 | 4.196 | 3.0175 | 7.4122 | 6.9986 | 0.25672 | 1.2263 | 5.3254 | 6.534 | 5.6627 | 0.002081 | 0.0011458 | 0.0040944 | 1.4994 | 9.4317e-05 | 0.0072736 | 5.7625e-05 | 0.016771 | 0.0024138 | 0.0074809 | 11.6402 | 0.00071914 | 0.59635 | 0.28316 | 7.6333 | 1.2677 | 0.037634 | 1.2225 | 0.3136 | 0.018811 | 0.0083008 | 0.0070519 | 0.0037978 | 0.0055396 | 0.0071183 | 0.059737 | 0.07593 | 0.0032751 | 0.030496 | 0.011585 | 1.0335 | 0.00044732 | 0.00039655 | 0.090356 | 0.11702 | 3.0668 | 0.31747 | 0.021644 | 0.047409 | 0.027436 | 0.037116 | 0.0010907 | 0.0053373 | 0.019021 | 0.024843 | 0.026108 | 0.038685 | 0.016051 | 0.05758 | 18.704 | 0.0012693 | 0.095019 | 0.00088345 | 0.37601 | 0.046825 | 0.15081 | 6.6866 | 0.010191 | 22.916 | 13.9123 | 474.6012 | 26.9294 | 1.8258 | 28.2846 | 15.3517 | 0.86149 | 0.1199 | 0.10009 | 0.050101 | 0.095917 | 0.16796 | 1.9917 | 1.4323 | 0.047856 | 0.81247 | 0.1541 | 18.1373 | 0.0034258 | 0.0033134 | 10.9412 | 5.0946 | 165.7465 | 14.3027 | 1.5946 | 0.61514 | 0.41371 | 0.60571 | 0.019975 | 0.091672 | 0.38481 | 0.9927 | 0.98304 | 0.026318 | 0.011734 | 0.01398 | 7.1889 | 0.00084653 | 0.22706 | 0.00057211 | 0.96126 | 0.06559 | 0.12931 | 5.6344 | 0.0081914 | 14.8839 | 8.6785 | 551.4519 | 18.8894 | 1.7454 | 17.9453 | 8.5339 | 0.53073 | 0.15775 | 0.23324 | 0.032079 | 0.10938 | 0.076325 | 2.0612 | 0.61645 | 0.17176 | 0.51967 | 0.21003 | 12.4412 | 0.0028017 | 0.0031643 | 3.8154 | 2.8797 | 65.3319 | 8.014 | 2.9028 | 0.27716 | 0.28147 | 0.66478 | 0.013373 | 0.050382 | 0.20483 | 1.114 | 1.1949 | 369.1372 | 527.8741 | 58.5449 | 2.1907 | 4.3858 | 1.3206 | 4.1858 | 3.4561 | 12.5759 | 0.18682 | 0.0015946 | 0.031708 | 0.015867 | 0.24287 | 1.953 | 0.94642 | 2.3111 | 1.3082 | 1.5854
6 | 0.15598 | 0.033543 | 0.027315 | 1.4179 | 0.99385 | 0.99905 | 0.79045 | 0.056456 | 0.88365 | 0.45624 | 0.7355 | 0.84229 | 0.81618 | 0.16192 | 1226.4295 | 142.0198 | 0.96971 | 0.81943 | 0.1567 | 0.20834 | 0.059609 | 1.0257 | 6.2399 | 719.27 | 0.0097103 | 139.5545 | 111.2053 | 15.6283 | 136.1157 | 14.1464 | 2.165 | 58.7561 | 18.1743 | 12.2201 | 2460.2712 | 97.8828 | 102.2498 | 1496.8545 | 110.4845 | 96.1885 | 273.0309 | 246.0686 | 222.6514 | 34.9324 | 49.4084 | 0.81708 | 0.078687 | 0.22477 | 0.019627 | 0.0021168 | 9.3116e-05 | 34.23 | 12.0585 | 3.375 | 0.69447 | 0.65271 | 0.097317 | 2.5873 | 57.1383 | 5.3199 | 0.31007 | 0.7533 | 18.8373 | 78.162 | 34.8194 | 23.9477 | 122.355 | 8.9268 | 0.03874 | 0.31455 | 0.64717 | 34.4127 | 21.2219 | 541.5858 | 116.7323 | 2.1658 | 0.090448 | 0.42758 | 0.11662 | 267.5572 | 144.9443 | 76.5908 | 70.798 | 13.6017 | 1057.4438 | 248.6916 | 72.4199 | 72.3922 | 243.3072 | 164.5844 | 89.5792 | 74.5278 | 8.0189 | 0.70777 | 0.85763 | 0.15708 | 65.0126 | 5.1259 | 1.7665 | 2.8616 | 0.19075 | 6.4017e-05 | 31.5216 | 1.158 | 0.21884 | 0.19395 | 0.14826 | 3.4516 | 0.9661 | 1.3126 | 0.36187 | 101.6968 | 12.0798 | 25.8367 | 8.2518 | 124.4277 | 190.3164 | 1903.0947 | 252.9704 | 347.0167 | 166.0811 | 814.2485 | 394.6423 | 85.6002 | 472.4453 | 0.22865 | 0.067274 | 0.021968 | 0.064183 | 0.0099871 | 0.0053253 | 2.2396e-05 | 0.0020657 | 26.8634 | 11.7921 | 0.9418 | 0.19578 | 2.7795 | 5.6628 | 295.1431 | 72.5209 | 4.0343 | 6.1262 | 125.6055 | 9.0812 | 111.6681 | 52.511 | 33.9987 | 98.6245 | 692.0972 | 61.3623 | 685.1668 | 8.8511 | 137.232 | 728.0239 | 150.5071 | 102.6972 | 54.4197 | 65.6285 | 248.1669 | 58.9702 | 8.6351 | 202.6226 | 96.3523 | 9.9539 | 45.8471 | 676.5435 | 6.8707 | 65.5684 | 64.2222 | 164.7814 | 304.8907 | 95.9529 | 53.5068 | 36.3526 | 51.4029 | 0.01198 | 0.0010972 | 0.30672 | 34.7039 | 1.9203 | 9.2118 | 2.2002 | 287.0228 | 10.0021 | 5.5645 | 0.62219 | 6027.5483 | 813.7653 | 1477.6097 | 1319.0642 | 28.9875 | 1.1023 | 25.3593 | 2.4819 | 5189.1516 | 1227.6763 | 627.5555 | 86.7641 | 149.8389 | 7.9411 | 173.7707 | 0.0015525 | 29.8464 | 0.14957 | 12.2056 | 53.189 | 5.1864 | 87.6594 | 228.7275 | 0.12561 | 0.22295 | 1.507 | 3.4356 | 0.28242 | 0.21273 | 0.83712 | 0.16228 | 32.3559 | 0.0027082 | 13.7521 | 309.543 | 0.025458 | 116.2058 | 5.7122 | 0.043465 | 0.68222 | 0.26786 | 5.0607 | 0.092002 | 1.8017 | 1.0329 | 1.426 | 0.017825 | 0.11668 | 0.053945 | 4.4343 | 0.03644 | 0.55428 | 0.21752 | 8.416 | 0.00045164 | 0.0032127 | 0.0029938 | 5.1886 | 0.019064 | 0.33944 | 0.20887 | 0.26623 | 0.0011518 | 0.02057 | 0.012067 | 1.2041 | 0.0051944 | 0.09367 | 0.048509 | 0.69362 | 0.0036079 | 0.048247 | 0.18901 | 0.53161 | 0.25904 | 0.99301 | 269.7867 | 0.01735 | 1.9807 | 0.011984 | 3.2494 | 6.0491 | 2.1504 | 197.4966 | 0.37659 | 9.7771 | 8.0198 | 13.414 | 113146.7713 | 8.5892 | 351.8387 | 8.5988 | 4.0925 | 2.0236 | 1.7511 | 2.662 | 1.7555 | 1.9873 | 13.1012 | 4.3959 | 0.77139 | 7.401 | 2.8425 | 288.7499 | 7.5984 | 0.4243 | 17.3288 | 24.122 | 607.948 | 58.994 | 4.6232 | 3.0864 | 7.6985 | 7.9382 | 0.26602 | 1.2771 | 4.8755 | 7.254 | 6.5226 | 0.0020163 | 0.0013621 | 0.0041573 | 1.479 | 9.2938e-05 | 0.0068627 | 6.3462e-05 | 0.019668 | 0.002719 | 0.0079901 | 12.2193 | 0.00079587 | 0.58482 | 0.29118 | 7.9243 | 1.2131 | 0.036853 | 1.3641 | 0.31561 | 0.019165 | 0.0070309 | 0.007758 | 0.0037016 | 0.005836 | 0.0070521 | 0.062544 | 0.074235 | 0.0039257 | 0.035299 | 0.010819 | 1.1654 | 0.0004026 | 0.00045834 | 0.095591 | 0.11327 | 2.5528 | 0.27866 | 0.020084 | 0.041903 | 0.027653 | 0.033425 | 0.001079 | 0.0056723 | 0.020827 | 0.023689 | 0.023095 | 0.041349 | 0.016508 | 0.063469 | 19.2511 | 0.0012115 | 0.10314 | 0.00078312 | 0.43558 | 0.050449 | 0.15723 | 6.8313 | 0.012236 | 20.911 | 15.1359 | 529.0888 | 28.9524 | 1.6444 | 28.9689 | 13.4781 | 0.88278 | 0.11217 | 0.094675 | 0.054634 | 0.090576 | 0.17128 | 1.7643 | 1.4149 | 0.04187 | 0.83204 | 0.15096 | 20.2963 | 0.003386 | 0.0031961 | 10.2756 | 5.4056 | 144.5204 | 14.2371 | 1.5782 | 0.59914 | 0.42968 | 0.5617 | 0.022883 | 0.09703 | 0.33337 | 1.0855 | 1.0816 | 0.027164 | 0.010263 | 0.015927 | 6.818 | 0.00078113 | 0.20948 | 0.00060511 | 0.99571 | 0.068651 | 0.13014 | 5.0858 | 0.0092156 | 15.2236 | 8.6031 | 498.5036 | 17.7392 | 1.9105 | 20.3405 | 8.6473 | 0.54157 | 0.14522 | 0.23123 | 0.028253 | 0.1115 | 0.079637 | 1.7311 | 0.59675 | 0.19426 | 0.47758 | 0.19097 | 13.119 | 0.003123 | 0.0027258 | 3.5171 | 2.803 | 56.6851 | 7.766 | 2.8932 | 0.2384 | 0.314 | 0.62321 | 0.013536 | 0.053393 | 0.22022 | 1.1117 | 1.1758 | 395.409 | 466.9374 | 57.3951 | 2.6676 | 3.7489 | 1.3551 | 4.811 | 4.1509 | 11.3484 | 0.19875 | 0.0016508 | 0.044078 | 0.014145 | 0.26998 | 2.309 | 1.3718 | 4.6037 | 1.0886 | 1.5395
7 | 0.14555 | 0.038076 | 0.0093788 | 1.3103 | 0.99516 | 0.99831 | 0.90648 | 0.095449 | 0.8364 | 0.53374 | 0.59972 | 0.86002 | 0.85217 | 0.22604 | 1059.1523 | 404.2384 | 0.95047 | 0.77202 | 0.18712 | 0.32636 | 0.1657 | 0.85981 | 5.341 | 305.4425 | 0.0060187 | 164.3428 | 124.1986 | 15.0497 | 169.9451 | 17.4083 | 2.3373 | 59.3325 | 14.4815 | 13.3338 | 2845.8225 | 85.1793 | 94.6534 | 1749.244 | 120.6351 | 95.7287 | 309.3744 | 252.1686 | 205.4264 | 37.2451 | 50.877 | 0.71666 | 0.28288 | 0.33437 | 0.019043 | 0.0018048 | 8.5024e-05 | 32.7406 | 10.8007 | 2.6235 | 0.89487 | 0.662 | 0.08054 | 2.6395 | 49.4059 | 2.2249 | 0.31592 | 0.79853 | 25.3789 | 91.818 | 32.755 | 15.483 | 141.0195 | 10.1136 | 0.033597 | 0.32225 | 0.65215 | 26.449 | 14.9392 | 538.7501 | 102.827 | 3.2399 | 0.12773 | 0.55842 | 0.089146 | 239.9383 | 167.7105 | 86.4858 | 61.4435 | 14.8884 | 1328.1158 | 261.0527 | 86.26 | 69.3401 | 283.8149 | 159.1484 | 90.7818 | 72.7117 | 8.3716 | 0.57499 | 0.65074 | 0.16997 | 60.7291 | 6.7722 | 1.8704 | 2.2202 | 0.14965 | 8.3067e-05 | 36.7866 | 1.0001 | 0.24963 | 0.18654 | 0.12679 | 3.2553 | 0.95833 | 1.2107 | 0.40877 | 95.7027 | 16.3539 | 30.7385 | 8.1711 | 120.9279 | 123.4891 | 2153.7935 | 232.5088 | 333.4605 | 170.081 | 712.0177 | 328.1692 | 77.9015 | 416.5143 | 0.35153 | 0.28479 | 0.21327 | 0.071606 | 0.0074936 | 0.0064089 | 2.3541e-05 | 0.0026595 | 32.1287 | 12.8016 | 0.92516 | 0.15249 | 2.024 | 5.0125 | 335.1988 | 78.4341 | 3.2545 | 3.8796 | 132.3194 | 8.3171 | 134.606 | 46.2861 | 30.9002 | 94.7578 | 732.2698 | 62.7046 | 582.8495 | 9.5274 | 123.1805 | 815.7756 | 156.467 | 84.3448 | 53.6569 | 59.0283 | 236.7927 | 61.9129 | 8.5953 | 174.7238 | 84.9544 | 12.0692 | 53.5197 | 641.6333 | 6.1375 | 76.4536 | 55.8717 | 162.4216 | 245.4692 | 84.5925 | 54.9135 | 34.3729 | 42.5725 | 0.01126 | 0.00098392 | 0.2923 | 34.1274 | 2.1787 | 11.5599 | 2.1499 | 320.8455 | 9.9756 | 4.2094 | 0.3875 | 7443.8236 | 770.3406 | 1257.643 | 1021.6297 | 33.823 | 1.2364 | 22.1047 | 2.8703 | 5400.1367 | 1657.2575 | 494.6593 | 92.4017 | 139.5407 | 8.284 | 192.8172 | 0.0011981 | 36.8704 | 0.18766 | 11.9082 | 64.8297 | 5.4505 | 62.1466 | 206.9832 | 0.10273 | 0.234 | 1.6403 | 2.516 | 0.16551 | 0.23532 | 1.2512 | 0.14984 | 33.7315 | 0.0029416 | 12.615 | 283.8301 | 0.023468 | 119.6649 | 5.4589 | 0.049029 | 0.60986 | 0.24678 | 5.2511 | 0.096735 | 1.7795 | 1.0986 | 1.4821 | 0.019219 | 0.10661 | 0.05265 | 4.2186 | 0.038532 | 0.53434 | 0.21387 | 8.7379 | 0.00041663 | 0.0033932 | 0.003082 | 5.4527 | 0.018328 | 0.38332 | 0.23624 | 0.28004 | 0.001108 | 0.020968 | 0.01463 | 1.2991 | 0.0052171 | 0.090597 | 0.05477 | 0.66237 | 0.0034623 | 0.047542 | 0.1861 | 0.52471 | 0.30511 | 1.1143 | 220.9868 | 0.014406 | 2.004 | 0.01165 | 3.6834 | 3.8921 | 2.6642 | 205.4329 | 0.28531 | 10.2717 | 8.3916 | 13.0821 | 117416.7772 | 8.8533 | 329.73 | 9.0248 | 4.3032 | 1.9804 | 1.8278 | 3.0128 | 1.7064 | 1.7848 | 13.7117 | 4.1331 | 0.71683 | 8.36 | 2.9215 | 270.0774 | 8.4822 | 0.44953 | 18.0742 | 25.0271 | 691.2352 | 58.1015 | 4.149 | 2.6897 | 7.9959 | 7.6037 | 0.27628 | 1.313 | 4.8217 | 6.8942 | 6.5872 | 0.001992 | 0.0011806 | 0.0042117 | 1.5366 | 9.6352e-05 | 0.0072507 | 6.1878e-05 | 0.019041 | 0.0025898 | 0.0074283 | 13.77 | 0.00078793 | 0.63206 | 0.29803 | 8.7009 | 1.3765 | 0.034812 | 1.2885 | 0.29892 | 0.018591 | 0.0071269 | 0.0069835 | 0.0036143 | 0.0061025 | 0.0062363 | 0.06066 | 0.077709 | 0.0037709 | 0.034363 | 0.010521 | 1.1728 | 0.00042838 | 0.00043993 | 0.10298 | 0.11999 | 2.9827 | 0.28732 | 0.02084 | 0.050695 | 0.024727 | 0.032379 | 0.0012094 | 0.0055019 | 0.021937 | 0.023854 | 0.025034 | 0.038489 | 0.017642 | 0.056876 | 16.5847 | 0.0012853 | 0.10477 | 0.00090228 | 0.43375 | 0.051373 | 0.15893 | 6.8648 | 0.010931 | 21.6228 | 15.1565 | 485.0623 | 28.2578 | 1.6163 | 27.1793 | 14.4923 | 0.97089 | 0.11795 | 0.10229 | 0.051514 | 0.098486 | 0.18598 | 1.964 | 1.3933 | 0.044998 | 0.86788 | 0.16905 | 19.3694 | 0.0035346 | 0.0037496 | 9.231 | 4.8841 | 162.5844 | 14.471 | 1.8449 | 0.64561 | 0.40093 | 0.55088 | 0.01951 | 0.092172 | 0.37807 | 1.0549 | 0.99655 | 0.02556 | 0.010152 | 0.016129 | 6.9907 | 0.00078784 | 0.22948 | 0.00058859 | 0.90333 | 0.065301 | 0.11948 | 5.5228 | 0.0079705 | 17.5863 | 7.7534 | 561.7238 | 20.1709 | 1.879 | 21.1344 | 8.3087 | 0.49526 | 0.14113 | 0.22683 | 0.031851 | 0.11558 | 0.070816 | 2.0174 | 0.62966 | 0.17907 | 0.4571 | 0.22839 | 11.7493 | 0.0028592 | 0.0030062 | 4.197 | 3.047 | 57.8808 | 7.8125 | 3.2784 | 0.27898 | 0.31783 | 0.6772 | 0.012642 | 0.055148 | 0.21482 | 1.163 | 1.0886 | 340.3266 | 394.1075 | 46.4617 | 2.6906 | 4.0278 | 1.1141 | 4.4193 | 3.8689 | 6.4801 | 0.094263 | 0.00087542 | 0.028548 | 0.0085349 | 0.32648 | 2.0019 | 1.7692 | 5.3702 | 1.3706 | 2.0789
8 | 0.1754 | 0.025879 | 0.0066073 | 1.2174 | 0.99223 | 0.99443 | 0.7252 | 0.096077 | 0.86711 | 0.41238 | 0.75149 | 0.83606 | 0.79305 | 0.17137 | 1497.8256 | 181.4681 | 0.96135 | 0.84935 | 0.19919 | 0.31545 | 0.29544 | 2.9589 | 4.6913 | 423.3774 | 0.0026318 | 172.6059 | 137.9555 | 16.8902 | 140.5223 | 14.984 | 2.4235 | 46.049 | 14.6839 | 12.3905 | 2939.2569 | 96.2313 | 90.1961 | 1648.6908 | 132.1719 | 86.498 | 229.9741 | 276.0179 | 254.7097 | 34.9042 | 56.7645 | 0.83829 | 0.045746 | 0.020921 | 0.016833 | 0.0017363 | 7.0043e-05 | 30.1364 | 9.7874 | 3.3393 | 0.9786 | 0.49839 | 0.082348 | 2.0788 | 59.8491 | 11.3914 | 0.34357 | 0.87962 | 22.4628 | 114.9404 | 29.0179 | 18.0715 | 131.7505 | 9.571 | 0.036063 | 0.31929 | 0.82236 | 37.9805 | 13.1616 | 887.0091 | 90.8417 | 2.4615 | 0.12586 | 0.4894 | 0.10549 | 318.0367 | 157.4557 | 101.1223 | 57.5144 | 16.0077 | 1355.0707 | 271.9279 | 80.4409 | 81.4508 | 223.9084 | 176.916 | 98.3561 | 86.7589 | 7.0201 | 0.7738 | 0.5518 | 0.3028 | 70.2564 | 5.9076 | 2.1019 | 2.6789 | 0.15636 | 8.7366e-05 | 28.1518 | 1.3336 | 0.24721 | 0.24601 | 0.16414 | 2.6437 | 0.96868 | 0.96543 | 0.47009 | 69.596 | 13.4865 | 32.8318 | 9.5232 | 129.1754 | 165.8269 | 1741.2713 | 241.0803 | 323.3763 | 162.5652 | 847.4749 | 342.125 | 82.4559 | 415.3275 | 0.41362 | 0.22269 | 0.16195 | 0.084449 | 0.0091234 | 0.0065068 | 2.5263e-05 | 0.0024617 | 34.2206 | 10.3506 | 1.0535 | 0.16986 | 2.8689 | 4.8127 | 356.5146 | 96.7138 | 3.3201 | 4.0585 | 126.456 | 9.1558 | 130.3799 | 45.5062 | 35.0769 | 92.3226 | 707.796 | 65.351 | 553.5655 | 8.9349 | 115.0437 | 652.5512 | 126.5635 | 90.9349 | 60.0881 | 64.0151 | 223.3765 | 47.0255 | 9.0163 | 191.6185 | 80.0257 | 11.6488 | 51.5805 | 575.1871 | 5.6873 | 84.1286 | 53.9565 | 205.6353 | 276.6415 | 78.4466 | 43.0371 | 32.6942 | 42.3258 | 0.011438 | 0.0014026 | 0.27906 | 37.3432 | 2.2633 | 12.2338 | 2.7418 | 249.3605 | 8.497 | 5.1482 | 0.54092 | 6443.3712 | 888.9431 | 1353.1226 | 1371.9018 | 32.9933 | 1.1097 | 27.0058 | 2.8845 | 4905.3004 | 1605.6592 | 618.9164 | 102.1852 | 124.5731 | 7.9002 | 169.116 | 0.0011951 | 36.297 | 0.18117 | 14.5091 | 84.3846 | 4.2385 | 70.2297 | 160.8862 | 0.12009 | 0.27705 | 1.7255 | 3.7981 | 0.35928 | 0.25973 | 1.1742 | 0.17029 | 34.6091 | 0.0025901 | 13.5845 | 287.2313 | 0.02215 | 132.3334 | 5.6049 | 0.04522 | 0.59951 | 0.25154 | 4.9941 | 0.094749 | 1.847 | 1.0565 | 1.6073 | 0.01939 | 0.11027 | 0.057279 | 4.5091 | 0.039149 | 0.54041 | 0.19862 | 8.7236 | 0.00041586 | 0.0032454 | 0.0028106 | 4.997 | 0.021625 | 0.35906 | 0.23878 | 0.29183 | 0.0010657 | 0.019698 | 0.013665 | 1.2093 | 0.0051322 | 0.087282 | 0.049258 | 0.74622 | 0.0037693 | 0.047146 | 0.16852 | 0.53224 | 0.27186 | 1.1677 | 265.7894 | 0.013144 | 1.9598 | 0.012673 | 4.1619 | 4.6028 | 2.5442 | 190.2507 | 0.12898 | 9.3377 | 9.5578 | 15.0345 | 121234.53 | 9.023 | 347.7154 | 8.1424 | 4.6104 | 2.2037 | 1.9364 | 2.782 | 1.6651 | 1.9556 | 12.9355 | 4.2219 | 0.75669 | 8.8262 | 2.8937 | 245.0739 | 8.5969 | 0.42906 | 19.0215 | 28.5719 | 644.0064 | 68.3776 | 4.7447 | 2.7666 | 7.9049 | 7.7216 | 0.27927 | 1.3247 | 5.0501 | 6.6187 | 6.0113 | 0.0021043 | 0.0011374 | 0.0042468 | 1.5686 | 9.8095e-05 | 0.0069558 | 5.9924e-05 | 0.018782 | 0.0025562 | 0.0076999 | 13.744 | 0.00066866 | 0.60099 | 0.30422 | 7.4013 | 1.3182 | 0.040501 | 1.2708 | 0.30884 | 0.019846 | 0.0076821 | 0.0065032 | 0.0038494 | 0.0058871 | 0.0069186 | 0.06346 | 0.072372 | 0.0038346 | 0.035774 | 0.011667 | 1.2292 | 0.00041315 | 0.00040055 | 0.098501 | 0.11107 | 2.6214 | 0.31277 | 0.022704 | 0.0478 | 0.026603 | 0.036599 | 0.0011529 | 0.0057804 | 0.019834 | 0.025053 | 0.024857 | 0.04087 | 0.019131 | 0.060521 | 17.2718 | 0.0011369 | 0.092326 | 0.00086036 | 0.40864 | 0.052318 | 0.16596 | 8.0804 | 0.011934 | 20.2943 | 14.871 | 496.2418 | 29.2145 | 1.761 | 27.515 | 14.7521 | 0.95358 | 0.11896 | 0.10869 | 0.058476 | 0.093333 | 0.15726 | 1.9263 | 1.5017 | 0.042535 | 0.88414 | 0.15744 | 20.0891 | 0.0032786 | 0.0037134 | 10.1762 | 4.97 | 166.884 | 14.65 | 1.6207 | 0.5835 | 0.39331 | 0.61954 | 0.022171 | 0.096458 | 0.37203 | 1.0289 | 0.97352 | 0.027341 | 0.011671 | 0.014088 | 6.3269 | 0.00080849 | 0.21498 | 0.00058689 | 0.84292 | 0.063614 | 0.12166 | 5.9113 | 0.0094021 | 16.5639 | 8.0435 | 565.3882 | 17.6669 | 1.9022 | 19.7337 | 8.8006 | 0.49215 | 0.14459 | 0.21161 | 0.032715 | 0.1016 | 0.075247 | 1.8016 | 0.63676 | 0.18514 | 0.52628 | 0.21281 | 13.2355 | 0.0031471 | 0.0027662 | 3.5766 | 2.9562 | 59.4292 | 9.1072 | 2.8379 | 0.24044 | 0.28538 | 0.66656 | 0.012157 | 0.054466 | 0.20242 | 1.1842 | 1.1659 | 372.1499 | 489.1389 | 40.1958 | 2.8126 | 2.9684 | 1.2694 | 4.6669 | 4.3187 | 14.4256 | 0.22872 | 0.0010844 | 0.040209 | 0.017022 | 0.39231 | 1.0783 | 1.5397 | 5.2827 | 0.90885 | 1.7899
9 | 0.17476 | 0.030934 | 0.024095 | 1.2618 | 0.99154 | 0.99669 | 0.70152 | 0.050737 | 0.8105 | 0.58069 | 0.58471 | 0.80696 | 0.77066 | 0.22384 | 1389.9248 | 279.5963 | 0.95552 | 0.83332 | 0.20714 | 0.15042 | 0.10621 | 2.7549 | 2.9267 | 262.6074 | 0.0075503 | 159.5405 | 103.9223 | 17.4859 | 148.6033 | 16.6998 | 1.9796 | 60.333 | 15.2843 | 14.1767 | 2896.1247 | 82.9759 | 100.5493 | 1799.523 | 123.498 | 89.0801 | 251.4955 | 272.8039 | 221.4783 | 33.1381 | 45.413 | 0.77473 | 0.2681 | 0.20563 | 0.01582 | 0.0016599 | 7.1334e-05 | 35.9456 | 10.5422 | 2.4441 | 0.79673 | 0.63981 | 0.10805 | 1.9375 | 67.983 | 11.2333 | 0.26135 | 0.82177 | 25.6625 | 96.4068 | 29.2362 | 20.44 | 149.8334 | 8.6382 | 0.030249 | 0.24469 | 0.94788 | 36.4845 | 15.7186 | 742.9031 | 132.3618 | 2.5863 | 0.10159 | 0.44281 | 0.11108 | 254.1697 | 131.4449 | 91.674 | 70.2681 | 18.2937 | 1352.9262 | 268.0067 | 106.537 | 86.2038 | 294.0891 | 180.324 | 87.8861 | 82.2439 | 9.0346 | 0.64226 | 0.67661 | 0.49556 | 53.9891 | 5.6667 | 1.6805 | 2.5211 | 0.17017 | 8.5025e-05 | 34.8875 | 0.84489 | 0.22598 | 0.22682 | 0.17161 | 2.5946 | 0.95939 | 1.3287 | 0.49006 | 73.4835 | 17.59 | 25.6653 | 10.2099 | 134.0321 | 105.0832 | 2017.2638 | 227.9301 | 417.2045 | 182.1862 | 916.7082 | 350.9242 | 98.4493 | 426.3827 | 0.33903 | 0.38155 | 0.13134 | 0.079256 | 0.010416 | 0.0054287 | 2.7299e-05 | 0.0021339 | 38.9608 | 11.5566 | 1.0711 | 0.18037 | 2.6452 | 6.7199 | 413.3197 | 87.5677 | 3.9019 | 5.7434 | 151.3992 | 8.9433 | 120.007 | 42.5018 | 30.1897 | 92.8973 | 652.5356 | 72.6227 | 605.3252 | 9.7649 | 118.188 | 790.1819 | 130.6106 | 105.7406 | 52.1738 | 77.3432 | 204.2829 | 48.3883 | 9.3192 | 197.5797 | 73.2494 | 9.5399 | 54.2111 | 684.7973 | 5.7898 | 77.8343 | 60.0038 | 175.6933 | 310.6341 | 88.7482 | 55.9125 | 27.6888 | 49.6735 | 0.010151 | 0.001208 | 0.23555 | 39.0183 | 2.6312 | 9.0028 | 2.0968 | 295.3727 | 9.4479 | 6.0594 | 0.60696 | 6937.0767 | 731.5128 | 1446.105 | 1499.0221 | 33.3727 | 1.0215 | 22.8064 | 2.6697 | 5967.7951 | 1379.5923 | 499.6417 | 105.8224 | 155.0089 | 9.0225 | 146.1229 | 0.0013896 | 39.5337 | 0.15399 | 13.4258 | 75.1612 | 5.8963 | 67.1849 | 221.4592 | 0.11829 | 0.24092 | 2.6705 | 3.6528 | 0.32554 | 0.22254 | 1.0773 | 0.15857 | 33.1771 | 0.0030245 | 13.2128 | 281.7213 | 0.024945 | 114.3899 | 5.5977 | 0.046531 | 0.64447 | 0.26469 | 4.7848 | 0.095765 | 1.7682 | 1.0654 | 1.5996 | 0.019709 | 0.11826 | 0.053709 | 4.1597 | 0.039772 | 0.50227 | 0.20872 | 8.5363 | 0.00042875 | 0.00354 | 0.0027347 | 5.4315 | 0.019658 | 0.3325 | 0.20496 | 0.25431 | 0.001225 | 0.021417 | 0.012933 | 1.1372 | 0.0056783 | 0.10021 | 0.055192 | 0.73455 | 0.0036433 | 0.046694 | 0.17481 | 0.51689 | 0.28272 | 0.97365 | 290.5054 | 0.015277 | 1.9531 | 0.01147 | 3.5459 | 5.1162 | 2.7137 | 207.9784 | 0.082237 | 10.0077 | 8.734 | 14.5037 | 103048.0894 | 8.2213 | 314.1114 | 8.9215 | 4.5661 | 1.9437 | 1.8882 | 2.5679 | 1.4871 | 2.0143 | 12.7172 | 3.9488 | 0.65245 | 8.0449 | 2.8808 | 257.3554 | 8.4359 | 0.41626 | 19.3457 | 26.8475 | 597.1808 | 64.0294 | 4.4626 | 2.6606 | 7.062 | 7.0778 | 0.25038 | 1.1742 | 5.5865 | 6.6327 | 6.2451 | 0.0019559 | 0.0013419 | 0.0043613 | 1.3943 | 9.0268e-05 | 0.0066991 | 5.4776e-05 | 0.018092 | 0.0026359 | 0.0078408 | 12.0797 | 0.0006698 | 0.64981 | 0.3142 | 8.1152 | 1.3996 | 0.036288 | 1.189 | 0.33256 | 0.020886 | 0.0076022 | 0.0072116 | 0.0033764 | 0.0064206 | 0.0072773 | 0.063214 | 0.077031 | 0.0032948 | 0.031141 | 0.010693 | 1.0977 | 0.00046637 | 0.0004734 | 0.098873 | 0.12572 | 2.6746 | 0.32095 | 0.020998 | 0.049745 | 0.027334 | 0.034672 | 0.0012301 | 0.0053866 | 0.018286 | 0.025344 | 0.025988 | 0.037451 | 0.017908 | 0.061088 | 17.6915 | 0.0011549 | 0.098014 | 0.0007873 | 0.41053 | 0.051637 | 0.14698 | 7.3322 | 0.010674 | 22.7337 | 14.7704 | 533.9552 | 28.5349 | 1.7352 | 30.6803 | 14.917 | 0.87933 | 0.10835 | 0.091559 | 0.059535 | 0.094723 | 0.17473 | 2.0489 | 1.3701 | 0.049073 | 0.84015 | 0.17795 | 19.1388 | 0.0037917 | 0.0036241 | 10.5739 | 5.2192 | 158.6401 | 13.1744 | 1.7321 | 0.64327 | 0.39635 | 0.61252 | 0.021574 | 0.089112 | 0.36159 | 1.1773 | 1.1485 | 0.027622 | 0.011859 | 0.015499 | 6.4953 | 0.00090444 | 0.22464 | 0.0005364 | 0.85238 | 0.058943 | 0.12371 | 5.3221 | 0.0088701 | 16.3487 | 8.8244 | 545.4547 | 21.0725 | 1.6809 | 20.779 | 9.1285 | 0.5605 | 0.16586 | 0.20611 | 0.027841 | 0.11733 | 0.081394 | 1.9123 | 0.53827 | 0.16558 | 0.46564 | 0.23071 | 12.5901 | 0.0032025 | 0.0028585 | 3.9378 | 2.8122 | 63.1334 | 8.079 | 2.9281 | 0.2425 | 0.27215 | 0.69521 | 0.013189 | 0.048039 | 0.24658 | 1.2215 | 1.0993 | 389.5617 | 439.1603 | 53.1539 | 2.0867 | 3.9254 | 1.2472 | 3.3944 | 2.9631 | 16.2767 | 0.18066 | 0.0022161 | 0.02155 | 0.0067821 | 0.19224 | 1.3227 | 2.0192 | 4.0163 | 1.0204 | 0.82209
10 | 0.13738 | 0.012564 | 0.022132 | 1.2305 | 0.99046 | 0.99537 | 0.74319 | 0.072748 | 0.79728 | 0.55767 | 0.71117 | 0.8124 | 0.87477 | 0.1847 | 1849.2074 | 361.26 | 0.95933 | 0.85388 | 0.12471 | 0.17653 | 0.22149 | 1.5759 | 3.5934 | 432.0177 | 0.0013234 | 154.8266 | 98.9357 | 14.8749 | 176.9552 | 14.7731 | 2.1187 | 50.9003 | 13.1681 | 11.3246 | 2302.2913 | 94.3238 | 85.8949 | 1819.3457 | 100.126 | 84.7881 | 300.7804 | 238.8491 | 196.4703 | 36.7883 | 58.9097 | 0.74054 | 0.19372 | 0.3267 | 0.01406 | 0.0020406 | 6.6165e-05 | 31.7564 | 14.0604 | 3.0642 | 0.8143 | 0.62786 | 0.11128 | 2.2558 | 47.7251 | 5.8692 | 0.28833 | 0.76897 | 20.5894 | 99.5025 | 25.9437 | 22.5218 | 134.0026 | 8.057 | 0.032681 | 0.26763 | 0.72347 | 41.0507 | 17.3826 | 624.1241 | 112.4202 | 3.792 | 0.10507 | 0.62053 | 0.10209 | 298.296 | 155.5157 | 96.4834 | 57.1535 | 16.6309 | 1229.0424 | 218.8538 | 96.3542 | 75.0836 | 272.2622 | 145.558 | 87.1658 | 88.6118 | 8.8165 | 0.41498 | 0.71002 | 0.23729 | 56.8802 | 5.5707 | 1.83 | 2.7141 | 0.19298 | 7.2985e-05 | 26.7764 | 0.90961 | 0.23671 | 0.2023 | 0.14559 | 3.0866 | 0.96239 | 0.86381 | 0.53497 | 107.2426 | 13.5998 | 24.8909 | 7.8904 | 139.7308 | 208.4618 | 1864.917 | 259.293 | 362.8456 | 161.5092 | 682.0304 | 304.2164 | 97.0614 | 399.7885 | 0.24259 | 0.38789 | 0.10312 | 0.083376 | 0.0095636 | 0.0050888 | 2.7658e-05 | 0.0024881 | 31.7194 | 12.0312 | 1.0189 | 0.19292 | 1.988 | 6.0209 | 406.9486 | 83.6541 | 3.6418 | 5.5015 | 145.0779 | 10.0287 | 121.852 | 44.3599 | 32.6154 | 102.8282 | 760.8084 | 72.3212 | 615.0038 | 8.2806 | 112.8751 | 772.8129 | 164.7397 | 82.2927 | 58.3232 | 77.2434 | 206.6429 | 49.898 | 7.6387 | 190.7257 | 91.5605 | 11.7017 | 48.6587 | 569.798 | 7.3316 | 82.9905 | 56.7548 | 181.2404 | 284.9802 | 78.7225 | 54.0219 | 33.0515 | 40.9008 | 0.010452 | 0.0012331 | 0.27544 | 30.1142 | 2.8455 | 13.1897 | 2.5588 | 236.5978 | 7.838 | 4.9891 | 0.47029 | 5748.8792 | 810.2923 | 1227.2731 | 1104.8071 | 29.5708 | 0.96964 | 20.5824 | 2.6865 | 4567.2229 | 1165.0154 | 552.2185 | 96.3903 | 130.5027 | 8.6898 | 156.1931 | 0.0014597 | 34.6779 | 0.16852 | 11.2876 | 60.6509 | 5.3312 | 79.0216 | 214.1255 | 0.1072 | 0.26803 | 2.8133 | 2.057 | 0.15703 | 0.24142 | 1.2707 | 0.19567 | 31.1815 | 0.0027632 | 14.6097 | 312.8011 | 0.026257 | 121.9148 | 5.0696 | 0.044698 | 0.6636 | 0.2788 | 5.2121 | 0.08748 | 1.6839 | 1.117 | 1.5201 | 0.018594 | 0.11778 | 0.058103 | 4.3697 | 0.040431 | 0.55471 | 0.20817 | 8.6131 | 0.00046279 | 0.0034199 | 0.0029541 | 4.8428 | 0.019514 | 0.37358 | 0.22341 | 0.2596 | 0.0010811 | 0.022052 | 0.013957 | 1.174 | 0.0050108 | 0.092814 | 0.049853 | 0.64706 | 0.0038296 | 0.041562 | 0.16128 | 0.51027 | 0.26299 | 1.1553 | 367.053 | 0.017436 | 1.9348 | 0.011201 | 4.822 | 3.9587 | 2.5895 | 203.9489 | 0.39512 | 10.8733 | 9.226 | 12.669 | 120514.3867 | 8.3228 | 336.6973 | 9.5469 | 4.4296 | 2.0859 | 2.0141 | 3.04 | 1.5272 | 1.666 | 12.6507 | 3.8647 | 0.72636 | 8.2334 | 2.5659 | 273.7734 | 9.0235 | 0.46041 | 16.7126 | 26.6267 | 578.2739 | 68.2089 | 4.5487 | 2.9305 | 7.8107 | 7.2392 | 0.25356 | 1.2945 | 5.534 | 7.3085 | 6.0697 | 0.0019205 | 0.0011986 | 0.0046577 | 1.4366 | 8.6745e-05 | 0.0076444 | 5.3572e-05 | 0.017472 | 0.002842 | 0.0087427 | 12.8208 | 0.00068213 | 0.62414 | 0.28572 | 7.4908 | 1.2979 | 0.040823 | 1.1728 | 0.28145 | 0.017966 | 0.0074037 | 0.0074879 | 0.0037189 | 0.0062816 | 0.0072281 | 0.064227 | 0.073396 | 0.0036167 | 0.033943 | 0.010203 | 1.2016 | 0.00043358 | 0.00044847 | 0.10954 | 0.12775 | 2.9302 | 0.2801 | 0.022839 | 0.04583 | 0.028625 | 0.035908 | 0.0011276 | 0.0047831 | 0.021436 | 0.025972 | 0.026939 | 0.03996 | 0.016917 | 0.063816 | 18.9974 | 0.0012574 | 0.10779 | 0.00085811 | 0.44355 | 0.049096 | 0.15231 | 7.8382 | 0.010846 | 23.4038 | 14.4762 | 516.5001 | 26.1768 | 1.6007 | 26.9667 | 13.2008 | 0.82316 | 0.11346 | 0.094123 | 0.05996 | 0.0962 | 0.1587 | 1.8945 | 1.5207 | 0.04099 | 0.79573 | 0.17553 | 18.5728 | 0.0034648 | 0.0032613 | 10.853 | 5.6369 | 155.8146 | 14.0267 | 1.8045 | 0.69267 | 0.45571 | 0.56776 | 0.020617 | 0.08702 | 0.35237 | 1.0593 | 1.0748 | 0.026831 | 0.011198 | 0.016643 | 7.4424 | 0.00079945 | 0.21306 | 0.00053122 | 1.0232 | 0.061836 | 0.13495 | 4.8858 | 0.0090227 | 17.2638 | 9.1204 | 537.4135 | 20.8035 | 1.9465 | 19.5637 | 8.9279 | 0.51582 | 0.13687 | 0.20079 | 0.029076 | 0.10767 | 0.077837 | 1.898 | 0.56235 | 0.16069 | 0.5289 | 0.19407 | 11.4446 | 0.0026929 | 0.0032594 | 4.07 | 3.1745 | 64.5519 | 8.5612 | 3.308 | 0.26002 | 0.29882 | 0.64336 | 0.013616 | 0.049954 | 0.24417 | 1.1402 | 1.3107 | 411.5312 | 453.5904 | 63.5257 | 2.2694 | 3.23 | 1.4255 | 3.2628 | 2.6578 | 7.1002 | 0.21167 | 0.0011175 | 0.026446 | 0.008403 | 0.23934 | 2.3989 | 1.4565 | 4.4779 | 1.8547 | 1.1188
11 | 0.13179 | 0.014415 | 0.010744 | 1.3396 | 0.99282 | 0.99861 | 0.65732 | 0.07138 | 0.89435 | 0.39326 | 0.80949 | 0.71796 | 0.77699 | 0.19776 | 1466.9312 | 308.0776 | 0.95784 | 0.83476 | 0.12388 | 0.2698 | 0.3161 | 1.1974 | 3.0105 | 462.7866 | 0.0018516 | 168.9111 | 107.0121 | 13.3652 | 162.5257 | 18.2243 | 2.0781 | 61.6726 | 14.347 | 12.1029 | 3021.4018 | 80.5657 | 96.4155 | 1900.0526 | 122.5935 | 99.9738 | 275.7836 | 215.8881 | 210.0552 | 34.1149 | 46.3708 | 0.83158 | 0.094506 | 0.12542 | 0.017953 | 0.0023278 | 9.5504e-05 | 36.4322 | 10.0633 | 2.6745 | 0.89154 | 0.54092 | 0.11932 | 2.5308 | 61.6196 | 3.2697 | 0.33566 | 0.90739 | 24.4892 | 81.237 | 33.7141 | 16.8889 | 137.4313 | 8.3815 | 0.034972 | 0.28847 | 0.66866 | 38.913 | 12.3683 | 639.8741 | 82.9503 | 3.1603 | 0.11233 | 0.68266 | 0.11909 | 308.0488 | 166.1343 | 80.1346 | 55.8788 | 17.6063 | 1190.5263 | 288.8999 | 74.4874 | 85.5696 | 267.9904 | 148.042 | 91.7719 | 70.6687 | 6.8926 | 0.819 | 0.85987 | 0.34564 | 66.749 | 6.6223 | 2.0425 | 2.2852 | 0.15298 | 7.6767e-05 | 27.1191 | 1.1093 | 0.25809 | 0.20947 | 0.12326 | 2.449 | 0.95204 | 0.99841 | 0.51779 | 73.5984 | 18.2992 | 29.0643 | 8.9178 | 142.8523 | 154.0727 | 2068.5595 | 219.392 | 378.6633 | 193.694 | 875.6543 | 371.0555 | 88.9642 | 466.9373 | 0.049201 | 0.043117 | 0.18489 | 0.072033 | 0.010596 | 0.0055777 | 2.5766e-05 | 0.0022557 | 28.5892 | 9.9198 | 0.8269 | 0.13788 | 2.3483 | 6.519 | 393.0826 | 59.1889 | 3.1026 | 4.2805 | 143.7348 | 9.5726 | 124.15 | 39.1993 | 31.2681 | 90.6515 | 646.7098 | 68.0988 | 558.4923 | 10.723 | 126.3136 | 657.867 | 155.332 | 93.6987 | 49.5189 | 63.2541 | 233.535 | 61.2521 | 10.0254 | 166.1782 | 88.6413 | 10.7685 | 44.4591 | 539.9126 | 7.2515 | 69.3667 | 61.0046 | 196.3216 | 314.4275 | 90.8704 | 43.7455 | 31.4214 | 45.2753 | 0.012234 | 0.0013786 | 0.32092 | 26.8833 | 2.3627 | 10.9742 | 2.5916 | 220.6121 | 10.9292 | 3.9433 | 0.47673 | 6066.5118 | 836.9995 | 1319.5672 | 1410.0829 | 31.5889 | 1.1879 | 24.3939 | 3.0411 | 5480.4403 | 1482.1322 | 535.486 | 84.9009 | 142.3923 | 7.7123 | 178.2166 | 0.0014197 | 28.962 | 0.16144 | 12.5048 | 70.005 | 3.3735 | 56.7604 | 157.8929 | 0.11507 | 0.20761 | 2.3828 | 3.1568 | 0.14231 | 0.25526 | 0.9479 | 0.18398 | 31.852 | 0.0025143 | 14.2798 | 303.7344 | 0.023035 | 130.929 | 5.1986 | 0.046334 | 0.63206 | 0.2601 | 4.6494 | 0.090415 | 1.7584 | 1.1337 | 1.5096 | 0.018161 | 0.11304 | 0.055653 | 4.6281 | 0.038309 | 0.49423 | 0.21528 | 7.6288 | 0.00039822 | 0.0033098 | 0.0030747 | 5.2702 | 0.021081 | 0.38853 | 0.21967 | 0.27292 | 0.0010925 | 0.02166 | 0.012715 | 1.1156 | 0.0052533 | 0.1004 | 0.057317 | 0.71053 | 0.0033071 | 0.042091 | 0.19504 | 0.54107 | 0.25629 | 1.0692 | 346.0706 | 0.013237 | 1.9763 | 0.011316 | 4.5725 | 5.8904 | 2.2705 | 206.6895 | 0.48565 | 10.2023 | 9.7062 | 14.3077 | 106485.5976 | 9.1166 | 340.7162 | 8.9669 | 4.1869 | 1.9174 | 2.0634 | 3.0521 | 1.5071 | 1.8518 | 13.8414 | 4.1705 | 0.69905 | 7.7888 | 2.9573 | 259.8608 | 9.1324 | 0.43471 | 19.9747 | 25.2832 | 658.5807 | 64.9256 | 4.7636 | 2.5825 | 8.0555 | 7.4312 | 0.28326 | 1.1437 | 5.648 | 7.6255 | 5.8738 | 0.0022552 | 0.0012825 | 0.0040356 | 1.465 | 8.4748e-05 | 0.0075511 | 6.1455e-05 | 0.020238 | 0.0028365 | 0.0078848 | 13.1331 | 0.00070447 | 0.60402 | 0.30789 | 8.7526 | 1.3926 | 0.034741 | 1.3432 | 0.28709 | 0.020431 | 0.0080182 | 0.0066956 | 0.0032578 | 0.0054606 | 0.0063098 | 0.054149 | 0.068384 | 0.0035363 | 0.032834 | 0.010274 | 1.1204 | 0.00047499 | 0.00040654 | 0.10082 | 0.13015 | 2.9588 | 0.32535 | 0.021955 | 0.046853 | 0.025189 | 0.037511 | 0.0011196 | 0.0052032 | 0.019503 | 0.026431 | 0.027461 | 0.037909 | 0.015808 | 0.056341 | 18.4606 | 0.0012471 | 0.098858 | 0.00089574 | 0.45495 | 0.044806 | 0.15593 | 7.7316 | 0.011673 | 23.635 | 13.1793 | 525.4292 | 27.4138 | 1.944 | 26.5816 | 14.1461 | 0.84992 | 0.1142 | 0.096003 | 0.057425 | 0.091921 | 0.1542 | 2.0045 | 1.2935 | 0.04565 | 0.82183 | 0.16463 | 19.7176 | 0.0032198 | 0.0031156 | 10.0517 | 5.1536 | 159.0955 | 12.9031 | 1.543 | 0.68529 | 0.43941 | 0.66746 | 0.021065 | 0.10195 | 0.33556 | 1.0164 | 1.161 | 0.028235 | 0.010425 | 0.015627 | 7.6279 | 0.00089927 | 0.20383 | 0.00056316 | 0.91964 | 0.066697 | 0.11348 | 5.2328 | 0.0085104 | 17.7516 | 8.7706 | 575.3323 | 19.389 | 1.7823 | 18.8106 | 8.0199 | 0.57091 | 0.1375 | 0.2144 | 0.028721 | 0.10514 | 0.082043 | 1.7851 | 0.56001 | 0.18875 | 0.51655 | 0.22503 | 11.4041 | 0.0032724 | 0.0031702 | 3.6527 | 3.0739 | 68.2591 | 8.8425 | 3.1642 | 0.25447 | 0.28905 | 0.71767 | 0.012431 | 0.055938 | 0.23176 | 1.2886 | 1.2399 | 443.5079 | 444.5849 | 61.0157 | 2.5028 | 3.697 | 1.0293 | 4.5513 | 3.9586 | 7.4675 | 0.1518 | 0.0013848 | 0.048115 | 0.0077566 | 0.33824 | 1.6116 | 2.0914 | 2.7763 | 1.4854 | 1.9774
12 | 0.15212 | 0.040882 | 0.015339 | 1.4335 | 0.99339 | 0.99614 | 0.91578 | 0.038128 | 0.85846 | 0.60348 | 0.80191 | 0.73962 | 0.80735 | 0.23453 | 1299.0728 | 97.6918 | 0.95316 | 0.86691 | 0.13423 | 0.18604 | 0.47351 | 0.34887 | 5.4428 | 657.3425 | 0.0057892 | 167.7862 | 115.4795 | 16.0488 | 132.5759 | 14.3834 | 1.9541 | 53.6978 | 14.8312 | 11.9093 | 2749.4374 | 75.3838 | 96.5294 | 1713.2007 | 127.841 | 91.3202 | 295.5861 | 262.0231 | 216.122 | 36.1138 | 49.8564 | 0.93674 | 0.25219 | 0.31007 | 0.016028 | 0.0019996 | 9.1569e-05 | 37.7487 | 10.573 | 2.8238 | 0.87641 | 0.51976 | 0.11271 | 2.2783 | 65.4471 | 4.2445 | 0.33759 | 0.87118 | 27.6114 | 125.0308 | 26.6935 | 21.2469 | 118.4511 | 9.2093 | 0.034108 | 0.29011 | 0.69003 | 26.7198 | 21.5681 | 800.0791 | 124.2885 | 3.356 | 0.078986 | 0.68069 | 0.094509 | 330.8735 | 152.868 | 82.0775 | 69.0367 | 16.7302 | 1217.518 | 232.1846 | 103.3523 | 76.2691 | 249.7466 | 168.8562 | 95.5846 | 73.8105 | 7.5404 | 0.68674 | 0.95935 | 0.21353 | 52.1833 | 4.8901 | 1.7258 | 2.4033 | 0.19644 | 6.5986e-05 | 37.556 | 1.0903 | 0.20323 | 0.25013 | 0.15279 | 3.5001 | 0.95602 | 1.1518 | 0.4472 | 104.148 | 16.1009 | 34.0858 | 9.3385 | 158.3051 | 188.5325 | 1820.9175 | 229.0101 | 401.4885 | 200.9533 | 743.3106 | 400.7199 | 92.8761 | 434.4737 | 0.081909 | 0.11218 | 0.19876 | 0.066337 | 0.0088339 | 0.0070289 | 1.9878e-05 | 0.0020019 | 28.3776 | 9.7815 | 1.0289 | 0.15377 | 2.1368 | 5.5677 | 297.4128 | 70.3213 | 3.8129 | 4.8589 | 156.8094 | 8.7743 | 104.8037 | 40.2853 | 32.3144 | 86.0429 | 676.1777 | 69.0809 | 669.3676 | 9.3728 | 121.4215 | 676.9178 | 133.3813 | 85.3957 | 50.942 | 70.1802 | 228.9884 | 56.0396 | 9.8817 | 167.4698 | 93.3012 | 11.2493 | 45.4576 | 649.7044 | 5.9687 | 86.9097 | 65.1282 | 168.9147 | 242.7035 | 97.2065 | 46.3533 | 33.7337 | 49.4465 | 0.010528 | 0.0010766 | 0.25322 | 27.6111 | 2.5547 | 11.9625 | 3.3802 | 208.3521 | 8.1044 | 4.4984 | 0.42684 | 5934.46 | 903.5416 | 1206.2438 | 1180.4669 | 28.4958 | 0.88457 | 22.4286 | 2.8405 | 4459.8639 | 1348.9668 | 510.6732 | 95.1866 | 138.1732 | 8.8028 | 159.5423 | 0.0013179 | 33.0312 | 0.18485 | 13.1311 | 52.8158 | 4.0601 | 93.228 | 198.7793 | 0.11088 | 0.25442 | 2.9471 | 2.7421 | 0.20066 | 0.21606 | 1.3654 | 0.16426 | 36.9576 | 0.0030454 | 14.3209 | 278.3279 | 0.026793 | 129.8369 | 5.3367 | 0.050177 | 0.63904 | 0.25902 | 4.4914 | 0.089078 | 1.6218 | 1.0512 | 1.4539 | 0.018889 | 0.12051 | 0.055515 | 4.5222 | 0.037067 | 0.5285 | 0.22632 | 8.0398 | 0.00043624 | 0.0037022 | 0.0027735 | 5.3257 | 0.022161 | 0.39979 | 0.23314 | 0.28962 | 0.0011658 | 0.018904 | 0.013402 | 1.1218 | 0.0054863 | 0.089643 | 0.05399 | 0.67985 | 0.0033649 | 0.046398 | 0.17188 | 0.54961 | 0.25256 | 1.0932 | 354.4651 | 0.016811 | 1.9418 | 0.012817 | 3.9108 | 4.0852 | 2.3166 | 202.5829 | 0.4238 | 9.5737 | 8.3165 | 13.871 | 110992.8767 | 7.9467 | 305.3328 | 9.2319 | 4.4911 | 2.2236 | 1.9728 | 2.6176 | 1.7284 | 1.8795 | 14.4295 | 3.9255 | 0.67844 | 7.8262 | 2.7168 | 283.6881 | 7.9029 | 0.40178 | 18.7522 | 24.6804 | 638.4067 | 63.0334 | 4.0903 | 2.9683 | 8.5337 | 7.1264 | 0.2927 | 1.2091 | 4.8072 | 7.5486 | 6.456 | 0.0018973 | 0.0012216 | 0.0038471 | 1.4045 | 9.7269e-05 | 0.0075449 | 5.8392e-05 | 0.01671 | 0.0026712 | 0.0081406 | 11.9399 | 0.00072894 | 0.57939 | 0.27512 | 7.3452 | 1.3486 | 0.038404 | 1.3908 | 0.30523 | 0.01838 | 0.0079291 | 0.0074351 | 0.0035034 | 0.0057978 | 0.006725 | 0.056046 | 0.080023 | 0.00372 | 0.029947 | 0.011088 | 1.1369 | 0.000463 | 0.00046846 | 0.092485 | 0.13242 | 2.8137 | 0.33178 | 0.023222 | 0.048104 | 0.025887 | 0.038442 | 0.0010535 | 0.0056035 | 0.022004 | 0.02452 | 0.022642 | 0.042179 | 0.016785 | 0.061297 | 19.512 | 0.0011672 | 0.097554 | 0.00081349 | 0.37957 | 0.047697 | 0.14218 | 7.7036 | 0.010568 | 21.8443 | 13.5461 | 468.1585 | 30.2001 | 1.6514 | 29.5501 | 12.8572 | 0.97443 | 0.099872 | 0.10365 | 0.055395 | 0.087246 | 0.17896 | 1.7251 | 1.2845 | 0.046466 | 0.76559 | 0.16677 | 21.1592 | 0.0032544 | 0.0033069 | 10.7566 | 5.319 | 161.4764 | 15.2958 | 1.7695 | 0.67728 | 0.46061 | 0.58173 | 0.021313 | 0.097982 | 0.39663 | 1.001 | 1.043 | 0.028599 | 0.010804 | 0.01669 | 7.2645 | 0.00086726 | 0.22099 | 0.00063135 | 0.97397 | 0.062541 | 0.12736 | 5.1383 | 0.0081002 | 15.1906 | 8.3789 | 529.6143 | 19.2272 | 1.6524 | 20.1551 | 9.0328 | 0.50797 | 0.15917 | 0.23783 | 0.031148 | 0.11247 | 0.0724 | 1.8486 | 0.57228 | 0.18076 | 0.50127 | 0.22615 | 11.5967 | 0.002722 | 0.0027916 | 4.0115 | 2.7074 | 63.6055 | 8.1994 | 3.375 | 0.27231 | 0.29286 | 0.68162 | 0.012216 | 0.048632 | 0.23891 | 1.2013 | 1.1094 | 352.9004 | 515.7821 | 54.8119 | 2.4713 | 3.5316 | 1.5425 | 3.6383 | 2.7322 | 10.4308 | 0.10036 | 0.00095574 | 0.037833 | 0.012334 | 0.16421 | 1.7811 | 1.2935 | 3.4903 | 1.9267 | 1.1835
13 | 0.16422 | 0.032511 | 0.012724 | 1.4516 | 0.99134 | 0.99091 | 0.94819 | 0.028535 | 0.87643 | 0.57127 | 0.71561 | 0.83079 | 0.86352 | 0.17639 | 1724.3279 | 225.1708 | 0.93187 | 0.85861 | 0.17647 | 0.30917 | 0.33019 | 3.307 | 3.8991 | 599.6371 | 7.0202e-05 | 144.103 | 116.7273 | 13.6934 | 127.612 | 16.2333 | 2.2289 | 57.1998 | 12.4708 | 13.4848 | 3060.7735 | 87.664 | 93.2252 | 1454.5018 | 107.725 | 94.2315 | 234.3463 | 253.7354 | 259.2296 | 32.1032 | 54.4792 | 0.91517 | 0.33373 | 0.26305 | 0.017355 | 0.0023001 | 7.2979e-05 | 28.6706 | 12.262 | 2.9676 | 0.74455 | 0.67802 | 0.11504 | 2.4539 | 67.636 | 6.7337 | 0.35797 | 0.91792 | 19.8632 | 112.3726 | 30.7612 | 18.7964 | 157.9446 | 9.3257 | 0.035506 | 0.30811 | 0.9349 | 30.4275 | 13.3785 | 870.7284 | 80.0864 | 2.3934 | 0.096923 | 0.50425 | 0.10398 | 212.7733 | 161.442 | 85.4828 | 68.3889 | 17.9931 | 1272.0694 | 263.7932 | 104.1565 | 73.9465 | 255.7389 | 174.3589 | 79.871 | 76.7326 | 7.758 | 0.40102 | 0.58218 | 0.25832 | 48.5325 | 7.0142 | 2.249 | 2.0748 | 0.16211 | 6.8216e-05 | 33.7705 | 1.0636 | 0.22306 | 0.17288 | 0.13623 | 2.5193 | 0.95719 | 1.0745 | 0.43337 | 99.4564 | 14.9676 | 31.7691 | 8.8641 | 151.8188 | 148.1301 | 1819.0961 | 206.8403 | 411.0441 | 196.6784 | 851.3683 | 358.549 | 84.6698 | 445.3628 | 0.091239 | 0.20832 | 0.14575 | 0.077208 | 0.0090232 | 0.0059217 | 2.0907e-05 | 0.001949 | 29.9633 | 14.2268 | 1.1294 | 0.17327 | 2.7849 | 6.2383 | 313.4359 | 85.8214 | 2.8369 | 5.4427 | 156.9891 | 9.4673 | 132.9894 | 50.0264 | 36.0484 | 83.2375 | 769.7895 | 66.6102 | 659.0759 | 9.6871 | 103.8494 | 712.9409 | 146.2264 | 108.2847 | 59.0646 | 72.3762 | 219.9269 | 55.0856 | 7.8068 | 182.4524 | 97.4189 | 9.6755 | 42.603 | 588.178 | 6.3584 | 66.638 | 69.462 | 188.7821 | 249.9807 | 79.9303 | 49.9972 | 30.8228 | 48.3123 | 0.0099683 | 0.0011867 | 0.23192 | 28.5558 | 2.8071 | 10.1343 | 2.4414 | 215.2118 | 12.0405 | 5.6638 | 0.57406 | 6243.4423 | 790.3779 | 1561.2318 | 1249.7585 | 27.7489 | 1.326 | 25.0956 | 3.1875 | 5890.5873 | 1402.0138 | 523.4343 | 88.0378 | 157.5657 | 9.2173 | 172.3161 | 0.0014971 | 38.0231 | 0.14549 | 13.3185 | 71.3454 | 6.2374 | 65.2751 | 180.3423 | 0.10476 | 0.22931 | 1.0186 | 2.3694 | 0.31299 | 0.2064 | 1.2123 | 0.12654 | 32.0285 | 0.0026991 | 13.3715 | 291.5589 | 0.026584 | 117.9268 | 5.2152 | 0.041815 | 0.63765 | 0.26064 | 4.9208 | 0.092809 | 1.8035 | 0.98566 | 1.5701 | 0.017359 | 0.12327 | 0.051389 | 4.2794 | 0.037748 | 0.56344 | 0.21105 | 7.9648 | 0.00043011 | 0.0031833 | 0.0028739 | 5.1664 | 0.020033 | 0.3654 | 0.21512 | 0.25775 | 0.0011306 | 0.020822 | 0.012416 | 1.2748 | 0.0050921 | 0.098926 | 0.056818 | 0.68889 | 0.0035579 | 0.041283 | 0.18006 | 0.52844 | 0.29886 | 1.0505 | 304.3477 | 0.016519 | 1.9982 | 0.011519 | 3.1105 | 3.654 | 2.988 | 187.3555 | 0.19674 | 10.5548 | 9.1061 | 14.8294 | 122015.9656 | 8.4602 | 300.9366 | 9.633 | 4.0711 | 2.1535 | 1.9553 | 2.53 | 1.7211 | 2.0033 | 14.1019 | 4.0869 | 0.76984 | 8.0742 | 2.5181 | 249.863 | 8.3531 | 0.46797 | 18.4043 | 29.0131 | 595.7992 | 69.7525 | 4.6405 | 2.8312 | 7.5142 | 7.3436 | 0.28112 | 1.3311 | 5.2268 | 6.9596 | 6.848 | 0.0021956 | 0.0013212 | 0.0046201 | 1.5898 | 9.4916e-05 | 0.0064432 | 6.4469e-05 | 0.019934 | 0.0025259 | 0.0080321 | 12.4397 | 0.00074701 | 0.57143 | 0.32192 | 8.3942 | 1.2277 | 0.03974 | 1.2952 | 0.28474 | 0.017654 | 0.0071789 | 0.0076855 | 0.0034834 | 0.0065004 | 0.0065016 | 0.053472 | 0.070489 | 0.0038228 | 0.030809 | 0.01125 | 1.1045 | 0.00040325 | 0.00041102 | 0.09334 | 0.11525 | 3.0311 | 0.30997 | 0.021844 | 0.044738 | 0.028231 | 0.033991 | 0.0011832 | 0.0048498 | 0.020312 | 0.024495 | 0.025417 | 0.039344 | 0.018334 | 0.055131 | 18.6047 | 0.0013542 | 0.093647 | 0.00075978 | 0.42056 | 0.052596 | 0.13981 | 7.6396 | 0.011715 | 21.5426 | 13.6271 | 454.9589 | 26.4573 | 1.7854 | 29.8431 | 13.9178 | 0.83641 | 0.10344 | 0.10731 | 0.052671 | 0.10198 | 0.16585 | 1.6924 | 1.3563 | 0.048438 | 0.80161 | 0.16352 | 21.4215 | 0.0032024 | 0.0034781 | 9.4752 | 5.4204 | 148.3595 | 12.82 | 1.7377 | 0.6332 | 0.41763 | 0.62761 | 0.022459 | 0.086155 | 0.38669 | 1.1136 | 1.0922 | 0.024954 | 0.012089 | 0.014917 | 6.8745 | 0.00087929 | 0.23706 | 0.00061381 | 0.8835 | 0.066814 | 0.13155 | 5.5992 | 0.0086897 | 16.8149 | 8.5453 | 513.148 | 19.5191 | 1.9837 | 20.4268 | 7.7799 | 0.55093 | 0.1527 | 0.22471 | 0.02803 | 0.10322 | 0.08035 | 1.7265 | 0.63921 | 0.17505 | 0.50518 | 0.2157 | 13.3796 | 0.0029506 | 0.0032517 | 3.6887 | 2.6143 | 57.0734 | 8.7856 | 3.0986 | 0.24455 | 0.30609 | 0.65207 | 0.01474 | 0.05133 | 0.21098 | 1.2422 | 1.1527 | 418.1958 | 499.3067 | 72.1877 | 2.5835 | 4.5121 | 1.3824 | 3.0084 | 4.2109 | 15.1736 | 0.10425 | 0.0010303 | 0.019061 | 0.017734 | 0.40185 | 2.1598 | 2.5167 | 3.2301 | 0.74324 | 0.92574
14 | 0.17087 | 0.015238 | 0.023369 | 1.1351 | 0.99552 | 0.99031 | 0.6984 | 0.027043 | 0.92027 | 0.51468 | 0.77108 | 0.8241 | 0.79742 | 0.17263 | 1155.5901 | 191.5869 | 0.93981 | 0.82846 | 0.19612 | 0.16004 | 0.14476 | 3.1283 | 4.1132 | 512.2635 | 0.0032402 | 181.9493 | 133.8503 | 14.6716 | 160.1362 | 15.9446 | 1.7599 | 54.9564 | 16.2905 | 9.8077 | 2685.6848 | 79.5893 | 100.7892 | 1576.9179 | 112.8249 | 77.2328 | 241.7876 | 268.1629 | 203.8565 | 35.8991 | 55.4617 | 0.87884 | 0.21658 | 0.35973 | 0.019237 | 0.0017025 | 7.4391e-05 | 31.3364 | 11.045 | 2.5552 | 0.83765 | 0.60842 | 0.10061 | 2.6832 | 52.0117 | 3.6275 | 0.32845 | 0.8376 | 26.1841 | 86.6091 | 30.248 | 16.8019 | 140.0068 | 7.685 | 0.031897 | 0.28112 | 0.74311 | 33.5147 | 13.8365 | 686.4229 | 98.5462 | 2.7548 | 0.072682 | 0.66315 | 0.098871 | 223.1884 | 132.7065 | 87.9324 | 65.2903 | 14.3732 | 1131.3413 | 285.1039 | 81.9436 | 71.2142 | 237.8566 | 142.7398 | 98.7623 | 89.7011 | 8.517 | 0.73634 | 0.94143 | 0.40603 | 49.9199 | 5.7962 | 2.3602 | 2.7754 | 0.16823 | 7.8051e-05 | 38.9192 | 1.04 | 0.26596 | 0.25753 | 0.19979 | 3.0341 | 0.95434 | 1.166 | 0.34766 | 95.9331 | 19.5297 | 26.8611 | 9.2554 | 147.0808 | 182.0952 | 2267.7699 | 211.3879 | 307.8468 | 197.8011 | 871.3443 | 330.2991 | 94.2274 | 451.906 | 0.29244 | 0.16149 | 0.16715 | 0.069912 | 0.010375 | 0.0048047 | 2.0492e-05 | 0.002085 | 33.0918 | 13.4561 | 1.1103 | 0.18906 | 1.9466 | 4.208 | 352.1393 | 81.7713 | 3.0305 | 5.2091 | 128.5534 | 7.794 | 126.7015 | 46.746 | 33.5491 | 78.1407 | 663.6784 | 61.7674 | 706.6276 | 10.3806 | 109.5516 | 802.5928 | 144.3707 | 99.9366 | 56.5006 | 66.8512 | 241.0766 | 58.1926 | 8.8939 | 186.0694 | 93.13 | 12.328 | 54.7068 | 601.2668 | 6.9251 | 67.6739 | 71.0795 | 198.6456 | 267.8191 | 89.5114 | 51.9667 | 32.25 | 41.3178 | 0.0089378 | 0.0013506 | 0.22328 | 30.9768 | 2.3395 | 11.4557 | 2.8548 | 303.9481 | 7.5634 | 4.563 | 0.50612 | 6267.1541 | 750.2199 | 1424.8471 | 1143.7809 | 35.8326 | 0.79247 | 26.6574 | 2.4361 | 5834.4357 | 1525.6641 | 557.3674 | 99.2149 | 151.9014 | 8.4017 | 165.9079 | 0.0013494 | 30.4844 | 0.17418 | 12.913 | 46.3824 | 5.726 | 72.6327 | 211.1436 | 0.11245 | 0.25989 | 1.1786 | 3.5673 | 0.38497 | 0.25813 | 0.99278 | 0.19077 | 36.2399 | 0.0030104 | 12.7661 | 319.95 | 0.025985 | 124.4905 | 5.2617 | 0.045858 | 0.61504 | 0.26982 | 4.8026 | 0.097504 | 1.7528 | 1.1045 | 1.5058 | 0.018826 | 0.12246 | 0.054828 | 4.6751 | 0.037908 | 0.52285 | 0.21258 | 8.2807 | 0.00044318 | 0.00336 | 0.0029649 | 4.7425 | 0.018653 | 0.35085 | 0.22113 | 0.24072 | 0.0011112 | 0.022485 | 0.013209 | 1.1889 | 0.0056569 | 0.095538 | 0.051206 | 0.72232 | 0.0038805 | 0.04821 | 0.16505 | 0.5428 | 0.27741 | 1.1062 | 245.2467 | 0.016247 | 1.9847 | 0.012965 | 3.3494 | 5.305 | 2.5206 | 195.9027 | 0.23638 | 10.8553 | 8.6311 | 15.1947 | 112439.6475 | 7.7553 | 325.2824 | 9.199 | 4.2879 | 2.1866 | 2.0294 | 2.6489 | 1.5535 | 1.7478 | 13.3904 | 4.233 | 0.68648 | 7.5682 | 2.6985 | 272.09 | 8.8533 | 0.41113 | 17.9395 | 25.4949 | 672.3627 | 66.3209 | 4.9415 | 2.824 | 8.3382 | 7.8621 | 0.28614 | 1.2828 | 5.3613 | 6.7105 | 6.167 | 0.0018886 | 0.0011867 | 0.0044043 | 1.6371 | 8.8993e-05 | 0.007707 | 5.5431e-05 | 0.018301 | 0.0026216 | 0.0076229 | 11.7101 | 0.00070569 | 0.6405 | 0.32064 | 8.223 | 1.363 | 0.039055 | 1.3485 | 0.27575 | 0.017761 | 0.0077948 | 0.0073065 | 0.003562 | 0.0060196 | 0.0074696 | 0.06005 | 0.070974 | 0.0034971 | 0.031692 | 0.0098174 | 1.2076 | 0.00047836 | 0.00045348 | 0.10662 | 0.11436 | 3.0174 | 0.29862 | 0.01924 | 0.042223 | 0.028906 | 0.034943 | 0.0010685 | 0.0051581 | 0.020159 | 0.024015 | 0.027065 | 0.044007 | 0.017459 | 0.059886 | 17.823 | 0.0013311 | 0.11029 | 0.00082971 | 0.44143 | 0.047192 | 0.16672 | 7.5072 | 0.012106 | 21.1409 | 14.1709 | 493.5927 | 26.7684 | 1.7156 | 31.0104 | 15.496 | 0.94438 | 0.10392 | 0.10545 | 0.058003 | 0.097446 | 0.16157 | 1.9504 | 1.3229 | 0.047623 | 0.90631 | 0.1671 | 21.0347 | 0.0037333 | 0.0037849 | 9.8953 | 5.5282 | 151.0089 | 13.3827 | 1.872 | 0.65476 | 0.46537 | 0.66442 | 0.021889 | 0.090415 | 0.38044 | 1.1554 | 1.0073 | 0.028025 | 0.010604 | 0.016357 | 6.3985 | 0.00083455 | 0.21879 | 0.00056678 | 0.94404 | 0.060375 | 0.11794 | 5.8398 | 0.0086433 | 16.8638 | 7.5855 | 517.6697 | 20.7201 | 1.6318 | 19.205 | 8.6097 | 0.51942 | 0.15544 | 0.20167 | 0.030236 | 0.099409 | 0.070005 | 1.8248 | 0.57556 | 0.18283 | 0.47499 | 0.22172 | 12.1974 | 0.0028753 | 0.0030217 | 4.1611 | 2.9305 | 59.552 | 8.4254 | 3.0178 | 0.28469 | 0.31488 | 0.68646 | 0.014538 | 0.057127 | 0.2237 | 1.3073 | 1.2451 | 455.2323 | 473.7321 | 64.1191 | 2.1217 | 4.1097 | 1.6234 | 3.8978 | 3.5917 | 13.0691 | 0.21985 | 0.0020074 | 0.036823 | 0.010969 | 0.37526 | 2.273 | 2.4596 | 2.0802 | 1.6491 | 1.2837
15 | 0.16848 | 0.02086 | 0.011793 | 1.3402 | 0.99841 | 0.99702 | 0.88185 | 0.055717 | 0.82628 | 0.6591 | 0.65861 | 0.75153 | 0.84079 | 0.23774 | 2131.8412 | 452.5619 | 0.94889 | 0.81126 | 0.13238 | 0.33547 | 0.085907 | 0.11274 | 7.3666 | 147.5687 | 0.0087745 | 124.4592 | 105.5225 | 14.4543 | 141.7783 | 13.7402 | 1.9146 | 68.5407 | 15.0208 | 12.6618 | 2414.0335 | 89.6104 | 107.5903 | 1654.0267 | 102.7557 | 91.9752 | 257.7081 | 213.8568 | 201.006 | 28.6611 | 59.4556 | 0.76354 | 0.12249 | 0.014462 | 0.014747 | 0.0018469 | 8.3201e-05 | 39.513 | 12.8375 | 3.2332 | 0.98224 | 0.57636 | 0.085182 | 2.8465 | 62.9042 | 9.0539 | 0.35335 | 0.81433 | 17.2871 | 119.0776 | 31.612 | 24.5809 | 135.1913 | 7.8203 | 0.033075 | 0.30471 | 0.71283 | 41.5382 | 15.9114 | 795.0959 | 122.5349 | 2.2502 | 0.08219 | 0.58546 | 0.11373 | 284.7284 | 138.5906 | 83.4514 | 66.665 | 15.284 | 1063.1332 | 246.8662 | 91.7007 | 82.5276 | 273.4002 | 162.371 | 84.6327 | 93.2945 | 7.4181 | 0.59925 | 0.91844 | 0.56161 | 51.4724 | 5.0163 | 2.3491 | 2.4881 | 0.18182 | 6.9532e-05 | 29.8937 | 0.94722 | 0.23093 | 0.27067 | 0.14237 | 2.8181 | 0.96374 | 1.2759 | 0.37841 | 76.0224 | 15.7413 | 37.5514 | 9.6185 | 145.102 | 131.4188 | 2124.5502 | 215.2769 | 355.8835 | 185.3277 | 724.8416 | 384.2395 | 80.9926 | 395.173 | 0.11165 | 0.1721 | 0.051528 | 0.085567 | 0.0098284 | 0.0057434 | 2.2738e-05 | 0.0025354 | 37.2087 | 10.7726 | 1.193 | 0.14724 | 2.7135 | 4.3686 | 304.7409 | 66.0852 | 2.6008 | 5.9248 | 134.1583 | 10.1186 | 137.7106 | 40.5866 | 35.6288 | 81.2361 | 587.1584 | 65.6793 | 604.6459 | 9.161 | 106.1024 | 624.301 | 146.9677 | 95.8342 | 61.6016 | 69.8054 | 244.3396 | 52.1592 | 10.15 | 171.7302 | 89.4125 | 10.0197 | 51.7724 | 628.7833 | 6.6798 | 80.6441 | 61.2816 | 193.5288 | 300.7209 | 92.4289 | 45.2916 | 35.7799 | 40.0101 | 0.0083134 | 0.0011073 | 0.25688 | 37.699 | 2.0524 | 9.994 | 2.2535 | 335.0935 | 8.51 | 5.337 | 0.53453 | 6777.9672 | 838.0374 | 1526.4397 | 1072.2778 | 31.9509 | 0.70344 | 24.0021 | 2.6042 | 5773.6557 | 1858.6784 | 476.8252 | 100.8657 | 153.0138 | 8.5374 | 188.7407 | 0.0012643 | 26.6107 | 0.1407 | 11.6988 | 78.874 | 3.5453 | 91.2086 | 189.0358 | 0.1032 | 0.26254 | 2.2975 | 2.8413 | 0.20892 | 0.26607 | 0.93299 | 0.12178 | 34.6999 | 0.0029751 | 14.8136 | 271.8714 | 0.022378 | 121.5822 | 5.3889 | 0.045656 | 0.6449 | 0.24039 | 4.6845 | 0.095241 | 1.8323 | 1.0363 | 1.4959 | 0.020335 | 0.1197 | 0.052396 | 4.3273 | 0.037626 | 0.51638 | 0.20666 | 8.9848 | 0.0004214 | 0.0035821 | 0.0026888 | 4.7745 | 0.021188 | 0.37834 | 0.24612 | 0.2692 | 0.0010537 | 0.019143 | 0.013115 | 1.2167 | 0.0054012 | 0.08778 | 0.055914 | 0.7801 | 0.0036736 | 0.045704 | 0.17439 | 0.52284 | 0.29223 | 1.0896 | 335.1969 | 0.012468 | 1.9546 | 0.011805 | 5.2928 | 4.9534 | 3.0816 | 201.3305 | 0.33858 | 10.1654 | 9.1548 | 12.9124 | 105338.8333 | 9.0991 | 305.4842 | 8.5245 | 4.5449 | 2.1002 | 1.8059 | 2.954 | 1.4686 | 1.9087 | 14.9547 | 3.8952 | 0.70441 | 8.156 | 2.785 | 252.9122 | 8.69 | 0.47779 | 17.7202 | 27.2333 | 586.1233 | 60.5969 | 4.3187 | 2.7191 | 7.1796 | 8.0154 | 0.24284 | 1.1147 | 4.9284 | 7.739 | 6.7386 | 0.0022211 | 0.0012382 | 0.0038852 | 1.5312 | 9.144e-05 | 0.007437 | 5.4169e-05 | 0.017966 | 0.0024545 | 0.0073565 | 13.4981 | 0.00077507 | 0.69424 | 0.29045 | 8.6486 | 1.3244 | 0.035293 | 1.2004 | 0.27328 | 0.019619 | 0.0080868 | 0.0068316 | 0.0034254 | 0.0062044 | 0.0074277 | 0.06218 | 0.075266 | 0.003553 | 0.0332 | 0.0095893 | 1.0662 | 0.00044013 | 0.00042188 | 0.10222 | 0.1225 | 2.7257 | 0.30301 | 0.020487 | 0.044094 | 0.025106 | 0.036038 | 0.0011696 | 0.0050338 | 0.021147 | 0.02331 | 0.024112 | 0.041816 | 0.016355 | 0.054555 | 19.8618 | 0.0012247 | 0.10028 | 0.00077448 | 0.44946 | 0.046 | 0.16258 | 7.2277 | 0.011111 | 23.7739 | 12.9893 | 445.3531 | 31.3207 | 1.8209 | 30.0226 | 12.936 | 0.99805 | 0.10262 | 0.10111 | 0.04962 | 0.089227 | 0.17494 | 1.9119 | 1.4801 | 0.040561 | 0.78633 | 0.17216 | 18.286 | 0.0035794 | 0.0035404 | 9.8424 | 4.9379 | 163.7376 | 15.1843 | 1.6955 | 0.70042 | 0.43395 | 0.65918 | 0.021398 | 0.084571 | 0.39969 | 1.0956 | 1.1825 | 0.025251 | 0.011449 | 0.015805 | 6.9528 | 0.00075063 | 0.23099 | 0.00062411 | 0.95185 | 0.068078 | 0.13643 | 5.8194 | 0.008283 | 16.1896 | 8.2763 | 555.4742 | 18.5964 | 1.7598 | 20.9515 | 7.6915 | 0.54738 | 0.14752 | 0.19754 | 0.030329 | 0.097433 | 0.072995 | 2.0351 | 0.55447 | 0.19519 | 0.50922 | 0.20132 | 13.2806 | 0.0028343 | 0.0031071 | 4.2206 | 3.0335 | 64.162 | 7.5243 | 3.4206 | 0.25815 | 0.32322 | 0.72661 | 0.012958 | 0.053954 | 0.2281 | 1.2717 | 1.2872 | 415.1221 | 482.6161 | 70.5159 | 1.9904 | 3.5977 | 1.5043 | 4.0634 | 4.1083 | 5.6417 | 0.13155 | 0.001898 | 0.054471 | 0.012973 | 0.29106 | 1.6399 | 1.8302 | 3.1422 | 0.72079 | 1.0782
16 | 0.15028 | 0.019476 | 0.013645 | 1.4604 | 0.9996 | 0.99311 | 0.76874 | 0.089819 | 0.90517 | 0.52408 | 0.83569 | 0.79314 | 0.89784 | 0.20924 | 1567.4764 | 430.9843 | 0.94678 | 0.85176 | 0.17218 | 0.23185 | 0.37558 | 2.1057 | 5.8445 | 350.597 | 0.00094405 | 151.4317 | 109.5744 | 12.9193 | 156.8402 | 12.748 | 1.9382 | 55.1922 | 13.5837 | 13.985 | 2498.6675 | 81.6059 | 105.6666 | 1928.0473 | 117.4872 | 102.328 | 264.6417 | 280.3408 | 230.0054 | 33.8275 | 51.3039 | 0.72857 | 0.12874 | 0.1591 | 0.01706 | 0.0015873 | 8.8013e-05 | 29.3817 | 11.9992 | 2.7913 | 0.85049 | 0.70296 | 0.086758 | 2.7586 | 51.5022 | 2.5007 | 0.24309 | 0.89512 | 16.8856 | 126.1764 | 36.1333 | 21.7471 | 129.0207 | 8.2978 | 0.03832 | 0.2317 | 0.89619 | 36.0366 | 12.0475 | 831.8463 | 109.158 | 3.0548 | 0.099843 | 0.39322 | 0.077063 | 226.7116 | 136.728 | 77.7892 | 60.8573 | 14.7256 | 1086.4213 | 223.226 | 100.9146 | 73.232 | 229.0476 | 155.7813 | 85.8223 | 91.6304 | 8.6593 | 0.45286 | 0.79284 | 0.54051 | 70.9654 | 6.0421 | 1.6136 | 2.3908 | 0.1759 | 9.163e-05 | 28.7659 | 1.1776 | 0.25979 | 0.21612 | 0.17302 | 3.3192 | 0.95561 | 1.032 | 0.39727 | 68.2992 | 14.1473 | 33.32 | 8.3688 | 130.7799 | 168.8797 | 1934.9802 | 236.4095 | 396.4995 | 203.0052 | 692.0485 | 406.1452 | 80.5646 | 476.1395 | 0.1823 | 0.25646 | 0.12025 | 0.068153 | 0.0082178 | 0.0051862 | 2.6263e-05 | 0.0021958 | 38.0967 | 13.9976 | 0.80044 | 0.15715 | 2.18 | 4.5352 | 425.5424 | 68.0337 | 3.7485 | 4.2498 | 117.6 | 9.3399 | 123.5862 | 47.3633 | 29.1669 | 104.3809 | 598.4102 | 70.7308 | 724.445 | 9.9839 | 133.6722 | 782.315 | 133.7561 | 89.1172 | 55.9607 | 75.9109 | 252.3075 | 63.0303 | 8.8752 | 177.0176 | 94.6482 | 11.0965 | 49.5973 | 618.3398 | 6.2583 | 74.5024 | 66.304 | 161.4039 | 292.6651 | 93.7985 | 49.1101 | 29.2633 | 43.6532 | 0.010737 | 0.0012697 | 0.30967 | 36.9559 | 2.148 | 12.711 | 3.2041 | 312.7076 | 11.4415 | 4.27 | 0.45126 | 6364.4799 | 782.3257 | 1400.1964 | 1205.5635 | 26.5936 | 0.7858 | 20.6505 | 3.0649 | 4996.174 | 1276.2836 | 577.3877 | 97.7437 | 148.4024 | 8.9866 | 150.0031 | 0.0014802 | 32.3406 | 0.17592 | 13.9865 | 88.7547 | 6.0161 | 51.3471 | 164.2165 | 0.12357 | 0.24842 | 1.8049 | 3.9212 | 0.17996 | 0.20188 | 0.90952 | 0.15397 | 35.0996 | 0.0025665 | 15.1176 | 297.409 | 0.0242 | 115.6337 | 5.1267 | 0.047786 | 0.60462 | 0.25253 | 5.0816 | 0.091189 | 1.738 | 1.0683 | 1.4634 | 0.01898 | 0.11155 | 0.056913 | 4.3092 | 0.039657 | 0.48192 | 0.19963 | 8.9513 | 0.00048101 | 0.0031561 | 0.0032834 | 5.6921 | 0.018401 | 0.37118 | 0.20321 | 0.27038 | 0.0012269 | 0.02274 | 0.012752 | 1.2495 | 0.0057512 | 0.08608 | 0.049097 | 0.77761 | 0.0038228 | 0.040904 | 0.17792 | 0.53947 | 0.303 | 1.1426 | 375.0929 | 0.016037 | 1.9448 | 0.012464 | 4.7532 | 5.3717 | 2.912 | 201.7956 | 0.077734 | 10.4406 | 8.0958 | 13.9509 | 109282.37 | 9.3165 | 343.2819 | 9.4468 | 3.9464 | 2.2632 | 2.0056 | 2.9246 | 1.6177 | 1.7239 | 14.0556 | 4.4479 | 0.7142 | 7.3662 | 2.6341 | 261.7948 | 8.9432 | 0.45845 | 19.5573 | 24.4687 | 649.9306 | 70.8317 | 4.2618 | 2.6329 | 7.3328 | 7.7954 | 0.25983 | 1.3462 | 5.3923 | 7.1523 | 6.6015 | 0.0022793 | 0.001213 | 0.0039593 | 1.3818 | 8.041e-05 | 0.0067791 | 5.7795e-05 | 0.019231 | 0.0025224 | 0.0075495 | 12.8816 | 0.00078035 | 0.69085 | 0.32664 | 7.9883 | 1.2868 | 0.039286 | 1.3284 | 0.32564 | 0.018947 | 0.0069989 | 0.0068941 | 0.0032389 | 0.0065385 | 0.0065933 | 0.061172 | 0.067705 | 0.0035911 | 0.032325 | 0.01094 | 1.0565 | 0.00043283 | 0.000436 | 0.10844 | 0.11042 | 2.8927 | 0.32279 | 0.02231 | 0.046302 | 0.025499 | 0.033059 | 0.0012192 | 0.0050896 | 0.019675 | 0.022997 | 0.025544 | 0.040605 | 0.01725 | 0.05559 | 16.7323 | 0.0012007 | 0.10202 | 0.00088873 | 0.40387 | 0.050045 | 0.16891 | 7.918 | 0.011915 | 20.5231 | 12.7714 | 540.1704 | 28.7556 | 1.8954 | 28.7288 | 14.5984 | 0.98258 | 0.11694 | 0.097456 | 0.05397 | 0.099871 | 0.1645 | 1.7874 | 1.4484 | 0.043745 | 0.89556 | 0.18012 | 19.0303 | 0.0031282 | 0.003489 | 9.72 | 5.2839 | 156.5879 | 15.1245 | 1.6527 | 0.5872 | 0.45201 | 0.64089 | 0.01923 | 0.10126 | 0.34442 | 0.98069 | 1.1167 | 0.029279 | 0.010876 | 0.014602 | 7.4834 | 0.00090884 | 0.21189 | 0.00059919 | 0.92771 | 0.062975 | 0.13449 | 5.419 | 0.0078348 | 14.8651 | 8.4272 | 506.6166 | 18.3839 | 1.8562 | 18.5547 | 7.5174 | 0.47937 | 0.15994 | 0.23986 | 0.03153 | 0.11427 | 0.085051 | 1.7559 | 0.54866 | 0.19011 | 0.46192 | 0.20214 | 11.2707 | 0.0030102 | 0.0029342 | 3.9754 | 2.9114 | 62.1655 | 7.9366 | 3.35 | 0.27126 | 0.28414 | 0.70295 | 0.013972 | 0.048307 | 0.23001 | 1.0792 | 1.1266 | 430.5114 | 525.0879 | 66.5627 | 2.4206 | 3.8339 | 1.6903 | 4.2509 | 2.9826 | 14.811 | 0.17049 | 0.0023552 | 0.044526 | 0.0065595 | 0.30756 | 1.4187 | 2.2545 | 5.6384 | 1.7149 | 1.8892
17 | 0.14278 | 0.026864 | 0.0077239 | 1.1581 | 0.995 | 0.99268 | 0.85479 | 0.062309 | 0.88681 | 0.62464 | 0.72761 | 0.78253 | 0.78097 | 0.22882 | 1947.4037 | 206.3279 | 0.9493 | 0.82493 | 0.13966 | 0.22364 | 0.49084 | 3.5298 | 6.4454 | 387.4327 | 0.0092733 | 128.7879 | 99.4794 | 16.4666 | 146.9297 | 15.4719 | 1.8866 | 52.5981 | 13.7131 | 9.9916 | 2373.9152 | 99.4714 | 79.8909 | 1693.8969 | 101.8918 | 79.3143 | 289.4592 | 237.482 | 261.3241 | 29.0125 | 52.2224 | 0.74943 | 0.069074 | 0.07114 | 0.018282 | 0.0019802 | 8.2849e-05 | 35.642 | 13.8872 | 2.9394 | 1.0251 | 0.53855 | 0.088911 | 2.3821 | 55.157 | 10.6961 | 0.28252 | 0.88941 | 23.1833 | 104.7586 | 39.1815 | 16.1514 | 156.82 | 8.5357 | 0.037718 | 0.2545 | 0.76266 | 28.4184 | 19.6806 | 593.9141 | 90.0036 | 2.8494 | 0.11782 | 0.51759 | 0.12331 | 323.0349 | 163.1689 | 95.1941 | 58.5848 | 16.288 | 1154.8688 | 239.3162 | 76.9375 | 92.9088 | 259.5276 | 150.814 | 96.2298 | 90.52 | 7.1406 | 0.78732 | 0.78053 | 0.51503 | 62.9047 | 6.2302 | 1.9128 | 2.2016 | 0.18687 | 8.9449e-05 | 29.417 | 1.3613 | 0.21451 | 0.17679 | 0.1605 | 2.7512 | 0.95339 | 1.1051 | 0.36631 | 90.2188 | 14.4448 | 36.4755 | 7.7064 | 118.9749 | 197.2833 | 1765.0587 | 254.8928 | 297.3714 | 189.2003 | 763.0358 | 337.8453 | 78.8998 | 386.6018 | 0.20529 | 0.33031 | 0.11354 | 0.074091 | 0.0074355 | 0.0071383 | 2.4717e-05 | 0.0025729 | 35.8823 | 13.1638 | 0.84608 | 0.1749 | 2.217 | 5.1901 | 429.0401 | 77.2758 | 2.6732 | 5.7788 | 130.1715 | 8.1675 | 134.973 | 48.4885 | 29.5966 | 95.1934 | 619.8351 | 55.3541 | 588.5089 | 10.5742 | 119.1285 | 827.6848 | 128.3213 | 87.1339 | 48.2992 | 68.8336 | 192.0655 | 53.8212 | 8.3377 | 156.768 | 77.434 | 9.3511 | 41.1205 | 613.6831 | 7.1635 | 73.8399 | 68.501 | 214.1472 | 270.6877 | 94.6913 | 47.9289 | 27.3819 | 52.5067 | 0.0098962 | 0.0010296 | 0.26946 | 39.5746 | 1.9869 | 13.0926 | 2.3202 | 229.5271 | 12.2611 | 5.8835 | 0.58324 | 7181.3559 | 972.6912 | 1337.4534 | 1291.3865 | 30.1111 | 1.0556 | 23.8022 | 3.1432 | 4780.2904 | 1701.9844 | 608.9875 | 84.2121 | 133.8093 | 9.2766 | 186.417 | 0.001147 | 37.586 | 0.15911 | 11.1231 | 80.7464 | 4.6813 | 84.577 | 191.3468 | 0.12299 | 0.21196 | 1.953 | 2.4299 | 0.22373 | 0.21867 | 0.86252 | 0.12888 | 31.5888 | 0.00293 | 13.1138 | 325.428 | 0.024297 | 119.1592 | 5.2867 | 0.043986 | 0.6672 | 0.24841 | 4.8402 | 0.084078 | 1.7844 | 1.0882 | 1.5457 | 0.018304 | 0.11644 | 0.054217 | 4.0683 | 0.03625 | 0.51856 | 0.2293 | 8.3741 | 0.00045681 | 0.0033322 | 0.0031093 | 5.5797 | 0.021795 | 0.33741 | 0.23125 | 0.26303 | 0.0011803 | 0.021203 | 0.014378 | 1.2625 | 0.0054556 | 0.083673 | 0.047581 | 0.75531 | 0.0033383 | 0.042542 | 0.18533 | 0.52731 | 0.27034 | 1.029 | 301.2136 | 0.01578 | 1.9461 | 0.012285 | 4.9293 | 4.4514 | 3.1305 | 193.8184 | 0.3126 | 9.7365 | 8.8731 | 13.6582 | 115553.4248 | 8.6445 | 310.9182 | 9.3645 | 4.3423 | 2.2376 | 1.8522 | 2.7345 | 1.6439 | 1.8833 | 13.1983 | 4.3601 | 0.66279 | 8.6844 | 2.7463 | 244.202 | 7.9967 | 0.40955 | 18.3715 | 25.8325 | 610.9585 | 65.3858 | 4.9776 | 3.0404 | 7.6053 | 8.3607 | 0.25143 | 1.2475 | 5.6008 | 7.0268 | 6.2884 | 0.0019653 | 0.0013134 | 0.0039754 | 1.6118 | 8.8071e-05 | 0.00662 | 6.2927e-05 | 0.017158 | 0.002432 | 0.0083846 | 12.6299 | 0.00077103 | 0.67703 | 0.32949 | 7.8184 | 1.1905 | 0.034188 | 1.3766 | 0.29355 | 0.019358 | 0.0073096 | 0.0065666 | 0.0036553 | 0.0059844 | 0.0063646 | 0.054743 | 0.06762 | 0.003718 | 0.029612 | 0.010564 | 1.1553 | 0.00047042 | 0.00041894 | 0.10406 | 0.11613 | 2.8717 | 0.30063 | 0.021157 | 0.045429 | 0.026266 | 0.036678 | 0.0012432 | 0.0055271 | 0.018693 | 0.023205 | 0.023944 | 0.043729 | 0.018165 | 0.064233 | 19.0713 | 0.0011785 | 0.10402 | 0.00091997 | 0.42389 | 0.048471 | 0.14046 | 7.2063 | 0.010408 | 19.8045 | 13.074 | 506.0798 | 29.7604 | 1.6841 | 26.502 | 14.3093 | 0.89797 | 0.10979 | 0.10627 | 0.056055 | 0.088431 | 0.17675 | 1.8339 | 1.3459 | 0.044555 | 0.92449 | 0.17109 | 18.7016 | 0.0033758 | 0.0034199 | 9.0847 | 5.0909 | 152.0858 | 14.9601 | 1.6413 | 0.60543 | 0.40542 | 0.64181 | 0.022764 | 0.09345 | 0.35668 | 1.138 | 1.1288 | 0.029511 | 0.011617 | 0.014262 | 6.5795 | 0.00080061 | 0.23892 | 0.00058048 | 1.0049 | 0.068762 | 0.13332 | 5.0506 | 0.0091647 | 15.5458 | 8.9118 | 489.4586 | 19.8378 | 1.7314 | 18.0927 | 8.1364 | 0.53316 | 0.15158 | 0.21987 | 0.031157 | 0.1039 | 0.084314 | 1.9211 | 0.53483 | 0.1916 | 0.48849 | 0.2184 | 12.6837 | 0.0030205 | 0.0030956 | 4.1342 | 2.6634 | 66.0606 | 8.6566 | 3.2344 | 0.24672 | 0.27571 | 0.72042 | 0.014313 | 0.051182 | 0.21794 | 1.1853 | 1.2734 | 350.5578 | 505.7939 | 41.7702 | 2.8323 | 3.14 | 1.1882 | 3.9063 | 3.5362 | 8.2692 | 0.16637 | 0.0017112 | 0.04736 | 0.014828 | 0.35322 | 1.1318 | 1.6449 | 4.7925 | 1.4361 | 0.78534
18 | 0.13598 | 0.037099 | 0.016583 | 1.174 | 0.99941 | 0.99368 | 0.82599 | 0.021995 | 0.87988 | 0.59124 | 0.845 | 0.77687 | 0.88253 | 0.21519 | 1627.7865 | 268.1275 | 0.95354 | 0.8146 | 0.19185 | 0.19036 | 0.43113 | 1.3884 | 8.1127 | 274.6522 | 0.0035665 | 150.0948 | 114.8448 | 12.3254 | 144.8481 | 12.4092 | 2.2072 | 64.3876 | 16.0246 | 10.9049 | 2814.1304 | 101.0847 | 84.4845 | 1483.8826 | 131.3264 | 97.8805 | 247.783 | 264.2834 | 249.5885 | 30.3579 | 46.7535 | 0.71193 | 0.14687 | 0.25043 | 0.016555 | 0.0021789 | 9.0613e-05 | 26.9329 | 14.194 | 3.4649 | 0.78387 | 0.56237 | 0.092909 | 2.3224 | 43.301 | 8.8935 | 0.30575 | 0.86663 | 22.0816 | 105.4441 | 35.6444 | 23.4125 | 143.2461 | 10.3413 | 0.031226 | 0.27414 | 0.98575 | 29.0708 | 20.3998 | 707.7521 | 86.2843 | 2.3064 | 0.11157 | 0.4821 | 0.083726 | 278.3824 | 127.3387 | 98.1343 | 62.4025 | 15.834 | 1138.1486 | 254.9873 | 97.9673 | 78.7756 | 240.9865 | 166.363 | 81.8092 | 85.5029 | 8.7139 | 0.50072 | 0.61848 | 0.32797 | 57.6786 | 5.4217 | 1.9454 | 2.8212 | 0.16058 | 9.4121e-05 | 38.1798 | 1.202 | 0.24104 | 0.23921 | 0.17942 | 3.577 | 0.96031 | 1.2619 | 0.41127 | 106.338 | 12.3288 | 40.0026 | 9.9909 | 136.8633 | 160.6591 | 1994.5734 | 264.4058 | 382.1922 | 187.7808 | 809.381 | 392.0167 | 76.3068 | 369.6862 | 0.37777 | 0.12636 | 0.030601 | 0.058736 | 0.0086816 | 0.0068555 | 2.8252e-05 | 0.0019085 | 34.4307 | 10.1716 | 0.99902 | 0.15997 | 2.4477 | 5.8354 | 376.7874 | 62.043 | 2.7334 | 6.1157 | 137.2052 | 8.5575 | 115.8436 | 43.1972 | 28.6124 | 82.4127 | 751.6758 | 58.9138 | 648.3256 | 10.0521 | 139.0616 | 691.2682 | 137.6898 | 98.625 | 54.8355 | 73.5765 | 214.7543 | 60.0408 | 9.4599 | 152.1792 | 74.8637 | 10.436 | 43.6621 | 531.2875 | 6.5218 | 72.359 | 58.4239 | 207.3018 | 319.113 | 75.8897 | 50.3555 | 36.0092 | 39.479 | 0.0096984 | 0.0013072 | 0.26418 | 29.2264 | 2.2286 | 10.4097 | 3.3268 | 269.373 | 9.2248 | 4.846 | 0.42314 | 7350.4979 | 741.5913 | 1288.5994 | 1325.8431 | 34.4725 | 0.91616 | 21.7385 | 2.5626 | 4610.0465 | 1455.364 | 582.9509 | 89.299 | 126.1271 | 9.9151 | 153.7653 | 0.001548 | 31.12 | 0.16379 | 13.8719 | 58.5518 | 4.9894 | 73.2558 | 202.9673 | 0.1097 | 0.24264 | 2.0324 | 3.3834 | 0.25375 | 0.26726 | 1.3391 | 0.14579 | 34.0267 | 0.002856 | 12.8002 | 275.7337 | 0.025756 | 109.0685 | 5.4008 | 0.048732 | 0.65038 | 0.25534 | 5.0321 | 0.099733 | 1.7136 | 1.1489 | 1.4887 | 0.019954 | 0.11359 | 0.05455 | 4.3837 | 0.038758 | 0.5408 | 0.2162 | 7.7704 | 0.00046902 | 0.0037628 | 0.0029114 | 5.3461 | 0.019785 | 0.36231 | 0.21735 | 0.28551 | 0.001209 | 0.020467 | 0.014279 | 1.1434 | 0.0049631 | 0.09748 | 0.052183 | 0.65221 | 0.0037306 | 0.04477 | 0.19431 | 0.51861 | 0.28981 | 1.1855 | 325.5233 | 0.017754 | 1.9966 | 0.012175 | 3.6606 | 5.7988 | 2.4726 | 199.9263 | 0.26169 | 10.5773 | 9.3714 | 13.6724 | 124837.2233 | 8.051 | 316.47 | 8.8447 | 4.1378 | 2.0394 | 1.9042 | 2.8163 | 1.6842 | 1.9394 | 13.6216 | 4.0262 | 0.7298 | 7.6863 | 2.6845 | 279.3821 | 8.2695 | 0.41875 | 19.1267 | 27.4342 | 685.6064 | 66.9376 | 4.4009 | 2.8758 | 7.2905 | 8.2759 | 0.28883 | 1.2315 | 4.7107 | 6.8217 | 6.1468 | 0.0020909 | 0.0013789 | 0.0045672 | 1.645 | 8.6042e-05 | 0.0070623 | 6.5404e-05 | 0.017809 | 0.0028786 | 0.0087423 | 13.0916 | 0.00075384 | 0.68035 | 0.30988 | 8.841 | 1.2658 | 0.0379 | 1.2647 | 0.30077 | 0.01955 | 0.0082672 | 0.0073798 | 0.0038291 | 0.006157 | 0.0067859 | 0.053285 | 0.078675 | 0.0038944 | 0.031425 | 0.01009 | 1.0898 | 0.00045871 | 0.00042827 | 0.10556 | 0.12154 | 2.8436 | 0.29234 | 0.022558 | 0.04878 | 0.029554 | 0.03421 | 0.0011665 | 0.0048949 | 0.020494 | 0.025638 | 0.023597 | 0.036464 | 0.018696 | 0.058221 | 16.3404 | 0.0011462 | 0.093556 | 0.00081996 | 0.39103 | 0.045582 | 0.1448 | 7.4019 | 0.011367 | 23.1494 | 14.6999 | 487.9705 | 30.6479 | 1.8571 | 27.8058 | 15.2586 | 0.90718 | 0.10766 | 0.11001 | 0.052529 | 0.10321 | 0.18447 | 2.0125 | 1.3085 | 0.0441 | 0.85457 | 0.15559 | 20.7246 | 0.0031454 | 0.0036884 | 10.5047 | 5.5703 | 148.0161 | 13.7781 | 1.5616 | 0.57553 | 0.40958 | 0.59052 | 0.019039 | 0.10001 | 0.36736 | 1.1862 | 1.1721 | 0.028767 | 0.011154 | 0.015134 | 7.0738 | 0.00082978 | 0.19813 | 0.00063723 | 0.8668 | 0.064705 | 0.1201 | 5.4971 | 0.0077425 | 16.1177 | 7.5528 | 535.3573 | 18.843 | 1.8058 | 19.01 | 8.4527 | 0.58466 | 0.16272 | 0.22969 | 0.029361 | 0.10841 | 0.071961 | 1.8802 | 0.58403 | 0.1675 | 0.54163 | 0.2077 | 12.0771 | 0.0029713 | 0.0030742 | 3.4897 | 2.7623 | 61.097 | 7.6229 | 3.18 | 0.2632 | 0.32838 | 0.61576 | 0.012748 | 0.056647 | 0.20771 | 1.2534 | 1.2135 | 440.4384 | 492.2618 | 39.3339 | 1.9667 | 3.3957 | 1.0839 | 4.3092 | 3.273 | 10.6468 | 0.1255 | 0.0020913 | 0.050481 | 0.016426 | 0.22557 | 1.4971 | 1.029 | 3.8007 | 1.1444 | 2.1821
19 | 0.18111 | 0.025189 | 0.0086559 | 1.1169 | 0.99705 | 0.9923 | 0.94105 | 0.065503 | 0.851 | 0.62935 | 0.63028 | 0.85274 | 0.88954 | 0.21916 | 1414.4228 | 383.8177 | 0.94119 | 0.84499 | 0.15143 | 0.23766 | 0.24807 | 2.3994 | 3.8173 | 818.0454 | 0.0049151 | 159.2573 | 119.6196 | 16.188 | 163.9173 | 15.2297 | 1.6917 | 62.4296 | 14.0177 | 11.1911 | 2567.7937 | 90.8698 | 89.2608 | 1845.3408 | 119.3393 | 99.2899 | 306.4303 | 243.4949 | 244.4655 | 28.4777 | 47.5311 | 0.84718 | 0.030845 | 0.10244 | 0.014586 | 0.0017736 | 8.1274e-05 | 27.6848 | 13.3792 | 3.2732 | 0.72272 | 0.48501 | 0.10371 | 2.4042 | 70.6441 | 1.3015 | 0.2753 | 0.77756 | 20.1364 | 108.7439 | 42.3008 | 17.5668 | 123.8412 | 9.9224 | 0.037077 | 0.26231 | 0.86909 | 44.0542 | 18.8716 | 580.1066 | 140.5009 | 2.6911 | 0.093448 | 0.40693 | 0.079056 | 338.5057 | 140.5918 | 99.0476 | 73.0959 | 15.611 | 1258.0154 | 214.717 | 93.6454 | 88.6587 | 292.1572 | 171.1001 | 77.0239 | 84.7057 | 7.7473 | 0.53673 | 0.90563 | 0.4437 | 59.7303 | 6.9423 | 1.9757 | 1.9543 | 0.14667 | 9.5934e-05 | 32.4988 | 0.98224 | 0.20558 | 0.26144 | 0.1908 | 2.5459 | 0.96189 | 0.93072 | 0.55489 | 83.1447 | 18.189 | 34.9169 | 9.0925 | 149.0928 | 134.6801 | 2273.3332 | 249.5566 | 390.1315 | 156.8831 | 772.7771 | 361.6839 | 101.0963 | 481.0788 | 0.010768 | 0.082781 | 0.17751 | 0.078161 | 0.010065 | 0.0061807 | 2.134e-05 | 0.0018066 | 39.1538 | 13.7034 | 1.1642 | 0.17775 | 2.5434 | 4.7889 | 327.9164 | 89.3621 | 3.4513 | 3.8592 | 150.342 | 8.0116 | 118.1435 | 48.7796 | 34.7863 | 85.0888 | 720.6116 | 60.2843 | 720.228 | 8.4108 | 128.077 | 747.5187 | 161.6524 | 97.2346 | 57.9415 | 61.4137 | 248.6593 | 47.9532 | 8.1835 | 178.4819 | 76.2708 | 11.4083 | 50.6377 | 514.1461 | 5.8721 | 70.3746 | 67.3312 | 169.8423 | 262.3408 | 77.099 | 45.5649 | 30.243 | 50.6208 | 0.0094013 | 0.0011428 | 0.2995 | 32.6681 | 2.1003 | 14.0471 | 3.1161 | 257.8711 | 11.8134 | 6.1796 | 0.52077 | 7055.8702 | 944.0026 | 1198.1575 | 1495.2583 | 28.2322 | 1.1564 | 21.0273 | 2.4143 | 5610.592 | 1160.6078 | 541.4466 | 104.028 | 122.3957 | 10.0155 | 149.0535 | 0.0011215 | 29.6876 | 0.14476 | 14.218 | 90.7523 | 3.7315 | 59.1514 | 195.177 | 0.1266 | 0.29292 | 1.3514 | 2.9624 | 0.39463 | 0.20741 | 1.0234 | 0.13255 | 30.911 | 0.0026034 | 12.4653 | 306.3284 | 0.022932 | 111.919 | 5.6526 | 0.046052 | 0.62437 | 0.25683 | 4.8628 | 0.09663 | 1.6745 | 1.0742 | 1.366 | 0.020192 | 0.11211 | 0.051752 | 4.4692 | 0.038145 | 0.49635 | 0.22338 | 8.1804 | 0.00046512 | 0.0036886 | 0.0028634 | 5.5181 | 0.018868 | 0.34433 | 0.21221 | 0.25126 | 0.0012662 | 0.019529 | 0.012567 | 1.2901 | 0.0048106 | 0.089102 | 0.053336 | 0.75775 | 0.0034939 | 0.043025 | 0.17011 | 0.53595 | 0.28543 | 1.0445 | 380.8372 | 0.012213 | 2.0086 | 0.012577 | 4.4578 | 4.2877 | 2.8911 | 199.1037 | 0.34826 | 9.434 | 8.4697 | 14.0816 | 118855.0877 | 8.3759 | 355.4084 | 8.015 | 4.0086 | 1.93 | 1.7906 | 2.8416 | 1.4583 | 1.6926 | 13.2714 | 4.3402 | 0.76252 | 8.7011 | 2.5899 | 286.6743 | 7.882 | 0.45018 | 20.2081 | 26.2975 | 631.2379 | 62.3888 | 4.8458 | 3.1005 | 8.306 | 7.5093 | 0.2467 | 1.2642 | 4.6696 | 7.4974 | 6.3796 | 0.0020228 | 0.0011635 | 0.0043276 | 1.4561 | 9.2325e-05 | 0.0071786 | 6.0354e-05 | 0.019734 | 0.0027449 | 0.0085194 | 12.5454 | 0.0007588 | 0.66187 | 0.27797 | 8.0516 | 1.2467 | 0.041527 | 1.4178 | 0.2892 | 0.020186 | 0.0077618 | 0.0071433 | 0.0037558 | 0.0056019 | 0.0073508 | 0.055546 | 0.078841 | 0.0039667 | 0.0346 | 0.01097 | 1.0413 | 0.00044378 | 0.00043126 | 0.090973 | 0.12378 | 2.7502 | 0.28354 | 0.023438 | 0.049343 | 0.029919 | 0.032305 | 0.0012506 | 0.0051021 | 0.021249 | 0.022531 | 0.024629 | 0.042294 | 0.018072 | 0.059393 | 16.902 | 0.0013652 | 0.09625 | 0.00083545 | 0.3877 | 0.053334 | 0.15351 | 7.1148 | 0.011492 | 22.5033 | 14.4305 | 479.2946 | 29.5789 | 1.7001 | 31.4067 | 13.6642 | 0.91734 | 0.11571 | 0.097864 | 0.050558 | 0.099969 | 0.15546 | 1.7443 | 1.4969 | 0.04618 | 0.9155 | 0.17392 | 21.6035 | 0.0036456 | 0.0035536 | 9.3656 | 5.4678 | 142.3931 | 13.5276 | 1.7185 | 0.66962 | 0.38934 | 0.59639 | 0.020384 | 0.084282 | 0.32909 | 1.1024 | 1.0515 | 0.026193 | 0.011063 | 0.01476 | 7.2911 | 0.00086088 | 0.20767 | 0.00055342 | 0.90598 | 0.059356 | 0.12287 | 5.2896 | 0.0083449 | 17.3234 | 7.9627 | 583.3677 | 20.2761 | 1.8342 | 17.4337 | 7.943 | 0.52495 | 0.14953 | 0.21674 | 0.030619 | 0.11528 | 0.074461 | 1.8369 | 0.58837 | 0.16245 | 0.45111 | 0.19763 | 11.9416 | 0.0027643 | 0.0029177 | 3.8868 | 3.1418 | 66.3629 | 8.2447 | 2.9644 | 0.2692 | 0.30414 | 0.73664 | 0.013767 | 0.05786 | 0.22558 | 1.2934 | 1.2055 | 425.207 | 415.3249 | 49.4165 | 2.3622 | 4.3304 | 1.5859 | 4.764 | 3.698 | 13.8474 | 0.20302 | 0.0018072 | 0.034778 | 0.015181 | 0.14796 | 1.8098 | 2.3582 | 4.3323 | 1.7933 | 1.4425

## ngB-Uganda-results
Element | N recovery | P recovery | K recovery | TEA results | LCA results
Feature | Total N [% N] | Total P [% P] | Total K [% K] | Annual net cost [USD/cap/yr] | GlobalWarming [kg CO2-eq/cap/yr] | H_Ecosystems [points/cap/yr] | H_Health [points/cap/yr] | H_Resources [points/cap/yr]
0 | 52.5242 | 37.332 | 22.6321 | 84.8065 | 65.6168 | 0.1826 | 8.2113 | 8.1283
1 | 52.5242 | 37.332 | 22.6321 | 102.1468 | 75.7046 | 0.26248 | 8.2448 | 11.2515
2 | 52.5242 | 37.332 | 22.6321 | 189.1198 | 97.815 | 0.23779 | 17.5126 | 12.2924
3 | 52.5242 | 37.332 | 22.6321 | 105.892 | 108.6511 | 0.32272 | 12.3259 | 17.9204
4 | 52.5242 | 37.332 | 22.6321 | 170.6437 | 100.9714 | 0.29092 | 17.6696 | 13.4323
5 | 52.5242 | 37.332 | 22.6321 | 211.3891 | 107.2017 | 0.34116 | 12.4958 | 15.5851
6 | 52.5242 | 37.332 | 22.6321 | 95.6443 | 65.0492 | 0.12766 | 12.4527 | 5.9848
7 | 52.5242 | 37.332 | 22.6321 | 179.2412 | 106.343 | 0.26777 | 17.2993 | 14.8365
8 | 52.5242 | 37.332 | 22.6321 | 75.5133 | 100.2535 | 0.16349 | 22.7319 | 6.7222
9 | 52.5242 | 37.332 | 22.6321 | 112.4242 | 77.5289 | 0.23201 | 9.0802 | 10.3425
10 | 52.5242 | 37.332 | 22.6321 | 177.8798 | 83.8206 | 0.26769 | 12.9039 | 10.9319
11 | 52.5242 | 37.332 | 22.6321 | 114.735 | 87.3806 | 0.21484 | 15.9835 | 11.4818
12 | 52.5242 | 37.332 | 22.6321 | 83.2524 | 59.3814 | 0.10684 | 9.9134 | 5.7919
13 | 52.5242 | 37.332 | 22.6321 | 217.8447 | 91.1074 | 0.31407 | 9.5632 | 15.8509
14 | 52.5242 | 37.332 | 22.6321 | 155.2216 | 71.7854 | 0.23397 | 7.6921 | 9.476
15 | 52.5242 | 37.332 | 22.6321 | 191.2731 | 120.3403 | 0.40322 | 14.0841 | 18.7446
16 | 52.5242 | 37.332 | 22.6321 | 150.9426 | 105.101 | 0.33881 | 13.2082 | 14.6464
17 | 52.5242 | 37.332 | 22.6321 | 99.4368 | 88.7484 | 0.25222 | 11.1968 | 12.7302
18 | 52.5242 | 37.332 | 22.6321 | 123.216 | 69.459 | 0.26402 | 6.91 | 12.7779
19 | 52.5242 | 37.332 | 22.6321 | 149.0752 | 87.2563 | 0.23826 | 11.0216 | 11.3463