## sysA-param
Element | Excretion-A1 | [22 empty] | MURTToilet-A2 | [14 empty] | An mbrnewgenerator-A3 | [36 empty] | Sludge pasteurization newgenerator-A4 | [8 empty] | Ion exchange newgenerator-A5 | [39 empty] | Chlorination newgenerator-A6 | [24 empty] | Photovoltaic newgenerator-A7 | [27 empty] | Controls newgenerator-A8 | [41 empty] | Housing newgenerator-A9 | [9 empty] | Pretreatment newgenerator-A10 | [11 empty] | Foundation newgenerator-A11 |  | TEA |  |  |  | LCA | [230 empty] | TEA
Variable | N prot [fraction] | P prot v [fraction] | P prot a [fraction] | K cal [g K/1000 kcal] | N exc [fraction of intake] | P exc [fraction of intake] | K exc [fraction of intake] | E exc [fraction of intake] | N ur [fraction of total] | P ur [fraction of total] | K ur [fraction of total] | E fec [fraction of total] | N ur NH3 [fraction of total N in urine] | N fec NH3 [fraction of total N in feces] | Ur exc [g/cap/d] | Fec exc [g/cap/d] | Ur moi [fraction] | Fec moi [fraction] | Mg ur [g Mg/cap/d] | Mg fec [g Mg/cap/d] | Ca ur [g Ca/cap/d] | Ca fec [g Ca/cap/d] | Labor wages [USD/h] | Collection period [days] | Sludge accum rate [L/cap/yr] | N volatilization [fraction of N input] | Squatting pan cost [USD] | Urinal cost [USD] | Led cost [USD] | Anticor floor cost [USD] | Fan cost [USD] | Circuit change cost [USD] | Pipe cost [USD] | Squatting pan weight [kg] | Urinal weight [kg] | Max ch4 emission [g CH4/g COD] | Full degradation time [yr] | Log degradation [-] | Anmbr reactor tank [USD] | Anmbr reactor media [USD] | Anmbr reactor fittings [USD] | Anmbr membrane module [USD] | Anmbr permeate pump [USD] | Anmbr backwash pump [USD] | Anmbr water pump [USD] | Anmbr membrane fittings [USD] | Anmbr biogas gas bag [USD] | Anmbr biogas fittings [USD] | Anmbr biogas ventilation [USD] | Anmbr COD removal [ratio] | Anmbr TN removal [ratio] | Anmbr TP removal [ratio] | Anmbr water pump energy percycle [kWh] | Anmbr permeate pump energy percycle [kWh] | Anmbr backwash pump energy percycle [kWh] | Anmbr batch cycle perday [# batches day-1] | Anmbr labor maintenance membrane chem cleaning [hrs/yr] | Anmbr labor maintenance sludge removal [hrs/yr] | Anmbr labor replacement membrane pump [hrs/yr] | Anmbr labor replacement permeate pump [hrs/yr] | Anmbr labor replacement membrane module [hrs/yr] | Anmbr labor replacement misc repairs [hr/y] | Anmbr reactor weight [kg] | Anmbr tau [d] | Anmbr soluble methane fraction [nan] | Anmbr VSS TSS ratio [nan] | Anmbr membrane weight [kg] | Anmbr PE weight [kg] | Anmbr PVC weight [kg] | Anmbr plastic weight [kg] | Anmbr piping [USD] | Anmbr piping PVC weight [kg] | Anmbr sludge yield [kg-VSS/kg-BOD removed] | Anmbr methane yield [m3-CH4/kg COD removed] | Dissolved methane HFMC removed [nan] | Sludge dryer weight [kg] | Sludge barrel weight [kg] | Sludge dryer [USD] | Sludge barrel [USD] | Sludge labor maintenance [h] | Fraction biogas lost [fraction] | Biogas efficiency [fraction] | Heat loss [fraction] | Sludge temperature [fraction] | Ion eq2 tank [USD] | Ion eq2 pump [USD] | Ion eq2 powered valve [USD] | Ion eq2 fittings [USD] | Ion zeolite tanks [USD] | Ion filtration media [USD] | Ion gac [USD] | Ion zeolite [USD] | Ion zeolite fittings [USD] | Ion eq3 tank [USD] | Ion eq3 pump [USD] | Ion eq3 filter [USD] | Ion eq3 fittings [USD] | Ion COD removal [nan] | Ion TN removal [nan] | Ion TP removal [nan] | Ion labor maintenance zeolite regeneration [hr/y] | Ion labor maintenance GAC replacement [hr/y] | Ion labor replacement zeolite [hr/y] | Ion labor replacement misc repairs [hr/y] | Ion labor replacement other pump [hrs/yr] | Ion backwash pump energy percycle [kWh] | Ion batch cycle perday [# batches day-1] | Ion gac unit cost [USD/kg] | Ion zeolite unit cost [USD/kg] | Ion na cl unit cost [USD/kg] | Ion na OH unit cost [USD/kg] | Ion regen freq per yr [events/yr] | Ion regen efficiency [nan] | Ion polycarbonate weight [kg] | Ion steel weight [kg] | Ion PE weight [kg] | Ion PVC weight [kg] | Ion plastic weight [kg] | Ion piping PVC weight [kg] | Ion piping [USD] | Ion replacement scenario drums [USD] | Ion largerncs scenario zeolite tanks [USD] | Ion largerncs scenario zeolite [USD] | Ion zeolite fittings largerncs [USD] | Chlorination recycle pump [USD] | Chlorination electochlorinator [USD] | Chlorination powered valve [USD] | Chlorination fittings [USD] | Chlorination tanks [USD] | Chlorination COD removal [%] | Chlorination TN removal [%] | Chlorination TP removal [%] | Chlorination chlorinator energy percycle [kWh] | Chlorination pump energy percycle [kWh] | Chlorination ventilation energy percycle [kWh] | Chlorination valve energy percycle [kWh] | Chlorination product water pump energy percycle [kWh] | Chlorination batch cycle per day [# batches day-1] | Chlorination labor maintenance chlorinator recharging [hr/y] | Chlorination labor replacement chlorinator replacement [hr/y] | Chlorination labor replacement other pump [hr/y] | Chlorination labor replacement misc repairs [hr/y] | Chlorination na cl dosage [mg/L] | Chlorination throughput flow [L/d] | Chlorination PE weight [kg] | Chlorination PVC weight [kg] | Chlorination electronics active weight [kg] | Chlorination piping [USD] | Chlorination piping PVC weight [kg] | Pv panel [USD] | Pv panel shipping [USD] | Pv racking system [USD] | Pv charge controllers [USD] | Pv connectors [USD] | Pv combiner box [USD] | Pv circuit breaker [USD] | Pv battery [USD] | Pv battery connectors [USD] | Pv battery switch [USD] | Pv battery terminal [USD] | Pv dc enclosure panel [USD] | Pv dc din rail [USD] | Pv dc din circuit breaker [USD] | Pv dc distribution block [USD] | Pv dc voltage converter [USD] | Pv misc [USD] | Pv labor replacement batteries [hr/y] | Pv lithium battery [USD] | Pv labor replacement misc repairs [hr/y] | Pv photovoltaic panel area [m2] | Pv aluminum weight [kg] | Pv control units weight [kg] | Pv cable length [m] | Pv connectors weight [kg] | Pv switch weight [kg] | Pv polycarbonate weight [kg] | Pv electronics passive weight [kg] | Control box enclosure panel [USD] | Control box arduino microcontroller [USD] | Control box microcontroller din rails [USD] | Control box wifi [USD] | Control box solid state relays [USD] | Control box other relays [USD] | Control box conductors [USD] | Control box din rails [USD] | Control sensors enclosure panel [USD] | Control sensors signal conditioners [USD] | Control sensors din rails [USD] | Control sensors voltage converter [USD] | Control orp enclosure panel [USD] | Control orp voltage converter [USD] | Control orp controller [USD] | Control orp probe [USD] | Control orp cables [USD] | Control pump enclosure panel [USD] | Control pump voltage converter [USD] | Control pump voltage rectifier [USD] | Control pump box relay [USD] | Control sensors level sensor [USD] | Control sensors level switch [USD] | Control sensors flow switches [USD] | Control sensors proximity sensor [USD] | Control stranded cables [USD] | Control sensor cables [USD] | Control cable glands [USD] | Control gauge ferrules [USD] | Control zip ties [USD] | Control terminal block jumper [USD] | Control system energy percycle [kW] | Control system ORP energy percycle [kW] | Control background runtime energy perday [kWh] | Control batch cycle perday [# batches day-1] | Control labor replacement misc repairs [hr/y] | Control polycarbonate weight [kg] | Control aluminum weight [kg] | Control cable length [m] | Control electronics passive weight [kg] | Control electronics active weight [kg] | Control control units weight [kg] | Housing framework [USD] | Housing framework shipping [USD] | Housing fittings [USD] | Housing steel weight [kg] | Housing zinc coated steel weight [kg] | Housing zinc coat [m2] | Housing aluminum weight [kg] | Housing PE weight [kg] | Housing largerncs framework [USD] | Cheaper housing framework [USD] | Pretreatment eq tank [USD] | Pretreatment tank PE weight [kg] | Pretreatment piping [USD] | Pretreatment piping PVC weight [kg] | Pretreatment feed pump [USD] | Pretreatment feed pump energy percycle [kWh] | Pretreatment batch cycle perday [# batches day-1] | Pretreatment labor replacement other pump [hrs/yr] | Pretreatment labor screen pit cleaning [hrs/yr] | Pretreatment barscreen cost [USD] | Pretreatment barscreen weight [kg] | Pretreatment barscreen [USD] | Foundation concrete unit cost [USD m-3] | Foundation concrete thickness [m] | Price factor [-] | Zeolite price [USD/kg] | GAC price [USD/kg] | Na OH price [USD/kg] | CH4 CF [kg CO2-eq/kg CH4] | CH4 ecosystems CF [points/kg CH4] | CH4 health CF [points/kg CH4] | N2O CF [kg CO2-eq/kg N2O] | N2O ecosystems CF [points/kg N2O] | N2O health CF [points/kg N2O] | N fertilizer CF [kg CO2-eq/kg N] | N fertilizer ecosystems CF [points/kg N] | N fertilizer health CF [points/kg N] | N fertilizer resources CF [points/kg N] | P fertilizer CF [kg CO2-eq/kg P] | P fertilizer ecosystems CF [points/kg P] | P fertilizer health CF [points/kg P] | P fertilizer resources CF [points/kg P] | K fertilizer CF [kg CO2-eq/kg K] | Conc nh3 CF [kg CO2-eq/kg] | Conc nh3 ecosystems CF [points/kg] | Conc nh3 health CF [points/kg] | Conc nh3 resources CF [points/kg] | GAC CF [kg CO2-eq/kg] | GAC ecosystems CF [points/kg] | GAC health CF [points/kg] | GAC resources CF [points/kg] | Zeolite CF [kg CO2-eq/kg] | Zeolite ecosystems CF [points/kg] | Zeolite health CF [points/kg] | Zeolite resources CF [points/kg] | Na cl CF [kg CO2-eq/kg] | Na cl ecosystems CF [points/kg] | Na cl health CF [points/kg] | Na cl resources CF [points/kg] | Na cl1 CF [kg CO2-eq/kg] | Na cl1 ecosystems CF [points/kg] | Na cl1 health CF [points/kg] | Na cl1 resources CF [points/kg] | Na OH CF [kg CO2-eq/kg] | Na OH ecosystems CF [points/kg] | Na OH health CF [points/kg] | Na OH resources CF [points/kg] | LPG CF [kg CO2-eq/kg] | LPG ecosystems CF [points/kg] | LPG health CF [points/kg] | LPG resources CF [points/kg] | Excavation-Global warming [kg CO2-eq/m3] | Brick-Global warming [kg CO2-eq/kg] | Cement-Global warming [kg CO2-eq/kg] | Concrete-Global warming [kg CO2-eq/m3] | Gravel-Global warming [kg CO2-eq/kg] | Plastic-Global warming [kg CO2-eq/kg] | Sand-Global warming [kg CO2-eq/kg] | Stainless steel-global warming [kg CO2-eq/kg] | Stainless steel sheet-global warming [kg CO2-eq/kg] | Steel-Global warming [kg CO2-eq/kg] | Wood-Global warming [kg CO2-eq/m3] | Trucking-Global warming [kg CO2-eq/tonne*km] | Electric motor-global warming [kg CO2-eq/ea] | Electronics-Global warming [kg CO2-eq/kg] | Catalytic converter-global warming [kg CO2-eq/ea] | Oil heat exchanger-global warming [kg CO2-eq/ea] | Pump-Global warming [kg CO2-eq/ea] | Hydronic heat exchanger-global warming [kg CO2-eq/ea] | Electric connectors-global warming [kg CO2-eq/kg] | Electric cables-global warming [kg CO2-eq/m] | PVC-Global warming [kg CO2-eq/kg] | PE-Global warming [kg CO2-eq/kg] | Polymer-Global warming [kg CO2-eq/kg] | Cationic resin-global warming [kg CO2-eq/kg] | Ceramic-Global warming [kg CO2-eq/kg] | Fan-Global warming [kg CO2-eq/kg] | Aluminum-Global warming [kg CO2-eq/kg] | LPG-Global warming [kg CO2-eq/kg] | Zinc coat-global warming [kg CO2-eq/m2] | Polyacrylamide-Global warming [kg CO2-eq/kg] | Photovoltaic panel-global warming [kg CO2-eq/m2] | GACProduction-Global warming [kg CO2-eq/kg] | GACRegeneration-Global warming [kg CO2-eq/kg] | Switches-Global warming [kg CO2-eq/kg] | Control units-global warming [kg CO2-eq/kg] | Electronics active-global warming [kg CO2-eq/kg] | Electronics passive-global warming [kg CO2-eq/kg] | Transformers-Global warming [kg CO2-eq/kg] | Fertilizer offset-global warming [kg CO2-eq/kg] | Polycarbonate-Global warming [kg CO2-eq/kg] | Membrane-Global warming [kg CO2-eq/kg] | Na cl-global warming [kg CO2-eq/kg] | Na oh-global warming [kg CO2-eq/kg] | Zeolite-Global warming [kg CO2-eq/kg] | Battery-Global warming [kg CO2-eq/kg] | Lithium battery-global warming [kg CO2-eq/kg] | Excavation-H ecosystems [points/m3] | Brick-H ecosystems [points/kg] | Cement-H ecosystems [points/kg] | Concrete-H ecosystems [points/m3] | Gravel-H ecosystems [points/kg] | Plastic-H ecosystems [points/kg] | Sand-H ecosystems [points/kg] | Stainless steel-h ecosystems [points/kg] | Stainless steel sheet-h ecosystems [points/kg] | Steel-H ecosystems [points/kg] | Wood-H ecosystems [points/m3] | Trucking-H ecosystems [points/tonne*km] | Electric motor-h ecosystems [points/ea] | Electronics-H ecosystems [points/kg] | Catalytic converter-h ecosystems [points/ea] | Oil heat exchanger-h ecosystems [points/ea] | Pump-H ecosystems [points/ea] | Hydronic heat exchanger-h ecosystems [points/ea] | Electric connectors-h ecosystems [points/kg] | Electric cables-h ecosystems [points/m] | PVC-H ecosystems [points/kg] | PE-H ecosystems [points/kg] | Polymer-H ecosystems [points/kg] | Cationic resin-h ecosystems [points/kg] | Ceramic-H ecosystems [points/kg] | Fan-H ecosystems [points/kg] | Aluminum-H ecosystems [points/kg] | LPG-H ecosystems [points/kg] | Zinc coat-h ecosystems [points/m2] | Polyacrylamide-H ecosystems [points/kg] | Photovoltaic panel-h ecosystems [points/m2] | GACProduction-H ecosystems [points/kg] | GACRegeneration-H ecosystems [points/kg] | Switches-H ecosystems [points/kg] | Control units-h ecosystems [points/kg] | Electronics active-h ecosystems [points/kg] | Electronics passive-h ecosystems [points/kg] | Transformers-H ecosystems [points/kg] | Fertilizer offset-h ecosystems [points/kg] | Polycarbonate-H ecosystems [points/kg] | Membrane-H ecosystems [points/kg] | Na cl-h ecosystems [points/kg] | Na oh-h ecosystems [points/kg] | Zeolite-H ecosystems [points/kg] | Battery-H ecosystems [points/kg] | Lithium battery-h ecosystems [points/kg] | Excavation-H health [points/m3] | Brick-H health [points/kg] | Cement-H health [points/kg] | Concrete-H health [points/m3] | Gravel-H health [points/kg] | Plastic-H health [points/kg] | Sand-H health [points/kg] | Stainless steel-h health [points/kg] | Stainless steel sheet-h health [points/kg] | Steel-H health [points/kg] | Wood-H health [points/m3] | Trucking-H health [points/tonne*km] | Electric motor-h health [points/ea] | Electronics-H health [points/kg] | Catalytic converter-h health [points/ea] | Oil heat exchanger-h health [points/ea] | Pump-H health [points/ea] | Hydronic heat exchanger-h health [points/ea] | Electric connectors-h health [points/kg] | Electric cables-h health [points/m] | PVC-H health [points/kg] | PE-H health [points/kg] | Polymer-H health [points/kg] | Cationic resin-h health [points/kg] | Ceramic-H health [points/kg] | Fan-H health [points/kg] | Aluminum-H health [points/kg] | LPG-H health [points/kg] | Zinc coat-h health [points/m2] | Polyacrylamide-H health [points/kg] | Photovoltaic panel-h health [points/m2] | GACProduction-H health [points/kg] | GACRegeneration-H health [points/kg] | Switches-H health [points/kg] | Control units-h health [points/kg] | Electronics active-h health [points/kg] | Electronics passive-h health [points/kg] | Transformers-H health [points/kg] | Fertilizer offset-h health [points/kg] | Polycarbonate-H health [points/kg] | Membrane-H health [points/kg] | Na cl-h health [points/kg] | Na oh-h health [points/kg] | Zeolite-H health [points/kg] | Battery-H health [points/kg] | Lithium battery-h health [points/kg] | Excavation-H resources [points/m3] | Brick-H resources [points/kg] | Cement-H resources [points/kg] | Concrete-H resources [points/m3] | Gravel-H resources [points/kg] | Plastic-H resources [points/kg] | Sand-H resources [points/kg] | Stainless steel-h resources [points/kg] | Stainless steel sheet-h resources [points/kg] | Steel-H resources [points/kg] | Wood-H resources [points/m3] | Trucking-H resources [points/tonne*km] | Electric motor-h resources [points/ea] | Electronics-H resources [points/kg] | Catalytic converter-h resources [points/ea] | Oil heat exchanger-h resources [points/ea] | Pump-H resources [points/ea] | Hydronic heat exchanger-h resources [points/ea] | Electric connectors-h resources [points/kg] | Electric cables-h resources [points/m] | PVC-H resources [points/kg] | PE-H resources [points/kg] | Polymer-H resources [points/kg] | Cationic resin-h resources [points/kg] | Ceramic-H resources [points/kg] | Fan-H resources [points/kg] | Aluminum-H resources [points/kg] | LPG-H resources [points/kg] | Zinc coat-h resources [points/m2] | Polyacrylamide-H resources [points/kg] | Photovoltaic panel-h resources [points/m2] | GACProduction-H resources [points/kg] | GACRegeneration-H resources [points/kg] | Switches-H resources [points/kg] | Control units-h resources [points/kg] | Electronics active-h resources [points/kg] | Electronics passive-h resources [points/kg] | Transformers-H resources [points/kg] | Fertilizer offset-h resources [points/kg] | Polycarbonate-H resources [points/kg] | Membrane-H resources [points/kg] | Na cl-h resources [points/kg] | Na oh-h resources [points/kg] | Zeolite-H resources [points/kg] | Battery-H resources [points/kg] | Lithium battery-h resources [points/kg] | Electricity CF [kg CO2-eq/kWh] | Electricity ecosystems CF [points/kWh] | Electricity health CF [points/kWh] | Electricity resources CF [points/kWh] | Na cl price [USD/kg] | Na cl1 price [USD/kg] | LPG price [USD/kg] | N fertilizer price [USD/kg N] | P fertilizer price [USD/kg P] | K fertilizer price [USD/kg K] | NH3 fertilizer price [USD/kg N]
0 | 0.15619 | 0.028777 | 0.019658 | 1.4317 | 0.99767 | 0.99135 | 0.95624 | 0.02267 | 0.8889 | 0.70651 | 0.84794 | 0.75926 | 0.86597 | 0.20206 | 1767.0697 | 358.4481 | 0.9681 | 0.86426 | 0.20532 | 0.22126 | 0.33173 | 1.2015 | 1.9785 | 7.6422 | 378.7944 | 0.0064303 | 157.1856 | 100.1608 | 16.4841 | 176.5975 | 16.6744 | 1.5344 | 69.1827 | 11.9757 | 9.8735 | 0.28739 | 2.6381 | 2.9628 | 2760.6944 | 78.3405 | 96.7608 | 1575.3504 | 107.3353 | 94.5522 | 272.642 | 257.5913 | 212.2725 | 36.5535 | 53.3804 | 0.87078 | 0.071622 | 0.18204 | 0.015312 | 0.0021557 | 7.6774e-05 | 27.0403 | 10.3658 | 2.4442 | 0.88172 | 0.6809 | 0.097393 | 2.39 | 64.3145 | 7.3224 | 0.34232 | 0.91236 | 17.7561 | 122.0626 | 27.674 | 18.1229 | 133.7659 | 8.194 | 0.039129 | 0.28416 | 0.69057 | 24.9433 | 17.2126 | 766.5758 | 130.8054 | 2.206 | 0.078757 | 0.5007 | 0.1144 | 262.8639 | 140.3062 | 86.1647 | 69.7681 | 17.2962 | 1286.7576 | 285.5897 | 75.033 | 91.6032 | 291.9369 | 173.2846 | 81.8453 | 73.9331 | 8.975 | 0.47326 | 0.94233 | 0.28079 | 67.2028 | 4.9217 | 2.1682 | 2.2052 | 0.15078 | 9.2865e-05 | 34.5041 | 0.99551 | 0.23145 | 0.24847 | 0.19205 | 3.3268 | 0.96969 | 1.1779 | 0.45068 | 86.6907 | 16.299 | 38.1542 | 7.7196 | 128.5957 | 135.4647 | 2164.3177 | 262.9301 | 408.0565 | 172.7325 | 689.3624 | 318.0868 | 97.0749 | 481.084 | 0.14465 | 0.11225 | 0.21531 | 0.061403 | 0.010046 | 0.0071694 | 2.0119e-05 | 0.0021089 | 37.7943 | 13.8667 | 1.1743 | 0.16058 | 2.7709 | 4.5235 | 297.9066 | 83.7909 | 3.1211 | 4.3422 | 156.9428 | 7.7492 | 743.2171 | 339.4932 | 243.3642 | 223.5376 | 57.4039 | 108.0076 | 38.5039 | 3898.5358 | 274.7025 | 100.8075 | 17.5078 | 130.5515 | 7.9325 | 204.771 | 111.1969 | 10.5275 | 59.9149 | 0.36459 | 3610.4577 | 2.3744 | 7.7498 | 2.296 | 2.2477 | 11.5062 | 0.48299 | 0.78285 | 4.1632 | 0.31495 | 137.9123 | 43.4209 | 35.5606 | 102.4378 | 766.061 | 70.0285 | 672.7972 | 9.2453 | 137.7329 | 619.7296 | 144.3993 | 89.1417 | 56.1421 | 67.7019 | 225.529 | 53.0363 | 8.1758 | 199.6492 | 93.698 | 9.3774 | 47.6993 | 586.009 | 6.968 | 73.3058 | 68.6781 | 214.5083 | 308.7714 | 95.4858 | 43.5602 | 33.5055 | 48.4412 | 0.011576 | 0.001373 | 0.26717 | 32.1095 | 2.0796 | 8.8937 | 3.0022 | 308.9594 | 10.4831 | 3.8891 | 0.42006 | 6516.6674 | 828.6685 | 1563.1994 | 1251.8044 | 27.5411 | 0.8456 | 20.5165 | 2.6867 | 5858.8167 | 1126.9299 | 476.5809 | 110.1404 | 137.9873 | 9.2148 | 181.5624 | 0.0012703 | 37.717 | 0.17091 | 14.702 | 52.1728 | 4.6803 | 51.3028 | 186.6159 | 0.11903 | 0.26219 | 0.24589 | 1.3393 | 0.1309 | 41.2673 | 0.0024124 | 14.3524 | 330.0832 | 0.017665 | 154.1192 | 5.0581 | 0.052925 | 0.67372 | 0.29763 | 4.9671 | 0.095201 | 1.3309 | 1.1538 | 1.8023 | 5.6204 | 0.044502 | 0.37236 | 0.20043 | 10.4528 | 0.00041355 | 0.0023572 | 0.0020723 | 4.8462 | 0.016727 | 0.53019 | 0.22539 | 0.27595 | 0.0009995 | 0.022261 | 0.017329 | 0.25581 | 0.0016852 | 0.021384 | 0.015763 | 1.563 | 0.0072822 | 0.063412 | 0.037092 | 0.59027 | 0.0052497 | 0.037927 | 0.20783 | 0.53664 | 0.25008 | 1.0636 | 301.0068 | 0.012085 | 1.977 | 0.011557 | 5.1174 | 5.806 | 2.6053 | 207.9249 | 0.32125 | 9.88 | 8.1193 | 13.7768 | 118452.7652 | 8.2575 | 356.5525 | 9.4268 | 4.5275 | 2.2046 | 2.0807 | 2.7358 | 1.7515 | 1.6893 | 13.2524 | 4.4081 | 0.68521 | 7.4685 | 2.9441 | 293.5602 | 8.7672 | 0.43363 | 17.8828 | 27.5183 | 616.6556 | 69.6134 | 4.7064 | 3.1289 | 8.3388 | 7.881 | 0.27186 | 1.3247 | 5.0211 | 7.2678 | 5.7078 | 0.0020856 | 0.0011524 | 0.0045415 | 1.4888 | 8.5972e-05 | 0.0066673 | 6.0613e-05 | 0.017151 | 0.0026672 | 0.0073114 | 12.8111 | 0.00066652 | 0.62001 | 0.27578 | 8.5877 | 1.4192 | 0.034063 | 1.2012 | 0.27299 | 0.019447 | 0.00792 | 0.0075384 | 0.0037259 | 0.0054774 | 0.0064393 | 0.062542 | 0.077124 | 0.0037438 | 0.029806 | 0.0095963 | 1.1153 | 0.0004067 | 0.00044526 | 0.1001 | 0.11214 | 2.6347 | 0.31889 | 0.021915 | 0.049641 | 0.025223 | 0.032952 | 0.0010949 | 0.0052679 | 0.021603 | 0.026001 | 0.025905 | 0.040997 | 0.017161 | 0.055843 | 18.0711 | 0.0012592 | 0.10057 | 0.00076237 | 0.3868 | 0.047277 | 0.14435 | 7.868 | 0.011963 | 22.7655 | 12.8403 | 486.9794 | 28.5481 | 1.6074 | 29.7679 | 15.3253 | 0.86125 | 0.11119 | 0.10914 | 0.050283 | 0.088843 | 0.16672 | 1.8516 | 1.4889 | 0.044819 | 0.8253 | 0.17389 | 20.6103 | 0.0033946 | 0.0034717 | 9.6931 | 5.0341 | 155.0017 | 12.9925 | 1.5395 | 0.58558 | 0.43455 | 0.66692 | 0.02127 | 0.09274 | 0.3644 | 1.164 | 1.1695 | 0.029554 | 0.011184 | 0.016309 | 7.0638 | 0.00082454 | 0.23919 | 0.00055352 | 1.0102 | 0.064378 | 0.12571 | 5.8961 | 0.0091134 | 16.9058 | 8.6387 | 555.2925 | 19.4145 | 1.6803 | 18.5323 | 7.9375 | 0.51584 | 0.13939 | 0.22805 | 0.029247 | 0.10771 | 0.081159 | 1.7179 | 0.53227 | 0.17124 | 0.48433 | 0.19292 | 13.3349 | 0.0031489 | 0.0031756 | 3.9651 | 3.0839 | 66.1234 | 9.0238 | 3.1056 | 0.24162 | 0.29872 | 0.64553 | 0.013631 | 0.056152 | 0.22615 | 1.2581 | 1.1689 | 0.17297 | 0.0017305 | 0.035594 | 0.012905 | 0.25708 | 0.32519 | 1.4518 | 1.4948 | 4.6093 | 1.2361 | 1.1932
1 | 0.17597 | 0.023297 | 0.0085666 | 1.1632 | 0.99745 | 0.99023 | 0.92656 | 0.07226 | 0.79455 | 0.55989 | 0.80138 | 0.7873 | 0.83109 | 0.19884 | 1935.9999 | 480.2518 | 0.95415 | 0.77758 | 0.14189 | 0.31388 | 0.32123 | 1.3342 | 1.8725 | 6.8942 | 203.7815 | 0.0042832 | 178.0915 | 122.4508 | 12.4 | 139.758 | 11.5186 | 2.0274 | 59.4514 | 14.1902 | 13.7619 | 0.30421 | 1.4541 | 3.1759 | 2550.3577 | 100.557 | 102.6727 | 1940.794 | 102.8701 | 76.8064 | 310.0108 | 273.8867 | 261.7265 | 36.3524 | 53.8668 | 0.72911 | 0.22893 | 0.17177 | 0.014487 | 0.0019761 | 6.502e-05 | 30.1868 | 10.7218 | 2.6516 | 0.94496 | 0.57647 | 0.11281 | 2.2779 | 61.3642 | 10.4655 | 0.28491 | 0.7741 | 27.1055 | 109.6095 | 41.1503 | 21.4257 | 138.7826 | 8.8076 | 0.036365 | 0.23284 | 0.81437 | 35.1068 | 13.3753 | 869.3387 | 92.739 | 3.2629 | 0.10388 | 0.67772 | 0.11858 | 339.9768 | 164.3109 | 99.3128 | 66.9537 | 17.095 | 1176.4134 | 257.1799 | 80.839 | 82.9668 | 248.2366 | 138.2482 | 79.5169 | 91.9992 | 8.2747 | 0.69383 | 0.53928 | 0.37581 | 58.1239 | 6.9315 | 2.1098 | 2.7726 | 0.18682 | 6.7466e-05 | 33.3165 | 1.2316 | 0.26588 | 0.20342 | 0.12113 | 3.0923 | 0.95683 | 0.95247 | 0.55956 | 76.2653 | 19.3192 | 34.9112 | 9.3149 | 137.4149 | 142.9468 | 2196.9745 | 270.548 | 322.4041 | 178.6294 | 867.3563 | 393.1082 | 93.5619 | 372.5051 | 0.049934 | 0.054687 | 0.0064715 | 0.085853 | 0.0078775 | 0.0068189 | 2.0684e-05 | 0.0018289 | 26.6592 | 12.3628 | 1.1024 | 0.1431 | 2.0568 | 6.1452 | 306.7666 | 88.4068 | 3.6699 | 5.7513 | 151.5647 | 8.5374 | 712.919 | 354.8885 | 213.5384 | 186.4325 | 67.2274 | 112.0218 | 39.8988 | 3055.0891 | 281.9753 | 95.9289 | 18.5561 | 136.4128 | 9.1795 | 227.8315 | 108.5404 | 11.6026 | 66.275 | 0.45697 | 3331.164 | 2.5987 | 5.8863 | 2.3651 | 2.145 | 10.0333 | 0.46299 | 0.67092 | 3.0074 | 0.32979 | 129.8091 | 47.7149 | 33.9968 | 85.1057 | 594.4212 | 60.0557 | 661.1663 | 9.7458 | 115.1286 | 735.3206 | 153.1252 | 97.2623 | 48.2647 | 75.8388 | 219.3017 | 56.1313 | 9.8755 | 175.2972 | 88.0509 | 10.9876 | 42.7237 | 642.2984 | 5.9547 | 66.602 | 72.2942 | 190.971 | 283.437 | 86.5067 | 45.7985 | 30.2759 | 50.0381 | 0.0088557 | 0.0010103 | 0.26494 | 28.3923 | 2.2326 | 14.3048 | 2.6437 | 320.1901 | 9.9098 | 4.0714 | 0.40105 | 6356.6922 | 966.7528 | 1491.3382 | 1022.7481 | 33.5308 | 1.084 | 22.0813 | 2.5842 | 4692.2377 | 1438.0242 | 491.9214 | 93.4436 | 131.0355 | 8.5267 | 149.9604 | 0.0011404 | 32.3849 | 0.15649 | 13.9827 | 74.0703 | 3.5103 | 53.2454 | 203.7727 | 0.12118 | 0.14915 | 0.26416 | 1.0269 | 0.1732 | 38.1063 | 0.0024309 | 13.8906 | 281.7171 | 0.015446 | 156.1069 | 4.7225 | 0.049658 | 0.75393 | 0.27602 | 5.0175 | 0.085472 | 1.451 | 1.0875 | 1.8304 | 5.9901 | 0.042399 | 0.38051 | 0.19092 | 10.5112 | 0.00044735 | 0.0026711 | 0.0018065 | 4.6247 | 0.018478 | 0.48744 | 0.20576 | 0.25189 | 0.000923 | 0.018976 | 0.018709 | 0.29389 | 0.0015697 | 0.02146 | 0.015929 | 1.464 | 0.0073862 | 0.071844 | 0.03328 | 0.57472 | 0.0053114 | 0.045385 | 0.20839 | 0.54709 | 0.27164 | 0.99368 | 358.0209 | 0.013525 | 1.9507 | 0.011935 | 4.1582 | 4.5854 | 2.9858 | 195.2524 | 0.39777 | 9.498 | 8.5045 | 14.5789 | 102829.8747 | 8.8252 | 337.1462 | 8.1959 | 4.4207 | 2.2282 | 2.0614 | 2.6212 | 1.5039 | 1.7388 | 12.7112 | 4.0916 | 0.74917 | 8.4317 | 2.5503 | 268.3551 | 8.6921 | 0.42443 | 18.0805 | 28.386 | 664.6412 | 60.6532 | 4.8959 | 2.9816 | 7.2024 | 8.0977 | 0.29156 | 1.1209 | 5.4292 | 6.572 | 6.5304 | 0.0021174 | 0.0011422 | 0.0039584 | 1.3832 | 9.3118e-05 | 0.0068034 | 6.4249e-05 | 0.020205 | 0.0026865 | 0.0083979 | 14.0719 | 0.00077706 | 0.61309 | 0.29991 | 7.9368 | 1.2227 | 0.034771 | 1.3512 | 0.32237 | 0.017604 | 0.0077999 | 0.006387 | 0.0036088 | 0.0056733 | 0.0071896 | 0.054644 | 0.074311 | 0.0035977 | 0.032381 | 0.0096896 | 1.237 | 0.00044758 | 0.00045355 | 0.1042 | 0.11647 | 2.6968 | 0.28721 | 0.019229 | 0.044842 | 0.028937 | 0.0357 | 0.0010588 | 0.0053514 | 0.020048 | 0.026853 | 0.027163 | 0.041092 | 0.018889 | 0.063781 | 19.6872 | 0.0011691 | 0.095496 | 0.00080346 | 0.42611 | 0.048423 | 0.14046 | 7.3427 | 0.010304 | 23.0466 | 14.8385 | 492.5305 | 30.8064 | 1.8411 | 29.4625 | 14.9157 | 0.93431 | 0.12142 | 0.10216 | 0.052425 | 0.086028 | 0.18088 | 2.0167 | 1.3465 | 0.046978 | 0.77739 | 0.16679 | 19.8815 | 0.0032937 | 0.0035325 | 11.0476 | 5.6897 | 166.6349 | 15.1198 | 1.672 | 0.66369 | 0.43078 | 0.60434 | 0.021701 | 0.087926 | 0.39731 | 1.1829 | 1.1582 | 0.026139 | 0.011121 | 0.016536 | 6.5023 | 0.00088319 | 0.23037 | 0.00058009 | 0.96414 | 0.066932 | 0.13675 | 4.9337 | 0.0079062 | 15.8561 | 8.9374 | 518.7688 | 19.6978 | 1.8536 | 20.1576 | 8.2246 | 0.57296 | 0.16236 | 0.20206 | 0.028482 | 0.098285 | 0.079204 | 1.9569 | 0.65041 | 0.1783 | 0.51271 | 0.21355 | 11.2524 | 0.0027538 | 0.0032254 | 3.8697 | 3.1311 | 57.972 | 7.5562 | 2.8764 | 0.24033 | 0.32636 | 0.60812 | 0.013073 | 0.051277 | 0.20807 | 1.1972 | 1.1873 | 0.14373 | 0.0015502 | 0.036605 | 0.012048 | 0.28631 | 0.27804 | 1.915 | 2.0077 | 3.7513 | 1.0641 | 1.6344
2 | 0.13835 | 0.015423 | 0.012407 | 1.4705 | 0.99452 | 0.99336 | 0.82145 | 0.098349 | 0.90395 | 0.51504 | 0.76004 | 0.71893 | 0.82102 | 0.21357 | 1612.0887 | 397.8814 | 0.94654 | 0.84254 | 0.20022 | 0.20794 | 0.11606 | 2.6934 | 1.3662 | 7.2047 | 814.6086 | 0.0022181 | 150.3112 | 96.5651 | 12.7681 | 169.542 | 12.6981 | 2.3724 | 53.2219 | 13.4568 | 10.9574 | 0.30238 | 2.0228 | 3.431 | 2702.0084 | 88.4017 | 106.2873 | 1547.3332 | 133.0965 | 93.0902 | 279.057 | 278.8263 | 250.3554 | 28.8614 | 47.6138 | 0.89697 | 0.25266 | 0.10511 | 0.017471 | 0.0023003 | 9.0065e-05 | 37.7866 | 10.2079 | 3.4404 | 0.85716 | 0.55707 | 0.095858 | 2.529 | 57.0992 | 6.0505 | 0.26096 | 0.78213 | 25.6774 | 96.2257 | 38.6488 | 21.2129 | 144.0133 | 7.7955 | 0.035281 | 0.29533 | 0.74188 | 45.3458 | 12.135 | 600.0603 | 118.1773 | 3.653 | 0.1025 | 0.39154 | 0.080139 | 287.0804 | 168.3293 | 94.9452 | 71.6243 | 13.6286 | 1255.8961 | 255.2746 | 69.0304 | 85.1057 | 267.9741 | 182.3437 | 80.9232 | 78.3277 | 7.1062 | 0.64987 | 0.90723 | 0.24758 | 54.4189 | 6.0747 | 2.248 | 1.9356 | 0.15808 | 7.461e-05 | 35.8612 | 1.2848 | 0.256 | 0.27317 | 0.16362 | 3.4308 | 0.95135 | 0.90105 | 0.38663 | 106.8906 | 18.4633 | 28.977 | 8.3335 | 144.8502 | 124.0933 | 2146.8815 | 216.9707 | 382.2473 | 200.2219 | 831.9254 | 350.0037 | 87.536 | 490.6898 | 0.28586 | 0.27632 | 0.14061 | 0.066047 | 0.0097983 | 0.0061931 | 2.4364e-05 | 0.0026618 | 39.5658 | 10.5684 | 0.86939 | 0.19208 | 2.1748 | 6.7627 | 423.2236 | 78.4847 | 3.178 | 5.0537 | 120.8901 | 9.3637 | 632.6346 | 328.5504 | 256.7703 | 226.9962 | 70.8653 | 87.9617 | 40.0385 | 3232.7025 | 325.0501 | 82.0576 | 18.771 | 107.5127 | 10.5856 | 246.1402 | 85.1856 | 12.8632 | 57.3162 | 0.35218 | 3549.9549 | 2.2675 | 6.4796 | 1.6118 | 2.9654 | 12.2045 | 0.56005 | 0.72258 | 2.9475 | 0.22313 | 131.8507 | 49.5729 | 29.2119 | 83.3481 | 748.1898 | 74.1358 | 627.783 | 8.1971 | 136.0585 | 742.0625 | 165.5157 | 94.1653 | 63.3845 | 62.0204 | 257.8647 | 55.2763 | 9.6463 | 203.1035 | 95.0739 | 11.5683 | 46.8685 | 676.3096 | 6.4596 | 78.5822 | 56.6349 | 206.8722 | 271.9328 | 97.4086 | 45.1381 | 34.9885 | 52.2709 | 0.009257 | 0.0012742 | 0.28012 | 32.8507 | 2.6097 | 13.8649 | 3.2084 | 247.2798 | 10.8867 | 5.8962 | 0.44959 | 6120.447 | 962.7454 | 1172.2574 | 1100.9243 | 31.7747 | 1.1589 | 27.0498 | 3.0818 | 5063.8708 | 1556.7024 | 607.137 | 101.3032 | 151.3574 | 10.2217 | 193.3132 | 0.0011712 | 37.6584 | 0.17601 | 12.67 | 94.1709 | 6.1279 | 67.2364 | 184.2924 | 0.12551 | 0.29472 | 0.201 | 0.9678 | 0.18699 | 41.6167 | 0.0022044 | 13.7336 | 288.943 | 0.016602 | 164.1333 | 4.3242 | 0.057161 | 0.64569 | 0.26644 | 4.5698 | 0.088319 | 1.5349 | 1.1994 | 1.9582 | 5.8062 | 0.043888 | 0.39222 | 0.17726 | 8.9504 | 0.00041788 | 0.0027654 | 0.0018767 | 4.9645 | 0.017356 | 0.51281 | 0.21667 | 0.28503 | 0.0011029 | 0.022863 | 0.017509 | 0.27412 | 0.0016943 | 0.023204 | 0.015586 | 1.5791 | 0.0076612 | 0.075598 | 0.038384 | 0.59748 | 0.0050626 | 0.041689 | 0.21377 | 0.51107 | 0.28632 | 0.98849 | 342.8819 | 0.014002 | 1.9828 | 0.012437 | 3.9459 | 4.0347 | 2.241 | 192.8819 | 0.5117 | 10.424 | 9.6438 | 15.2879 | 110297.3068 | 7.7367 | 324.6619 | 9.6823 | 4.2388 | 2.267 | 1.8166 | 2.8374 | 1.595 | 1.8471 | 14.7264 | 4.0199 | 0.6657 | 8.2612 | 3.0768 | 284.0755 | 8.9567 | 0.48831 | 17.7839 | 24.7478 | 673.7486 | 70.3989 | 4.2972 | 2.5923 | 7.9618 | 8.3714 | 0.24694 | 1.1623 | 5.0143 | 6.6743 | 6.7769 | 0.0020638 | 0.0011666 | 0.0045917 | 1.5415 | 9.4643e-05 | 0.0075428 | 6.0054e-05 | 0.019797 | 0.0027724 | 0.0078851 | 13.0941 | 0.00076837 | 0.6054 | 0.27404 | 7.5463 | 1.2054 | 0.035695 | 1.4195 | 0.29457 | 0.018729 | 0.0080979 | 0.0071465 | 0.0032772 | 0.0065173 | 0.0068915 | 0.053908 | 0.072619 | 0.0038097 | 0.030913 | 0.011521 | 1.2096 | 0.00047356 | 0.00039539 | 0.096447 | 0.12065 | 2.5831 | 0.28467 | 0.021263 | 0.043296 | 0.026662 | 0.037083 | 0.0012046 | 0.0048615 | 0.01885 | 0.023483 | 0.024005 | 0.038603 | 0.01871 | 0.056228 | 18.7751 | 0.0012713 | 0.10166 | 0.0008329 | 0.39148 | 0.048756 | 0.15796 | 7.1091 | 0.011831 | 22.1467 | 14.7213 | 503.5359 | 27.2743 | 1.7739 | 26.3446 | 15.0752 | 0.89675 | 0.10483 | 0.097611 | 0.053316 | 0.093584 | 0.18555 | 2.0419 | 1.3858 | 0.046169 | 0.87585 | 0.17681 | 20.1369 | 0.0031916 | 0.0032685 | 10.3272 | 4.8328 | 147.7155 | 15.4554 | 1.7168 | 0.60432 | 0.41037 | 0.64697 | 0.018998 | 0.088446 | 0.35672 | 0.98001 | 0.98663 | 0.024919 | 0.010188 | 0.015214 | 6.9979 | 0.00083363 | 0.21245 | 0.00056206 | 0.97922 | 0.059312 | 0.12339 | 5.4127 | 0.0093851 | 16.7869 | 8.4346 | 545.8821 | 17.7059 | 1.8032 | 19.6701 | 8.8172 | 0.51971 | 0.14323 | 0.22271 | 0.031666 | 0.1019 | 0.071801 | 1.86 | 0.64356 | 0.18072 | 0.45146 | 0.21148 | 12.8063 | 0.003272 | 0.002752 | 4.0101 | 2.7096 | 64.0453 | 8.6406 | 3.4542 | 0.26772 | 0.2936 | 0.67368 | 0.013675 | 0.054065 | 0.2239 | 1.1331 | 1.1476 | 0.16983 | 0.0017111 | 0.034122 | 0.012032 | 0.23292 | 0.33668 | 1.9506 | 1.7073 | 4.4775 | 1.3894 | 1.697
3 | 0.18435 | 0.038828 | 0.016717 | 1.4597 | 0.99274 | 0.9915 | 0.96541 | 0.037018 | 0.87638 | 0.60895 | 0.76344 | 0.75425 | 0.8502 | 0.22306 | 1688.2532 | 305.7597 | 0.95957 | 0.83275 | 0.17616 | 0.20538 | 0.16013 | 1.6458 | 1.9395 | 4.5719 | 687.129 | 0.0017561 | 152.4433 | 103.2602 | 12.9856 | 153.6821 | 14.6954 | 1.6806 | 64.4897 | 13.7765 | 12.7356 | 0.20688 | 1.3916 | 2.7921 | 2832.9129 | 95.5182 | 99.1598 | 1470.0448 | 112.9554 | 90.8413 | 232.5546 | 255.4235 | 196.3834 | 30.2341 | 52.2526 | 0.85738 | 0.1467 | 0.15434 | 0.01578 | 0.0020172 | 7.7199e-05 | 27.4344 | 10.9884 | 2.4821 | 0.76711 | 0.54364 | 0.08715 | 2.4069 | 49.5887 | 4.3956 | 0.27344 | 0.89767 | 26.1615 | 80.5222 | 25.6496 | 24.4668 | 153.3712 | 9.5034 | 0.037842 | 0.25535 | 0.72936 | 29.3721 | 18.1743 | 855.8213 | 123.9164 | 3.4802 | 0.12169 | 0.45239 | 0.082652 | 215.3695 | 146.1438 | 96.1625 | 69.4532 | 17.6436 | 1035.9526 | 274.9414 | 107.3564 | 90.5456 | 239.3325 | 142.2653 | 101.7517 | 86.6045 | 8.1765 | 0.78802 | 0.69484 | 0.4267 | 62.1414 | 6.4945 | 2.3852 | 2.4199 | 0.1829 | 9.4558e-05 | 36.7963 | 1.1131 | 0.23374 | 0.2465 | 0.19922 | 2.419 | 0.95091 | 0.85838 | 0.42911 | 75.4401 | 11.9337 | 32.766 | 8.4981 | 143.2033 | 210.6955 | 2235.9706 | 274.91 | 387.1661 | 195.9422 | 840.6439 | 329.3084 | 90.5808 | 394.4162 | 0.25763 | 0.2112 | 0.15696 | 0.077961 | 0.0074867 | 0.0053257 | 2.0564e-05 | 0.001871 | 34.3711 | 14.1346 | 0.9783 | 0.14157 | 2.0106 | 5.1114 | 331.3426 | 71.6338 | 3.7441 | 4.063 | 127.4897 | 8.0709 | 832.1137 | 352.3743 | 201.4197 | 202.9346 | 59.2351 | 106.4447 | 47.7909 | 3396.6846 | 288.734 | 91.062 | 22.4938 | 105.1064 | 10.62 | 231.0834 | 95.4388 | 12.4724 | 58.7742 | 0.4307 | 2540.8689 | 2.1725 | 5.6416 | 2.1962 | 3.3222 | 8.3338 | 0.57132 | 1.0139 | 3.2723 | 0.21058 | 126.7413 | 39.6718 | 33.2726 | 99.81 | 774.5777 | 63.2618 | 609.9762 | 8.8942 | 112.2574 | 636.3964 | 135.6328 | 83.7309 | 58.7943 | 77.5872 | 247.0487 | 60.4673 | 8.8117 | 161.0863 | 91.0051 | 10.352 | 49.5671 | 619.1539 | 5.5615 | 83.0268 | 62.1108 | 184.7726 | 319.4278 | 72.4035 | 46.9087 | 36.4779 | 44.8918 | 0.010183 | 0.0011194 | 0.29518 | 27.2769 | 2.3292 | 12.071 | 2.6966 | 266.5567 | 10.6683 | 4.3204 | 0.60983 | 6598.3084 | 884.008 | 1526.9685 | 1347.2816 | 27.2332 | 1.2683 | 20.902 | 3.0099 | 4782.5332 | 1212.5705 | 624.4388 | 95.6543 | 154.3869 | 8.4328 | 158.3434 | 0.0013287 | 27.7575 | 0.16758 | 13.6217 | 91.7118 | 4.5585 | 56.1584 | 178.9357 | 0.10992 | 0.37157 | 0.20781 | 1.1247 | 0.19739 | 36.1171 | 0.0024823 | 14.8227 | 336.0542 | 0.016253 | 144.2112 | 4.9019 | 0.050266 | 0.71904 | 0.28975 | 4.9923 | 0.094517 | 1.3665 | 1.0439 | 1.8851 | 5.4775 | 0.043753 | 0.34979 | 0.19712 | 8.8237 | 0.00042936 | 0.0024652 | 0.0019938 | 4.9261 | 0.016308 | 0.50802 | 0.18637 | 0.25575 | 0.001008 | 0.022442 | 0.01621 | 0.26731 | 0.0016407 | 0.022714 | 0.014786 | 1.6319 | 0.0079718 | 0.068473 | 0.037505 | 0.53487 | 0.005396 | 0.039205 | 0.18045 | 0.53317 | 0.30327 | 1.1291 | 374.4604 | 0.015112 | 1.9477 | 0.01119 | 3.2285 | 4.3486 | 2.211 | 190.7528 | 0.11083 | 10.6035 | 9.3205 | 13.3385 | 103997.3079 | 9.2797 | 315.8232 | 9.5902 | 4.2802 | 2.1176 | 1.8937 | 3.0629 | 1.6247 | 1.8366 | 14.775 | 3.6865 | 0.78148 | 8.1 | 2.6357 | 251.7865 | 7.6608 | 0.4185 | 20.3418 | 26.8086 | 593.1243 | 65.9518 | 4.8224 | 2.8543 | 7.7429 | 8.3151 | 0.24255 | 1.1132 | 4.8113 | 7.5304 | 5.793 | 0.0021696 | 0.0012862 | 0.0046415 | 1.4847 | 8.7507e-05 | 0.0076427 | 5.3754e-05 | 0.019707 | 0.0025997 | 0.0078497 | 13.2692 | 0.00068014 | 0.66847 | 0.29518 | 8.2929 | 1.2308 | 0.038817 | 1.333 | 0.27827 | 0.020915 | 0.0076877 | 0.0064505 | 0.0034339 | 0.0057252 | 0.0063703 | 0.064281 | 0.071181 | 0.0037101 | 0.035554 | 0.010976 | 1.2013 | 0.00047 | 0.00040318 | 0.094047 | 0.12628 | 3.0345 | 0.29037 | 0.02337 | 0.047692 | 0.029057 | 0.034223 | 0.0010662 | 0.0055432 | 0.020781 | 0.02466 | 0.023386 | 0.043752 | 0.018032 | 0.064604 | 19.7421 | 0.001341 | 0.10874 | 0.00082159 | 0.45299 | 0.044943 | 0.14635 | 6.9321 | 0.012156 | 23.4827 | 13.7444 | 531.1503 | 25.7197 | 1.8984 | 29.3903 | 14.7461 | 0.91601 | 0.11346 | 0.093896 | 0.057156 | 0.10087 | 0.1845 | 1.9616 | 1.2907 | 0.042342 | 0.90829 | 0.18003 | 18.361 | 0.0037824 | 0.0037851 | 10.8292 | 5.1277 | 152.9127 | 14.3174 | 1.7941 | 0.64003 | 0.38208 | 0.57342 | 0.019664 | 0.090894 | 0.3388 | 1.117 | 1.1142 | 0.025752 | 0.011494 | 0.016773 | 6.4729 | 0.00076006 | 0.23816 | 0.00060149 | 0.90381 | 0.059903 | 0.12949 | 5.3695 | 0.0081265 | 17.675 | 7.7798 | 512.8206 | 18.1222 | 1.9386 | 19.3165 | 8.7699 | 0.56118 | 0.15312 | 0.23978 | 0.027366 | 0.11548 | 0.074477 | 1.8708 | 0.54404 | 0.19317 | 0.54156 | 0.22273 | 13.4339 | 0.0027439 | 0.003145 | 3.5734 | 2.7612 | 66.5875 | 8.8686 | 3.2149 | 0.26431 | 0.30805 | 0.69615 | 0.012458 | 0.055378 | 0.24424 | 1.3074 | 1.2576 | 0.16392 | 0.0015396 | 0.040317 | 0.011796 | 0.31259 | 0.31265 | 1.8007 | 1.8301 | 3.6475 | 1.4267 | 1.6185
4 | 0.14148 | 0.026463 | 0.024525 | 1.2113 | 0.99389 | 0.99864 | 0.94462 | 0.057493 | 0.83928 | 0.54249 | 0.60821 | 0.79386 | 0.89995 | 0.20605 | 1255.175 | 278.8541 | 0.95773 | 0.8496 | 0.2062 | 0.22614 | 0.2874 | 2.2853 | 1.6326 | 6.0518 | 620.1667 | 0.0058948 | 171.2481 | 129.7432 | 14.7772 | 133.7132 | 14.3269 | 2.1722 | 45.8803 | 14.9739 | 12.4808 | 0.28253 | 1.9452 | 2.2344 | 2476.3071 | 91.6564 | 99.9028 | 1526.4177 | 116.0642 | 84.9517 | 302.6065 | 231.3052 | 239.0772 | 33.1741 | 46.4848 | 0.79767 | 0.04931 | 0.24641 | 0.013918 | 0.0016348 | 8.0672e-05 | 36.6176 | 12.7061 | 3.2546 | 0.97397 | 0.7149 | 0.11712 | 2.0818 | 60.455 | 11.9604 | 0.30181 | 0.78515 | 17.9705 | 106.624 | 32.8605 | 20.0157 | 126.759 | 8.6349 | 0.031905 | 0.32081 | 0.71651 | 33.0532 | 19.8554 | 531.5909 | 110.018 | 2.8196 | 0.074465 | 0.71387 | 0.099967 | 339.4373 | 157.6744 | 93.5294 | 66.2737 | 14.6232 | 1205.7916 | 241.0009 | 101.7289 | 76.3437 | 256.941 | 146.6448 | 90.1276 | 80.4042 | 8.3556 | 0.84656 | 0.86317 | 0.55907 | 69.3287 | 4.8174 | 1.8952 | 2.5931 | 0.14778 | 8.9454e-05 | 28.7875 | 1.1471 | 0.21674 | 0.21326 | 0.15314 | 3.5983 | 0.9535 | 1.0218 | 0.37285 | 110.1008 | 12.6361 | 36.5639 | 8.7674 | 127.5301 | 195.2593 | 2263.3882 | 247.7609 | 306.0657 | 152.7742 | 696.616 | 403.2902 | 78.7964 | 450.1368 | 0.020242 | 0.26079 | 0.034783 | 0.062306 | 0.010683 | 0.0048558 | 1.9392e-05 | 0.0022129 | 28.5764 | 12.2314 | 1.1385 | 0.17573 | 2.8584 | 6.6181 | 313.0543 | 60.2973 | 3.4521 | 5.9664 | 138.0655 | 9.9475 | 847.6294 | 334.9836 | 250.8155 | 199.6686 | 68.4893 | 110.5135 | 41.4322 | 3487.0477 | 320.8765 | 102.6128 | 19.8679 | 139.5447 | 9.4788 | 212.7535 | 112.0453 | 11.7308 | 51.4974 | 0.32665 | 2646.8555 | 2.0929 | 5.9335 | 2.1357 | 2.8863 | 9.1384 | 0.41742 | 0.77659 | 3.9099 | 0.288 | 109.1808 | 46.8034 | 30.3359 | 98.568 | 660.2931 | 67.9359 | 554.5917 | 9.9704 | 139.4744 | 800.3024 | 145.6243 | 99.9094 | 57.2345 | 76.7595 | 253.3827 | 51.8274 | 8.2659 | 173.2173 | 83.08 | 9.5761 | 54.1548 | 689.1574 | 7.1083 | 83.9668 | 57.975 | 200.5459 | 301.2694 | 79.7184 | 51.5591 | 31.2351 | 41.8022 | 0.0097913 | 0.0010939 | 0.25376 | 39.017 | 2.8515 | 13.6078 | 3.3762 | 251.3463 | 9.3588 | 5.2386 | 0.49908 | 6280.6187 | 799.3754 | 1359.2858 | 1065.0037 | 28.0014 | 1.0061 | 23.4571 | 2.7801 | 4986.8887 | 1632.7319 | 537.7912 | 108.694 | 147.3151 | 9.038 | 147.2541 | 0.0014491 | 34.3817 | 0.16418 | 11.2959 | 59.2041 | 3.3917 | 90.0948 | 226.8199 | 0.12627 | 0.16701 | 0.25241 | 0.84308 | 0.13355 | 37.0512 | 0.0024014 | 14.7238 | 285.7647 | 0.018718 | 147.5504 | 4.6586 | 0.050854 | 0.69099 | 0.28533 | 4.7898 | 0.092458 | 1.3934 | 1.1163 | 1.8539 | 5.714 | 0.042233 | 0.38651 | 0.19853 | 9.4918 | 0.0004545 | 0.0027972 | 0.0021275 | 5.01 | 0.019237 | 0.51825 | 0.19104 | 0.29267 | 0.00098159 | 0.020329 | 0.016063 | 0.3004 | 0.0015707 | 0.021804 | 0.014405 | 1.5007 | 0.0069243 | 0.074515 | 0.036211 | 0.54733 | 0.0054158 | 0.042057 | 0.21836 | 0.54134 | 0.29154 | 0.97795 | 317.2134 | 0.015584 | 2.0073 | 0.011053 | 3.7742 | 4.8053 | 2.8803 | 186.5215 | 0.10152 | 9.274 | 9.4641 | 14.9361 | 112910.7995 | 8.9416 | 327.3239 | 8.5024 | 4.7483 | 2.0014 | 1.9159 | 2.8558 | 1.4695 | 1.9434 | 13.6629 | 4.4403 | 0.73144 | 7.4868 | 2.5775 | 274.8589 | 7.8833 | 0.45741 | 18.6199 | 28.9405 | 637.9743 | 58.6816 | 4.6686 | 2.9242 | 7.6669 | 7.8201 | 0.27968 | 1.2209 | 4.936 | 6.7694 | 6.0804 | 0.0018784 | 0.0013667 | 0.0043622 | 1.4359 | 9.3964e-05 | 0.0065606 | 5.827e-05 | 0.017368 | 0.0027967 | 0.0075583 | 12.1021 | 0.00073126 | 0.64704 | 0.31946 | 8.6892 | 1.2456 | 0.039417 | 1.235 | 0.28244 | 0.019735 | 0.0070349 | 0.007019 | 0.0037538 | 0.0065697 | 0.0068127 | 0.053402 | 0.075623 | 0.0036768 | 0.031856 | 0.010593 | 1.1372 | 0.00042121 | 0.00046172 | 0.10577 | 0.12965 | 2.7419 | 0.2915 | 0.023089 | 0.050113 | 0.026964 | 0.035428 | 0.0011143 | 0.0054497 | 0.018242 | 0.022763 | 0.023251 | 0.041684 | 0.015762 | 0.060584 | 17.8074 | 0.0013336 | 0.093068 | 0.00083807 | 0.43506 | 0.04985 | 0.15429 | 6.7149 | 0.010454 | 20.3895 | 12.9621 | 459.8236 | 27.5998 | 1.823 | 30.8415 | 13.2505 | 0.89983 | 0.10643 | 0.09243 | 0.058222 | 0.098834 | 0.16224 | 1.9266 | 1.4222 | 0.043153 | 0.9157 | 0.16366 | 20.6703 | 0.0032634 | 0.003397 | 10.0414 | 5.1858 | 149.0652 | 13.9133 | 1.6989 | 0.60946 | 0.39879 | 0.61417 | 0.022397 | 0.10017 | 0.36936 | 0.99497 | 0.97861 | 0.026449 | 0.011387 | 0.014267 | 7.4963 | 0.00080254 | 0.22574 | 0.00061217 | 0.98331 | 0.06267 | 0.13461 | 5.21 | 0.0088823 | 15.4639 | 8.6629 | 564.675 | 18.7927 | 1.7622 | 19.8288 | 8.5653 | 0.5037 | 0.1441 | 0.20511 | 0.027802 | 0.11757 | 0.083595 | 2.0847 | 0.63626 | 0.18752 | 0.4782 | 0.22478 | 11.1301 | 0.0032062 | 0.0032748 | 3.5187 | 2.9144 | 63.1594 | 9.1169 | 2.9645 | 0.26116 | 0.27008 | 0.6257 | 0.014644 | 0.050824 | 0.21894 | 1.2873 | 1.1215 | 0.16026 | 0.0016883 | 0.040203 | 0.013148 | 0.31057 | 0.23377 | 1.7422 | 1.7282 | 3.8509 | 1.3231 | 1.6796
5 | 0.18363 | 0.011109 | 0.021937 | 1.1937 | 0.99191 | 0.9958 | 0.79713 | 0.046897 | 0.8861 | 0.65471 | 0.7231 | 0.77896 | 0.81525 | 0.17617 | 2029.6191 | 272.0092 | 0.95238 | 0.83049 | 0.16064 | 0.32895 | 0.25496 | 0.45858 | 1.7923 | 5.3482 | 421.5104 | 0.0067141 | 165.9171 | 94.1916 | 11.6758 | 157.0915 | 12.2698 | 1.8493 | 48.6278 | 15.4945 | 13.269 | 0.25888 | 1.8371 | 2.4338 | 2357.816 | 96.213 | 96.0758 | 1606.5372 | 103.928 | 96.5864 | 263.5845 | 224.4885 | 240.1954 | 32.7479 | 57.8075 | 0.7793 | 0.134 | 0.26805 | 0.015208 | 0.0018092 | 9.4013e-05 | 28.8539 | 11.2441 | 3.1681 | 0.69047 | 0.49971 | 0.099069 | 1.9819 | 69.1437 | 5.2759 | 0.34996 | 0.90647 | 19.9422 | 100.4641 | 36.5103 | 18.8944 | 134.8002 | 9.7273 | 0.036669 | 0.31953 | 0.84224 | 32.1755 | 21.3138 | 541.1488 | 100.5563 | 2.1423 | 0.096791 | 0.42958 | 0.11214 | 352.0298 | 125.8221 | 79.4346 | 72.7722 | 14.8875 | 1346.8994 | 259.3926 | 86.6573 | 87.4837 | 282.5641 | 155.0952 | 87.3288 | 82.651 | 7.6894 | 0.44086 | 0.62956 | 0.19133 | 51.7971 | 6.9831 | 2.0416 | 2.5104 | 0.16302 | 8.6285e-05 | 33.0012 | 1.0427 | 0.24948 | 0.22284 | 0.13152 | 2.5818 | 0.95499 | 1.2166 | 0.38228 | 103.8799 | 17.9246 | 26.0258 | 8.6313 | 138.5446 | 172.0044 | 1904.5961 | 236.5337 | 403.3525 | 164.9723 | 899.6989 | 361.056 | 99.1952 | 442.7699 | 0.41558 | 0.28958 | 0.20362 | 0.063852 | 0.007301 | 0.0063685 | 2.5477e-05 | 0.002358 | 36.1897 | 11.913 | 1.1855 | 0.16694 | 2.6898 | 5.447 | 356.5478 | 74.8871 | 2.8176 | 5.6117 | 156.399 | 8.6849 | 672.8269 | 322.6149 | 229.1636 | 189.2225 | 56.3614 | 98.8365 | 41.1483 | 3611.6417 | 308.195 | 79.2351 | 21.1398 | 113.5406 | 10.1353 | 198.6304 | 99.4518 | 13.6275 | 64.0598 | 0.47464 | 2469.5287 | 2.5394 | 5.3561 | 1.6845 | 2.2227 | 11.7449 | 0.53915 | 0.92755 | 3.8498 | 0.27821 | 111.1824 | 42.0301 | 31.7664 | 97.3105 | 729.3576 | 58.9089 | 584.0364 | 8.3519 | 127.8625 | 626.5145 | 151.1618 | 82.3153 | 54.7046 | 59.2696 | 196.5913 | 47.0099 | 8.9206 | 153.0414 | 77.3705 | 9.9402 | 41.6636 | 666.6183 | 6.9945 | 74.7047 | 65.4528 | 179.22 | 244.9942 | 81.2264 | 55.8637 | 27.415 | 39.2815 | 0.0095339 | 0.0012179 | 0.32912 | 33.6979 | 2.4739 | 11.712 | 2.2976 | 208.7508 | 12.0093 | 6.1627 | 0.46509 | 5705.0093 | 921.3233 | 1247.667 | 1413.428 | 31.2123 | 0.66287 | 21.8728 | 2.479 | 5772.5727 | 1495.0816 | 633.6129 | 99.0667 | 122.4792 | 8.8531 | 163.4623 | 0.0014054 | 28.829 | 0.15783 | 11.7613 | 63.8535 | 6.0674 | 47.0837 | 212.7434 | 0.12397 | 0.36878 | 0.22755 | 1.1785 | 0.18931 | 36.9852 | 0.0020488 | 13.4784 | 299.1193 | 0.018203 | 145.1549 | 4.3973 | 0.052086 | 0.67731 | 0.28733 | 5.2455 | 0.093689 | 1.4132 | 1.025 | 1.8521 | 5.3523 | 0.042996 | 0.35907 | 0.1884 | 10.7479 | 0.00044292 | 0.0026973 | 0.0020813 | 4.1661 | 0.018772 | 0.49619 | 0.21201 | 0.24101 | 0.00096449 | 0.022718 | 0.018471 | 0.30979 | 0.0016261 | 0.020643 | 0.013546 | 1.5968 | 0.0070145 | 0.070159 | 0.035128 | 0.5268 | 0.0056062 | 0.040016 | 0.18862 | 0.52624 | 0.26892 | 1.0209 | 258.2982 | 0.017767 | 1.9813 | 0.011823 | 4.7875 | 5.5318 | 2.4991 | 187.8268 | 0.30933 | 10.5092 | 8.2357 | 13.8925 | 111471.0133 | 9.0345 | 320.0065 | 8.6835 | 4.1865 | 1.8719 | 1.7579 | 2.52 | 1.6495 | 1.9789 | 13.4315 | 4.1647 | 0.69367 | 8.7974 | 2.7618 | 252.5632 | 9.0863 | 0.4428 | 18.8342 | 26.3964 | 587.6378 | 61.8694 | 4.9631 | 2.7377 | 7.6223 | 7.1743 | 0.27628 | 1.3487 | 5.2002 | 7.5699 | 6.6382 | 0.0022627 | 0.0011852 | 0.0038916 | 1.3812 | 9.6907e-05 | 0.0072254 | 5.4836e-05 | 0.018811 | 0.0023815 | 0.0077288 | 12.4212 | 0.00078697 | 0.6847 | 0.31525 | 7.4734 | 1.1747 | 0.037633 | 1.2789 | 0.27934 | 0.019144 | 0.0070817 | 0.0076017 | 0.0038451 | 0.0064298 | 0.0075694 | 0.055633 | 0.078262 | 0.0033586 | 0.034269 | 0.010506 | 1.0305 | 0.00046692 | 0.00046504 | 0.1031 | 0.11053 | 2.7271 | 0.32714 | 0.02092 | 0.049268 | 0.028645 | 0.036095 | 0.0011724 | 0.0047975 | 0.019825 | 0.026511 | 0.026558 | 0.038126 | 0.016944 | 0.061559 | 17.5973 | 0.0013568 | 0.10315 | 0.00079178 | 0.44973 | 0.047846 | 0.14007 | 7.5874 | 0.01122 | 19.8326 | 13.4858 | 511.2429 | 29.9524 | 1.9246 | 25.9076 | 14.4721 | 0.98377 | 0.099656 | 0.092999 | 0.059949 | 0.10328 | 0.15447 | 1.7131 | 1.5096 | 0.048177 | 0.79282 | 0.15733 | 21.2672 | 0.0031194 | 0.0036188 | 10.6543 | 5.2047 | 167.4271 | 14.9357 | 1.809 | 0.69336 | 0.4199 | 0.62306 | 0.019214 | 0.099352 | 0.37198 | 1.1275 | 1.0338 | 0.025594 | 0.011018 | 0.015775 | 6.3892 | 0.00086654 | 0.2107 | 0.00062159 | 0.94682 | 0.063343 | 0.11828 | 5.0268 | 0.0083535 | 16.5534 | 8.3259 | 500.5762 | 17.4228 | 1.8383 | 17.5349 | 9.1319 | 0.54946 | 0.15431 | 0.23786 | 0.029372 | 0.097786 | 0.080296 | 1.8861 | 0.62032 | 0.1671 | 0.45937 | 0.2175 | 11.4658 | 0.0030172 | 0.0032097 | 3.9113 | 2.6791 | 56.7311 | 7.8826 | 2.9301 | 0.25404 | 0.30045 | 0.6673 | 0.012754 | 0.049612 | 0.20462 | 1.1076 | 1.2145 | 0.14879 | 0.0014744 | 0.03597 | 0.01093 | 0.2915 | 0.29351 | 1.6756 | 1.6506 | 3.5315 | 1.5709 | 1.3407
6 | 0.17952 | 0.01429 | 0.014216 | 1.2726 | 0.99582 | 0.99395 | 0.68892 | 0.040395 | 0.86552 | 0.4542 | 0.8947 | 0.74355 | 0.78605 | 0.2367 | 1981.4522 | 297.4636 | 0.96137 | 0.85219 | 0.14643 | 0.16955 | 0.26641 | 3.2352 | 2.0306 | 8.5112 | 271.8709 | 0.0086901 | 137.1286 | 113.1756 | 14.3623 | 145.5912 | 13.6194 | 1.8084 | 62.179 | 13.2956 | 11.8212 | 0.26134 | 2.9104 | 2.8219 | 2984.1096 | 75.6823 | 103.6213 | 1737.4885 | 115.623 | 88.5216 | 257.1193 | 263.4423 | 217.3855 | 37.5395 | 45.2879 | 0.74918 | 0.094515 | 0.081333 | 0.018989 | 0.0020419 | 6.6172e-05 | 35.2029 | 12.3431 | 2.731 | 0.72892 | 0.59961 | 0.10847 | 2.0396 | 48.2972 | 8.5881 | 0.31918 | 0.82334 | 25.5222 | 111.1121 | 29.9438 | 17.8323 | 145.1418 | 8.0937 | 0.033891 | 0.30632 | 0.77261 | 31.4387 | 16.6742 | 820.1188 | 88.4951 | 2.352 | 0.11103 | 0.68739 | 0.10314 | 317.6757 | 154.6642 | 91.7989 | 58.2743 | 16.4186 | 1064.4192 | 221.6378 | 90.0906 | 80.1761 | 223.5704 | 180.2516 | 98.5454 | 69.6658 | 7.4333 | 0.81297 | 0.71511 | 0.14867 | 59.1276 | 5.6453 | 2.0168 | 2.8244 | 0.16906 | 8.2631e-05 | 27.8777 | 1.0826 | 0.26159 | 0.23189 | 0.15697 | 2.7404 | 0.9554 | 1.2828 | 0.54416 | 89.4963 | 17.046 | 33.767 | 8.9032 | 147.7269 | 109.5623 | 1852.7013 | 259.3771 | 329.1601 | 202.4403 | 859.2906 | 405.5973 | 101.2353 | 408.9542 | 0.084449 | 0.18361 | 0.067605 | 0.066961 | 0.010294 | 0.0060815 | 2.6725e-05 | 0.0019083 | 36.6936 | 9.7462 | 0.89127 | 0.13729 | 2.6389 | 5.7979 | 427.4253 | 94.1578 | 3.8923 | 6.1503 | 118.7913 | 7.8391 | 823.9727 | 286.8046 | 234.6356 | 193.2989 | 60.6656 | 87.8598 | 36.3502 | 2939.5069 | 303.7904 | 88.5213 | 21.4455 | 133.6424 | 8.5966 | 200.6776 | 90.9165 | 11.0256 | 61.2873 | 0.347 | 3466.146 | 1.9434 | 4.9997 | 1.8053 | 2.5456 | 11.1087 | 0.55241 | 0.99776 | 3.7435 | 0.2524 | 110.7822 | 48.904 | 36.0273 | 93.2484 | 616.5379 | 56.7423 | 727.5519 | 10.1516 | 124.9685 | 659.8085 | 125.5641 | 106.7329 | 49.875 | 68.4307 | 217.8417 | 62.7273 | 7.5711 | 157.5894 | 85.6875 | 11.0268 | 50.7778 | 591.1754 | 5.9033 | 81.9896 | 66.8458 | 183.7822 | 293.2854 | 77.1739 | 50.5117 | 27.9918 | 51.3118 | 0.011479 | 0.0013378 | 0.2389 | 26.4926 | 2.1802 | 9.2177 | 2.3575 | 218.4862 | 10.0049 | 5.4284 | 0.38771 | 7070.0489 | 846.7261 | 1305.2724 | 1496.0774 | 34.6538 | 0.93044 | 23.9957 | 3.1288 | 5569.7469 | 1401.717 | 509.2483 | 86.0601 | 120.2018 | 7.9762 | 161.0436 | 0.001482 | 38.7536 | 0.18952 | 11.1295 | 81.1306 | 4.3383 | 62.5114 | 224.7384 | 0.10372 | 0.17558 | 0.22154 | 1.2502 | 0.19496 | 39.529 | 0.0022405 | 15.1594 | 304.2545 | 0.018163 | 155.1555 | 4.5914 | 0.053465 | 0.68618 | 0.27723 | 5.1552 | 0.091015 | 1.4071 | 1.0683 | 2.0639 | 5.8952 | 0.041927 | 0.38871 | 0.18559 | 9.6418 | 0.00043205 | 0.0026265 | 0.0019072 | 4.7418 | 0.018098 | 0.53626 | 0.22103 | 0.28588 | 0.00091307 | 0.020731 | 0.018027 | 0.29843 | 0.0016086 | 0.020263 | 0.016178 | 1.4866 | 0.0066851 | 0.076204 | 0.034554 | 0.51803 | 0.0046396 | 0.037426 | 0.19301 | 0.52808 | 0.27927 | 1.1483 | 333.358 | 0.012426 | 1.9554 | 0.011393 | 4.5938 | 4.9689 | 3.0076 | 192.214 | 0.24776 | 9.3781 | 8.8222 | 14.039 | 116189.2428 | 9.3499 | 312.9324 | 8.9332 | 4.6322 | 2.0148 | 1.9936 | 2.5655 | 1.4559 | 1.8994 | 13.9406 | 4.2677 | 0.67269 | 8.1793 | 2.8911 | 247.2095 | 7.567 | 0.45278 | 19.2359 | 28.0854 | 683.8529 | 59.8158 | 4.529 | 3.0873 | 7.482 | 8.4392 | 0.25618 | 1.3145 | 4.7397 | 7.3585 | 6.5836 | 0.0022229 | 0.001316 | 0.003853 | 1.4536 | 9.0025e-05 | 0.0067244 | 5.6631e-05 | 0.017972 | 0.0025233 | 0.0079901 | 12.9252 | 0.00071136 | 0.69214 | 0.30805 | 7.8202 | 1.3222 | 0.039679 | 1.2169 | 0.29285 | 0.018438 | 0.0072676 | 0.0073155 | 0.0036532 | 0.0062707 | 0.0070699 | 0.06082 | 0.08015 | 0.0039509 | 0.036033 | 0.010109 | 1.0623 | 0.00047896 | 0.00042793 | 0.099546 | 0.10848 | 2.8937 | 0.32886 | 0.022999 | 0.045334 | 0.028294 | 0.032024 | 0.001186 | 0.0049581 | 0.021914 | 0.025493 | 0.026315 | 0.03774 | 0.018516 | 0.058826 | 17.2438 | 0.0011584 | 0.1065 | 0.00092516 | 0.41885 | 0.050508 | 0.14551 | 7.7816 | 0.011554 | 20.5472 | 13.6078 | 519.1636 | 26.9743 | 1.7174 | 31.1312 | 15.4908 | 0.93481 | 0.10596 | 0.095064 | 0.056477 | 0.089778 | 0.16056 | 1.9014 | 1.4018 | 0.041679 | 0.89536 | 0.17652 | 21.178 | 0.0035523 | 0.0037487 | 9.908 | 5.2561 | 163.155 | 14.6489 | 1.621 | 0.6574 | 0.44791 | 0.57834 | 0.021516 | 0.085534 | 0.34531 | 1.0055 | 1.1305 | 0.026623 | 0.010616 | 0.014084 | 6.7 | 0.00075755 | 0.20158 | 0.00063059 | 0.84537 | 0.065111 | 0.11879 | 5.7951 | 0.0087259 | 17.3356 | 7.6325 | 497.707 | 20.766 | 1.7911 | 20.2515 | 8.5321 | 0.5455 | 0.14033 | 0.21353 | 0.030743 | 0.11016 | 0.078049 | 1.9032 | 0.59177 | 0.19551 | 0.53527 | 0.19817 | 12.2751 | 0.0028614 | 0.0030184 | 4.0293 | 2.8703 | 67.9875 | 8.3774 | 3.3523 | 0.2474 | 0.28849 | 0.68528 | 0.014043 | 0.057292 | 0.21179 | 1.143 | 1.1561 | 0.1448 | 0.0016637 | 0.034899 | 0.012434 | 0.30581 | 0.32328 | 1.5107 | 1.7823 | 3.4484 | 1.4935 | 1.399
7 | 0.16451 | 0.036123 | 0.0048801 | 1.3317 | 0.99082 | 0.99795 | 0.87845 | 0.086445 | 0.82676 | 0.50066 | 0.6613 | 0.74935 | 0.76517 | 0.23009 | 2226.3474 | 418.5935 | 0.93426 | 0.80531 | 0.15167 | 0.30542 | 0.18683 | 0.1093 | 1.5199 | 6.7611 | 522.4195 | 0.0010663 | 160.946 | 90.6813 | 17.0972 | 141.0169 | 16.188 | 1.6671 | 48.2076 | 12.8922 | 14.5286 | 0.24841 | 1.6322 | 3.2148 | 2663.3506 | 98.4371 | 106.9587 | 1476.4454 | 99.9218 | 79.2421 | 236.015 | 284.5927 | 247.2354 | 31.7114 | 58.4487 | 0.74228 | 0.079894 | 0.27959 | 0.01929 | 0.001578 | 9.1965e-05 | 34.7555 | 13.1289 | 2.9124 | 0.78321 | 0.52767 | 0.091659 | 2.6903 | 69.0619 | 1.8397 | 0.30741 | 0.86546 | 20.3922 | 87.8862 | 35.8632 | 17.2989 | 142.2215 | 9.5794 | 0.032342 | 0.24306 | 0.94129 | 38.3667 | 15.3248 | 719.5342 | 104.8918 | 2.8294 | 0.12998 | 0.54753 | 0.078556 | 234.5605 | 149.9192 | 100.8122 | 68.1229 | 15.9053 | 1320.3621 | 246.2994 | 105.1769 | 77.6297 | 245.7118 | 160.1789 | 96.3156 | 82.5221 | 7.2782 | 0.52141 | 0.90311 | 0.38926 | 60.968 | 6.7573 | 1.7272 | 2.4931 | 0.19943 | 6.5143e-05 | 33.9592 | 0.85456 | 0.24433 | 0.25707 | 0.18424 | 3.1558 | 0.95761 | 1.3768 | 0.50492 | 73.4697 | 14.0173 | 30.2474 | 7.7986 | 156.4341 | 100.9618 | 1995.2891 | 240.7533 | 309.6975 | 198.856 | 793.4987 | 324.2079 | 83.3045 | 368.1768 | 0.12402 | 0.39661 | 0.044802 | 0.071998 | 0.0099182 | 0.0065098 | 2.325e-05 | 0.0024758 | 38.8578 | 14.3599 | 1.0231 | 0.18779 | 2.4891 | 5.9485 | 350.6533 | 65.5857 | 3.3584 | 3.8243 | 135.3217 | 8.4269 | 721.147 | 295.3917 | 238.5615 | 222.3722 | 61.0968 | 97.537 | 39.1894 | 3737.5008 | 271.3563 | 87.6824 | 20.812 | 106.8147 | 9.9202 | 254.3275 | 101.0348 | 12.9854 | 49.7113 | 0.46677 | 3286.4288 | 2.1336 | 6.3544 | 1.9294 | 3.214 | 11.201 | 0.61003 | 0.96347 | 4.0036 | 0.22783 | 134.5301 | 52.584 | 37.1118 | 96.1861 | 621.1623 | 61.0132 | 563.9552 | 10.1905 | 130.7342 | 692.1457 | 157.5223 | 91.9766 | 51.9553 | 73.3795 | 240.5111 | 57.902 | 8.7396 | 164.3983 | 85.4659 | 11.2426 | 52.0353 | 556.9028 | 6.5956 | 71.8922 | 59.6763 | 203.0667 | 288.2624 | 90.5988 | 42.9317 | 31.6465 | 42.1652 | 0.012366 | 0.0011331 | 0.30569 | 33.9088 | 1.9973 | 11.0648 | 3.326 | 292.9036 | 12.2863 | 4.8408 | 0.56567 | 7321.6027 | 857.1623 | 1435.3777 | 1523.2809 | 30.5881 | 1.2312 | 22.5219 | 3.0312 | 5407.9901 | 1503.3545 | 612.5762 | 81.8808 | 125.3955 | 8.0573 | 170.9834 | 0.0016118 | 34.4951 | 0.1841 | 13.0678 | 48.318 | 4.9909 | 67.95 | 171.3094 | 0.1154 | 0.23423 | 0.22019 | 0.88459 | 0.1698 | 38.5466 | 0.0024673 | 15.7702 | 332.3479 | 0.017565 | 162.2591 | 4.4737 | 0.054239 | 0.65901 | 0.26206 | 4.894 | 0.094268 | 1.4255 | 1.0966 | 1.8775 | 5.5429 | 0.042741 | 0.3531 | 0.20403 | 9.4832 | 0.0004589 | 0.0024037 | 0.0018433 | 4.6184 | 0.015998 | 0.56429 | 0.20891 | 0.27765 | 0.00095992 | 0.021827 | 0.01588 | 0.27492 | 0.0017984 | 0.023871 | 0.013704 | 1.5457 | 0.0074895 | 0.073674 | 0.038843 | 0.55417 | 0.0048268 | 0.039512 | 0.18751 | 0.54393 | 0.28536 | 1.0065 | 350.1942 | 0.013452 | 1.9359 | 0.012355 | 5.3771 | 3.7023 | 2.3281 | 188.7873 | 0.2061 | 9.1702 | 9.602 | 12.5971 | 106869.4747 | 8.1652 | 294.5746 | 8.0819 | 4.7864 | 1.9693 | 1.8084 | 2.9264 | 1.4981 | 1.7651 | 13.5962 | 3.9097 | 0.7698 | 7.6501 | 2.9172 | 286.714 | 7.8895 | 0.40166 | 17.2846 | 24.3445 | 658.2766 | 67.5059 | 4.1244 | 3.016 | 7.3443 | 7.5979 | 0.27392 | 1.1796 | 5.235 | 7.7376 | 6.3803 | 0.002281 | 0.0012177 | 0.0039981 | 1.5294 | 9.1117e-05 | 0.006585 | 6.2835e-05 | 0.019927 | 0.0028207 | 0.0085684 | 13.9086 | 0.00069579 | 0.59486 | 0.33158 | 8.0737 | 1.1831 | 0.040182 | 1.2851 | 0.29073 | 0.018924 | 0.0071817 | 0.0072281 | 0.0035298 | 0.0058762 | 0.0066079 | 0.057109 | 0.079126 | 0.0038531 | 0.030538 | 0.0098731 | 1.2414 | 0.00044178 | 0.00047112 | 0.10632 | 0.12748 | 2.9509 | 0.33286 | 0.020221 | 0.041779 | 0.02775 | 0.033214 | 0.0012287 | 0.005122 | 0.020669 | 0.027341 | 0.022678 | 0.043358 | 0.016311 | 0.054908 | 17.4305 | 0.0013147 | 0.098063 | 0.00090188 | 0.39656 | 0.049104 | 0.16677 | 6.6769 | 0.010783 | 23.8622 | 15.4047 | 525.3653 | 28.133 | 1.7598 | 27.2031 | 13.753 | 0.97433 | 0.11844 | 0.10576 | 0.053689 | 0.085696 | 0.17781 | 1.8891 | 1.2779 | 0.040469 | 0.76349 | 0.1676 | 18.7779 | 0.0033581 | 0.0035726 | 9.3674 | 5.6316 | 146.5632 | 13.4173 | 1.7744 | 0.67288 | 0.45655 | 0.60593 | 0.022839 | 0.087061 | 0.39302 | 1.0308 | 1.0912 | 0.028389 | 0.010127 | 0.014912 | 6.86 | 0.00080934 | 0.22391 | 0.00053196 | 0.88677 | 0.067978 | 0.1358 | 4.8771 | 0.0092812 | 17.5959 | 8.7873 | 539.2788 | 19.4363 | 1.9404 | 20.9934 | 7.6598 | 0.49179 | 0.16577 | 0.21832 | 0.031771 | 0.10803 | 0.074228 | 2.0042 | 0.60649 | 0.1904 | 0.46246 | 0.20809 | 12.0039 | 0.0032351 | 0.0030687 | 3.7567 | 3.0067 | 60.8531 | 8.7465 | 3.1191 | 0.23841 | 0.32283 | 0.7075 | 0.012646 | 0.050467 | 0.2207 | 1.1585 | 1.1972 | 0.14775 | 0.0016282 | 0.034562 | 0.013015 | 0.31966 | 0.30262 | 1.8874 | 1.8991 | 3.3338 | 1.1415 | 1.5075
8 | 0.15058 | 0.020247 | 0.019249 | 1.1012 | 0.99013 | 0.99282 | 0.86282 | 0.052776 | 0.81087 | 0.61781 | 0.7432 | 0.82329 | 0.77521 | 0.22786 | 1542.9092 | 427.9928 | 0.96654 | 0.87491 | 0.1207 | 0.18235 | 0.42956 | 3.427 | 1.1567 | 7.1193 | 597.0182 | 0.0026019 | 124.3619 | 118.2871 | 13.4484 | 161.4711 | 15.2534 | 2.2774 | 50.1852 | 14.4239 | 10.9097 | 0.31127 | 1.7485 | 3.6925 | 3072.5112 | 98.5948 | 93.2916 | 1675.3503 | 109.5233 | 99.5705 | 301.605 | 229.5114 | 243.9677 | 33.8532 | 44.6927 | 0.82847 | 0.16389 | 0.12702 | 0.019768 | 0.0023371 | 7.2882e-05 | 36.3325 | 12.9457 | 3.3478 | 0.86277 | 0.56716 | 0.10409 | 2.1364 | 61.978 | 3.3764 | 0.27969 | 0.76525 | 24.8229 | 84.3622 | 29.2883 | 22.3837 | 146.5703 | 9.0757 | 0.039703 | 0.27518 | 0.85988 | 27.2619 | 12.6899 | 619.9012 | 114.0147 | 2.6348 | 0.086053 | 0.57313 | 0.11541 | 307.3283 | 148.6817 | 88.1134 | 56.097 | 15.3012 | 1238.2189 | 279.0892 | 93.104 | 73.56 | 275.8058 | 163.9194 | 87.875 | 77.2244 | 8.0949 | 0.76153 | 0.60174 | 0.48314 | 71.641 | 5.4455 | 1.8002 | 2.011 | 0.14501 | 8.9775e-05 | 38.0826 | 1.2446 | 0.23549 | 0.26219 | 0.13906 | 2.857 | 0.95847 | 1.2441 | 0.53039 | 78.8475 | 13.7116 | 38.6992 | 9.6866 | 149.2445 | 114.7179 | 2111.3599 | 226.6724 | 415.7863 | 181.9522 | 764.3657 | 384.3678 | 76.2372 | 410.6758 | 0.19465 | 0.32086 | 0.10474 | 0.059594 | 0.01043 | 0.0056166 | 2.7695e-05 | 0.0023366 | 32.6354 | 12.8516 | 0.92016 | 0.19486 | 2.5423 | 4.3843 | 419.8229 | 86.9237 | 3.6018 | 5.1847 | 128.1866 | 8.7778 | 761.5381 | 300.7673 | 265.7449 | 212.2582 | 64.975 | 105.6138 | 42.9534 | 3419.4764 | 297.7139 | 84.9621 | 20.1967 | 137.1741 | 8.2 | 195.0834 | 89.5356 | 12.267 | 55.8937 | 0.45375 | 2576.9506 | 2.4454 | 7.3332 | 2.2176 | 2.5987 | 10.5069 | 0.51295 | 0.61896 | 3.1554 | 0.29663 | 135.9336 | 39.7636 | 35.0187 | 90.7407 | 661.1578 | 66.0231 | 638.6529 | 8.6761 | 134.3669 | 672.5454 | 127.2413 | 104.1967 | 52.5229 | 69.519 | 235.3807 | 53.756 | 7.9348 | 170.1011 | 73.0115 | 11.3499 | 51.0534 | 574.0387 | 6.1609 | 71.1795 | 61.1856 | 204.3158 | 297.1647 | 88.9827 | 56.264 | 35.4054 | 50.7777 | 0.011991 | 0.0014125 | 0.24518 | 31.3779 | 2.5756 | 12.8089 | 2.5486 | 278.6475 | 8.6916 | 3.793 | 0.59587 | 7408.5281 | 863.5799 | 1418.1065 | 1188.9324 | 28.583 | 0.73169 | 25.1323 | 3.1826 | 4550.6114 | 1847.3489 | 567.1122 | 87.7105 | 158.839 | 7.7817 | 172.8401 | 0.0015664 | 30.0985 | 0.17291 | 12.0704 | 70.9518 | 5.4877 | 74.188 | 209.2188 | 0.10862 | 0.34206 | 0.25467 | 1.372 | 0.14248 | 40.3198 | 0.0021549 | 14.5244 | 308.3049 | 0.015689 | 170.5659 | 4.4599 | 0.055753 | 0.70708 | 0.28134 | 4.9268 | 0.090494 | 1.3499 | 1.1021 | 2.0282 | 5.9386 | 0.04343 | 0.34315 | 0.18688 | 10.1658 | 0.00042318 | 0.0024225 | 0.0017843 | 4.4362 | 0.016959 | 0.5706 | 0.20045 | 0.26645 | 0.000975 | 0.020989 | 0.018333 | 0.28702 | 0.0018269 | 0.022082 | 0.015073 | 1.7202 | 0.0078752 | 0.065388 | 0.031969 | 0.51357 | 0.0056312 | 0.040715 | 0.20609 | 0.53122 | 0.26781 | 1.0902 | 250.308 | 0.014929 | 1.9596 | 0.012984 | 4.9524 | 5.8638 | 2.7296 | 199.3025 | 0.19722 | 9.8551 | 8.6439 | 14.2895 | 114176.8802 | 8.8718 | 333.3572 | 8.4032 | 4.4785 | 1.9524 | 2.087 | 2.7809 | 1.6043 | 1.8743 | 12.9372 | 4.294 | 0.65814 | 7.7764 | 2.7205 | 278.3728 | 8.8622 | 0.47224 | 18.4137 | 25.757 | 603.6378 | 63.5689 | 4.573 | 2.8653 | 8.2294 | 7.7209 | 0.24335 | 1.3361 | 5.6055 | 6.4796 | 6.3132 | 0.0022449 | 0.0011796 | 0.0046834 | 1.6343 | 9.7694e-05 | 0.0074759 | 5.874e-05 | 0.018475 | 0.0025637 | 0.0083001 | 12.5287 | 0.00067077 | 0.58131 | 0.28881 | 8.4913 | 1.4049 | 0.03469 | 1.2075 | 0.32869 | 0.020063 | 0.0078946 | 0.0064923 | 0.0033086 | 0.0059661 | 0.0062987 | 0.056906 | 0.068995 | 0.0035235 | 0.030202 | 0.010902 | 1.1097 | 0.0004266 | 0.00045087 | 0.092235 | 0.1138 | 2.6052 | 0.27371 | 0.02082 | 0.047122 | 0.025924 | 0.032703 | 0.0012755 | 0.0057678 | 0.020365 | 0.024042 | 0.026085 | 0.037289 | 0.016877 | 0.060965 | 18.3885 | 0.0012201 | 0.10709 | 0.00086678 | 0.41616 | 0.046933 | 0.152 | 7.2783 | 0.010099 | 21.2551 | 15.1588 | 471.769 | 31.0214 | 1.86 | 28.5252 | 13.1487 | 0.95187 | 0.11476 | 0.10143 | 0.049433 | 0.087816 | 0.171 | 1.7354 | 1.3281 | 0.048913 | 0.90307 | 0.15879 | 17.8154 | 0.003727 | 0.0032017 | 9.0789 | 4.8777 | 141.9832 | 13.8232 | 1.7309 | 0.63383 | 0.45178 | 0.63186 | 0.022612 | 0.089819 | 0.38651 | 1.1483 | 1.0551 | 0.028671 | 0.010394 | 0.015468 | 6.8121 | 0.00089303 | 0.21837 | 0.00057298 | 0.86961 | 0.061103 | 0.12231 | 5.1522 | 0.0092323 | 16.0534 | 7.9398 | 569.3445 | 20.9311 | 1.8181 | 19.4788 | 7.6362 | 0.52363 | 0.13835 | 0.20059 | 0.030364 | 0.10112 | 0.084364 | 1.8403 | 0.57874 | 0.18551 | 0.4763 | 0.19679 | 11.7207 | 0.0028204 | 0.0029083 | 3.6417 | 2.7389 | 64.9789 | 7.9741 | 3.001 | 0.27889 | 0.291 | 0.62001 | 0.012182 | 0.05275 | 0.23824 | 1.1682 | 1.3068 | 0.16578 | 0.0016231 | 0.033846 | 0.012402 | 0.3328 | 0.27245 | 1.7229 | 1.4577 | 3.2259 | 1.5504 | 1.4621
9 | 0.16026 | 0.026016 | 0.026083 | 1.356 | 0.99101 | 0.99205 | 0.90783 | 0.067392 | 0.84264 | 0.67616 | 0.77899 | 0.72583 | 0.79041 | 0.18292 | 1373.7328 | 342.3627 | 0.95081 | 0.7925 | 0.18914 | 0.33916 | 0.058843 | 1.687 | 1.0332 | 4.8431 | 699.8808 | 2.7513e-05 | 132.2498 | 110.7941 | 13.7384 | 129.4571 | 14.2532 | 1.865 | 52.3831 | 13.0883 | 11.45 | 0.32157 | 2.8865 | 2.683 | 3039.6262 | 82.2611 | 94.9539 | 1673.6559 | 119.1798 | 100.6861 | 260.0463 | 268.1294 | 259.3815 | 34.4916 | 50.1545 | 0.92056 | 0.29391 | 0.23049 | 0.013305 | 0.0022194 | 7.9811e-05 | 31.5844 | 13.703 | 3.0678 | 0.80827 | 0.62555 | 0.082975 | 2.6358 | 67.1764 | 10.974 | 0.29258 | 0.85684 | 19.392 | 102.2745 | 31.0935 | 18.5841 | 129.792 | 9.2887 | 0.038761 | 0.26063 | 0.86513 | 40.7003 | 18.3789 | 499.3177 | 126.6295 | 2.4914 | 0.084234 | 0.63957 | 0.093385 | 292.0643 | 166.5129 | 89.483 | 71.7542 | 17.7262 | 1301.0123 | 269.3056 | 109.0343 | 71.717 | 278.8191 | 149.8201 | 84.6956 | 72.4624 | 8.5569 | 0.73514 | 0.56807 | 0.18691 | 64.8066 | 5.5333 | 2.3575 | 2.2485 | 0.18146 | 7.8134e-05 | 37.6241 | 1.332 | 0.25734 | 0.23859 | 0.14359 | 2.6897 | 0.96535 | 0.93055 | 0.43208 | 83.7239 | 14.5557 | 30.9052 | 9.1249 | 117.7029 | 201.7849 | 1920.4168 | 266.779 | 288.2918 | 177.6293 | 753.971 | 352.0285 | 84.111 | 438.5297 | 0.15151 | 0.17393 | 0.14173 | 0.069318 | 0.0086207 | 0.0051528 | 2.6228e-05 | 0.0022034 | 27.8351 | 11.5798 | 1.0811 | 0.15698 | 2.416 | 4.8663 | 340.2443 | 67.1311 | 4.1437 | 5.2724 | 152.9227 | 9.908 | 739.8412 | 303.0036 | 204.3579 | 229.9462 | 53.6144 | 104.1304 | 37.8134 | 2961.2117 | 318.4531 | 98.8418 | 19.0885 | 132.6182 | 9.4428 | 210.983 | 84.0606 | 11.1889 | 63.4696 | 0.34244 | 3738.0344 | 2.4768 | 8.1737 | 1.4758 | 2.4274 | 10.6675 | 0.43521 | 0.67808 | 2.7948 | 0.24873 | 121.6322 | 51.1917 | 36.6018 | 101.5726 | 678.811 | 57.2818 | 624.0512 | 9.3509 | 109.2228 | 700.0708 | 140.6959 | 89.7649 | 57.5562 | 60.9909 | 224.3666 | 48.5904 | 8.0172 | 185.9144 | 90.6021 | 9.7288 | 48.9344 | 604.9128 | 7.4577 | 79.7806 | 71.1352 | 173.717 | 320.8064 | 78.4029 | 53.5536 | 30.8631 | 51.5795 | 0.0084179 | 0.0010467 | 0.29203 | 34.4976 | 1.9623 | 9.4945 | 3.1241 | 228.9611 | 9.1977 | 5.0219 | 0.56015 | 6996.8114 | 927.5071 | 1539.6211 | 1447.7153 | 30.0537 | 0.81371 | 25.3184 | 2.5297 | 5378.3493 | 1340.2839 | 599.4745 | 83.5281 | 149.6017 | 10.0114 | 192.7711 | 0.0013612 | 30.8001 | 0.16076 | 13.3854 | 67.0286 | 4.0295 | 89.3257 | 159.6774 | 0.1138 | 0.20988 | 0.26296 | 0.94387 | 0.15148 | 35.6432 | 0.0021131 | 15.6056 | 319.3963 | 0.016659 | 151.1557 | 4.582 | 0.054404 | 0.72778 | 0.2522 | 4.616 | 0.086055 | 1.4306 | 1.0647 | 1.8135 | 5.6436 | 0.046145 | 0.40958 | 0.19342 | 10.0038 | 0.0003927 | 0.0023717 | 0.0019308 | 4.3883 | 0.018831 | 0.50246 | 0.1973 | 0.24769 | 0.0010325 | 0.019466 | 0.017166 | 0.29449 | 0.0016013 | 0.02231 | 0.013893 | 1.727 | 0.0065672 | 0.064338 | 0.03257 | 0.54092 | 0.0055557 | 0.040362 | 0.21127 | 0.51262 | 0.30537 | 1.168 | 366.9897 | 0.017559 | 1.9326 | 0.012169 | 5.486 | 6.0889 | 2.4203 | 193.9196 | 0.3465 | 10.1569 | 8.006 | 12.9795 | 121509.4164 | 9.1778 | 347.1266 | 8.2853 | 4.1076 | 2.0326 | 1.9366 | 2.8085 | 1.5257 | 1.6729 | 13.8591 | 3.7817 | 0.70734 | 7.868 | 2.7822 | 269.253 | 8.3502 | 0.48238 | 17.1359 | 29.4501 | 625.4841 | 67.7651 | 4.3099 | 2.8953 | 8.5348 | 7.3023 | 0.26907 | 1.2755 | 5.5155 | 7.6485 | 6.6683 | 0.0022059 | 0.0012398 | 0.0045101 | 1.503 | 8.3269e-05 | 0.0064854 | 6.0813e-05 | 0.01865 | 0.0024788 | 0.0080257 | 11.9165 | 0.00079372 | 0.65207 | 0.32782 | 7.3297 | 1.2992 | 0.040507 | 1.3154 | 0.31028 | 0.020344 | 0.0081477 | 0.0066446 | 0.0038086 | 0.005859 | 0.0069832 | 0.061307 | 0.080595 | 0.003394 | 0.031306 | 0.011405 | 1.1765 | 0.0004355 | 0.00039922 | 0.09756 | 0.11183 | 2.8341 | 0.30547 | 0.021386 | 0.046141 | 0.027509 | 0.034025 | 0.0010969 | 0.0055768 | 0.020167 | 0.02623 | 0.024293 | 0.040156 | 0.016433 | 0.062228 | 18.2099 | 0.0013653 | 0.09397 | 0.00077825 | 0.37876 | 0.045185 | 0.16239 | 8.0056 | 0.011405 | 21.1388 | 13.2017 | 471.5152 | 29.0258 | 1.9432 | 26.1643 | 14.3512 | 0.96448 | 0.10951 | 0.10811 | 0.055109 | 0.094848 | 0.17185 | 1.8401 | 1.5377 | 0.045475 | 0.88738 | 0.16908 | 20.9896 | 0.0033447 | 0.0033556 | 9.1997 | 5.3288 | 144.6423 | 14.459 | 1.8667 | 0.68313 | 0.43892 | 0.55788 | 0.019371 | 0.096687 | 0.35134 | 1.0612 | 1.0701 | 0.029937 | 0.010819 | 0.016377 | 7.1483 | 0.00087866 | 0.22787 | 0.00052767 | 0.85254 | 0.070061 | 0.12389 | 5.855 | 0.0085424 | 15.2355 | 8.0914 | 551.6729 | 17.6117 | 1.8881 | 20.6504 | 7.5168 | 0.55621 | 0.15714 | 0.23363 | 0.027881 | 0.1059 | 0.070098 | 1.7752 | 0.62705 | 0.1758 | 0.46872 | 0.20594 | 11.82 | 0.0030617 | 0.0027301 | 3.6172 | 2.9687 | 59.8799 | 7.9943 | 3.396 | 0.27617 | 0.31387 | 0.63982 | 0.012205 | 0.049982 | 0.24105 | 1.298 | 1.094 | 0.16731 | 0.0015219 | 0.039272 | 0.011628 | 0.24643 | 0.29851 | 1.6061 | 1.5143 | 4.5856 | 1.3366 | 1.4787
10 | 0.15791 | 0.031551 | 0.02911 | 1.2302 | 0.99343 | 0.9908 | 0.71302 | 0.031126 | 0.90929 | 0.66636 | 0.79747 | 0.88175 | 0.8624 | 0.18565 | 2257.9784 | 129.4835 | 0.9473 | 0.84175 | 0.1829 | 0.15936 | 0.21266 | 1.9728 | 1.2011 | 7.8794 | 532.6566 | 0.009709 | 143.0493 | 95.5634 | 15.8937 | 119.7793 | 17.3885 | 1.969 | 57.1347 | 12.1911 | 10.5585 | 0.30841 | 2.4451 | 3.0383 | 2952.0026 | 94.0173 | 87.3843 | 1857.0394 | 126.1304 | 101.3 | 243.5947 | 237.4616 | 206.8332 | 35.2249 | 56.7456 | 0.71611 | 0.24594 | 0.0031361 | 0.016635 | 0.0018439 | 8.8666e-05 | 32.8991 | 9.9828 | 2.8059 | 0.98571 | 0.50891 | 0.1143 | 2.7498 | 46.9095 | 11.5471 | 0.24912 | 0.83463 | 20.6637 | 84.5345 | 26.7874 | 21.8862 | 131.8718 | 8.9823 | 0.031206 | 0.30213 | 0.64215 | 41.8376 | 20.9134 | 782.0793 | 136.9366 | 3.7733 | 0.090618 | 0.40991 | 0.10224 | 231.0967 | 161.6438 | 76.0515 | 60.8386 | 16.9502 | 1212.5725 | 221.1893 | 95.0454 | 81.3704 | 219.3899 | 170.4586 | 99.8856 | 90.5953 | 8.7886 | 0.87017 | 0.78837 | 0.46505 | 55.5406 | 5.3633 | 2.2919 | 2.6776 | 0.14191 | 7.8631e-05 | 35.2294 | 0.98553 | 0.21112 | 0.26558 | 0.12631 | 2.7602 | 0.96429 | 0.99354 | 0.3519 | 97.6043 | 15.9915 | 31.7312 | 8.0633 | 125.6799 | 158.5183 | 1963.7246 | 231.4576 | 377.2769 | 186.6286 | 813.1926 | 334.8966 | 95.5178 | 421.3382 | 0.036194 | 0.07136 | 0.088025 | 0.07934 | 0.008798 | 0.0062859 | 2.8313e-05 | 0.0021615 | 35.2919 | 12.9738 | 1.0514 | 0.17828 | 2.8173 | 6.5695 | 323.1302 | 63.6787 | 3.2539 | 4.5869 | 131.164 | 9.4133 | 657.7607 | 269.6765 | 220.721 | 197.3563 | 54.5878 | 86.2829 | 44.8536 | 3196.2057 | 276.3946 | 78.2491 | 22.8038 | 128.052 | 8.8354 | 232.134 | 93.7527 | 13.2905 | 54.5727 | 0.39817 | 2779.6198 | 2.6721 | 5.0946 | 1.8868 | 3.1597 | 13.2255 | 0.6303 | 0.71631 | 4.4561 | 0.28305 | 139.0539 | 42.8073 | 31.383 | 88.375 | 721.7178 | 73.0262 | 735.2702 | 10.6843 | 131.294 | 822.6925 | 155.1419 | 105.8068 | 62.1327 | 66.9007 | 194.5979 | 62.0608 | 9.4457 | 183.9783 | 74.8812 | 10.7042 | 45.9098 | 520.7126 | 6.5307 | 77.3116 | 68.3851 | 166.7697 | 250.6226 | 76.0103 | 54.1693 | 33.1335 | 46.3021 | 0.0084802 | 0.00097737 | 0.28572 | 37.3812 | 2.2671 | 12.5699 | 2.7595 | 241.1361 | 11.5054 | 4.5354 | 0.61909 | 6702.3411 | 891.5027 | 1206.8191 | 1077.6219 | 28.9371 | 1.0434 | 26.5412 | 2.6057 | 4621.9456 | 1249.1065 | 511.7192 | 89.1222 | 138.8297 | 9.4547 | 153.6197 | 0.001418 | 39.5889 | 0.15372 | 12.261 | 47.4305 | 5.4042 | 63.6119 | 191.7679 | 0.11714 | 0.3359 | 0.24531 | 1.2005 | 0.15776 | 35.2875 | 0.0022622 | 14.0689 | 293.8045 | 0.018373 | 168.0369 | 4.7558 | 0.055313 | 0.67139 | 0.28326 | 4.6956 | 0.09898 | 1.3268 | 1.1341 | 1.757 | 5.302 | 0.039979 | 0.36709 | 0.19171 | 10.2713 | 0.00040067 | 0.0024802 | 0.0018364 | 4.1513 | 0.017092 | 0.52249 | 0.20323 | 0.27362 | 0.0010439 | 0.022219 | 0.015545 | 0.26359 | 0.0017141 | 0.02345 | 0.013317 | 1.6615 | 0.00775 | 0.069604 | 0.033729 | 0.49486 | 0.0051951 | 0.043576 | 0.19665 | 0.51901 | 0.29945 | 1.1584 | 379.2244 | 0.015901 | 1.9418 | 0.012091 | 4.1668 | 5.1364 | 2.5403 | 206.7996 | 0.37268 | 9.199 | 9.1155 | 14.1546 | 120144.0517 | 8.5932 | 338.2787 | 8.6579 | 3.9876 | 2.2365 | 1.9729 | 2.6432 | 1.6703 | 1.7757 | 15.0361 | 3.7083 | 0.68971 | 8.5846 | 2.6786 | 279.8216 | 7.7406 | 0.41326 | 17.0103 | 26.1171 | 613.4234 | 59.2735 | 4.7563 | 2.6822 | 7.8364 | 7.7426 | 0.28376 | 1.1898 | 5.3476 | 7.4402 | 6.1313 | 0.0020172 | 0.0012959 | 0.0041367 | 1.4602 | 9.0316e-05 | 0.0068474 | 6.4849e-05 | 0.019459 | 0.0024265 | 0.0084503 | 12.6518 | 0.00080262 | 0.62628 | 0.28125 | 8.116 | 1.338 | 0.038227 | 1.3201 | 0.33236 | 0.017958 | 0.0074439 | 0.0070554 | 0.0032232 | 0.0060152 | 0.0062641 | 0.054088 | 0.069542 | 0.0036308 | 0.035084 | 0.011067 | 1.1004 | 0.00045226 | 0.00047604 | 0.091079 | 0.12486 | 3.103 | 0.31421 | 0.019491 | 0.048358 | 0.029795 | 0.03465 | 0.0010744 | 0.005035 | 0.021221 | 0.024443 | 0.025746 | 0.04422 | 0.017526 | 0.059078 | 19.3579 | 0.0011367 | 0.10529 | 0.00090948 | 0.43391 | 0.053834 | 0.16921 | 7.5108 | 0.011724 | 20.2143 | 15.0007 | 528.8631 | 31.1471 | 1.8015 | 27.725 | 13.977 | 0.82477 | 0.11533 | 0.091332 | 0.054437 | 0.095237 | 0.15409 | 1.9992 | 1.4156 | 0.041162 | 0.78661 | 0.15541 | 20.2644 | 0.0037036 | 0.0031265 | 10.222 | 4.7654 | 169.0623 | 13.5752 | 1.5545 | 0.57922 | 0.40712 | 0.66301 | 0.020077 | 0.10039 | 0.36814 | 1.049 | 1.0874 | 0.027662 | 0.010514 | 0.013752 | 7.2457 | 0.00091269 | 0.22033 | 0.00062606 | 0.90857 | 0.061981 | 0.11255 | 5.6752 | 0.0078965 | 15.7125 | 8.202 | 559.9313 | 18.3733 | 1.6611 | 17.4981 | 9.0235 | 0.56727 | 0.14808 | 0.23075 | 0.031191 | 0.11512 | 0.079017 | 1.9203 | 0.56612 | 0.1614 | 0.50444 | 0.22922 | 12.5466 | 0.0029426 | 0.0028616 | 4.1627 | 3.0596 | 63.349 | 8.0677 | 3.2014 | 0.26583 | 0.327 | 0.68408 | 0.013393 | 0.054821 | 0.23008 | 1.2161 | 1.1348 | 0.14958 | 0.0016541 | 0.038078 | 0.012577 | 0.2432 | 0.28857 | 1.5378 | 2.0945 | 4.7048 | 1.2559 | 1.4431
11 | 0.14579 | 0.034726 | 0.018306 | 1.2873 | 0.9952 | 0.99809 | 0.66901 | 0.068217 | 0.84888 | 0.72108 | 0.68844 | 0.84978 | 0.80659 | 0.18973 | 1394.6132 | 313.3109 | 0.96148 | 0.80647 | 0.19343 | 0.27907 | 0.46747 | 1.0415 | 0.71554 | 5.1173 | 571.8659 | 0.0091932 | 134.1496 | 113.8444 | 12.6512 | 163.6839 | 14.8043 | 1.7347 | 54.7195 | 12.4391 | 12.2726 | 0.21411 | 1.5726 | 2.3461 | 2626.4924 | 87.4582 | 82.4898 | 1499.1371 | 128.2837 | 92.0265 | 283.877 | 212.7576 | 198.2767 | 31.2328 | 55.2929 | 0.7068 | 0.12224 | 0.34461 | 0.01794 | 0.0017121 | 7.1668e-05 | 33.1648 | 13.31 | 3.5498 | 1.0221 | 0.70757 | 0.10068 | 2.6442 | 44.3037 | 9.1418 | 0.2982 | 0.88157 | 22.3242 | 124.7717 | 42.5883 | 20.6889 | 158.5891 | 8.3974 | 0.032747 | 0.24506 | 0.80564 | 36.1744 | 20.7127 | 576.837 | 80.6153 | 3.1472 | 0.080228 | 0.62362 | 0.10963 | 273.0047 | 158.1621 | 77.1387 | 54.9663 | 14.0138 | 1357.5028 | 230.4606 | 66.1596 | 68.8957 | 259.7312 | 155.903 | 93.4956 | 75.5332 | 8.665 | 0.59008 | 0.79434 | 0.53324 | 53.4132 | 5.2427 | 1.612 | 2.1492 | 0.19363 | 6.9923e-05 | 32.0173 | 0.90505 | 0.20243 | 0.21438 | 0.1451 | 3.0255 | 0.95218 | 1.3857 | 0.49228 | 95.4607 | 14.9398 | 39.3982 | 9.495 | 151.9376 | 151.8571 | 1724.9824 | 253.4856 | 318.2204 | 160.8872 | 887.7133 | 344.9352 | 95.6456 | 382.6919 | 0.32284 | 0.40926 | 0.16997 | 0.084926 | 0.0093518 | 0.0056885 | 2.1826e-05 | 0.0020558 | 32.0055 | 12.5407 | 0.80283 | 0.19846 | 1.9305 | 4.1979 | 341.9829 | 85.9083 | 2.9733 | 4.3764 | 146.7396 | 9.613 | 794.344 | 316.8151 | 223.6857 | 206.4071 | 62.9551 | 91.2278 | 35.8707 | 3324.7487 | 246.4293 | 89.8017 | 20.3083 | 125.6997 | 8.2741 | 217.5317 | 107.1008 | 10.6936 | 61.7138 | 0.37239 | 2762.3925 | 2.8352 | 6.1559 | 1.7726 | 2.9998 | 12.1363 | 0.47262 | 0.83464 | 2.8833 | 0.33635 | 104.6029 | 41.0237 | 28.3184 | 92.2996 | 740.2799 | 64.4025 | 592.1195 | 9.0345 | 117.0096 | 726.4191 | 158.318 | 101.3024 | 61.0283 | 65.0926 | 200.4801 | 51.2923 | 8.3779 | 155.987 | 76.0106 | 12.1235 | 52.7181 | 659.9458 | 5.6924 | 70.0863 | 70.0686 | 160.8188 | 306.7171 | 85.9881 | 52.4659 | 28.8032 | 49.0201 | 0.01051 | 0.0013663 | 0.32305 | 29.6472 | 2.1559 | 13.3173 | 2.0672 | 297.8633 | 7.8769 | 4.6967 | 0.53605 | 7430.1762 | 728.0995 | 1402.7893 | 1159.7861 | 26.8605 | 1.1955 | 21.6073 | 3.1558 | 5211.8549 | 1686.3506 | 522.3162 | 98.0103 | 126.2246 | 10.1616 | 166.759 | 0.0011162 | 31.6904 | 0.18618 | 11.5547 | 69.3987 | 3.8736 | 94.581 | 156.6828 | 0.10536 | 0.14258 | 0.25685 | 0.93496 | 0.12568 | 40.1169 | 0.0021906 | 14.4499 | 323.2528 | 0.018536 | 148.7996 | 4.6256 | 0.052378 | 0.71547 | 0.27064 | 4.821 | 0.090072 | 1.3787 | 1.1275 | 1.9954 | 5.4259 | 0.039114 | 0.37031 | 0.20115 | 10.3618 | 0.00045133 | 0.0025997 | 0.0019407 | 4.6988 | 0.017934 | 0.47774 | 0.21827 | 0.26122 | 0.00093735 | 0.01992 | 0.016676 | 0.26267 | 0.0017337 | 0.020773 | 0.014276 | 1.6538 | 0.007599 | 0.071189 | 0.034717 | 0.52608 | 0.0047012 | 0.044387 | 0.1948 | 0.52258 | 0.26009 | 1.05 | 309.5157 | 0.012717 | 1.9686 | 0.012204 | 4.7662 | 4.5102 | 3.1304 | 198.5882 | 0.47006 | 10.749 | 8.758 | 13.5784 | 122261.8358 | 8.0569 | 306.4467 | 9.1977 | 4.3473 | 2.094 | 1.8782 | 2.584 | 1.7011 | 2.0077 | 15.2028 | 3.8829 | 0.64586 | 7.8928 | 3.0032 | 242.2018 | 8.0428 | 0.46593 | 19.3506 | 25.5192 | 643.6466 | 64.2711 | 4.4541 | 2.9654 | 8.0867 | 8.2132 | 0.25326 | 1.2149 | 5.4565 | 6.8624 | 6.8025 | 0.0020539 | 0.0013219 | 0.0040865 | 1.5639 | 8.5585e-05 | 0.0073093 | 6.1306e-05 | 0.018151 | 0.0027264 | 0.0074134 | 13.8164 | 0.00075704 | 0.64021 | 0.28227 | 8.2085 | 1.1941 | 0.037794 | 1.2602 | 0.32469 | 0.021342 | 0.0075399 | 0.0068853 | 0.0038775 | 0.006116 | 0.0065057 | 0.058876 | 0.074679 | 0.0033558 | 0.03081 | 0.011286 | 1.2208 | 0.00041668 | 0.00043349 | 0.098767 | 0.13163 | 2.5464 | 0.31175 | 0.02154 | 0.042905 | 0.025567 | 0.037582 | 0.0012549 | 0.0051799 | 0.019672 | 0.0232 | 0.026877 | 0.039282 | 0.01766 | 0.059636 | 17.1197 | 0.0013273 | 0.10134 | 0.00081288 | 0.42898 | 0.045529 | 0.15322 | 7.3724 | 0.011053 | 22.341 | 14.3854 | 500.0703 | 27.7888 | 1.6418 | 28.7245 | 14.0169 | 0.87215 | 0.11997 | 0.10347 | 0.052796 | 0.091307 | 0.1736 | 1.9857 | 1.3442 | 0.042584 | 0.79977 | 0.15168 | 19.739 | 0.0036679 | 0.0032345 | 10.5058 | 4.7098 | 158.6852 | 14.7234 | 1.6514 | 0.6274 | 0.39235 | 0.59232 | 0.021919 | 0.095923 | 0.3396 | 1.0411 | 1.0152 | 0.028871 | 0.010645 | 0.015009 | 6.7727 | 0.00082114 | 0.23442 | 0.00058181 | 0.91585 | 0.063768 | 0.13015 | 5.1173 | 0.0080456 | 15.0697 | 8.5268 | 582.116 | 18.9817 | 1.9891 | 18.8733 | 8.4602 | 0.53098 | 0.16006 | 0.20689 | 0.027018 | 0.11797 | 0.073669 | 1.9686 | 0.6009 | 0.16318 | 0.51108 | 0.21492 | 11.576 | 0.002794 | 0.0030853 | 3.5066 | 3.0329 | 60.6268 | 7.7084 | 3.0388 | 0.27168 | 0.27711 | 0.70091 | 0.013191 | 0.051822 | 0.23794 | 1.2259 | 1.229 | 0.15615 | 0.0015689 | 0.035324 | 0.011493 | 0.2527 | 0.24485 | 2.0379 | 1.9621 | 4.3501 | 1.4661 | 1.5737
12 | 0.15266 | 0.016536 | 0.015598 | 1.3658 | 0.99801 | 0.99534 | 0.73781 | 0.060168 | 0.90038 | 0.38109 | 0.886 | 0.83808 | 0.87467 | 0.17508 | 1813.6726 | 245.8076 | 0.94941 | 0.78337 | 0.17127 | 0.26123 | 0.12662 | 2.3902 | 0.78553 | 6.31 | 773.9079 | 0.0072615 | 138.8385 | 105.2192 | 13.8532 | 166.5438 | 17.7382 | 1.7136 | 55.6513 | 17.1539 | 11.1595 | 0.29149 | 2.5748 | 3.7174 | 2419.9819 | 85.9646 | 101.6215 | 1711.6106 | 126.702 | 86.7437 | 247.2267 | 219.3186 | 227.1505 | 29.5338 | 55.8286 | 0.88178 | 0.27628 | 0.045313 | 0.018381 | 0.00174 | 7.3793e-05 | 39.1276 | 11.4863 | 3.0331 | 0.95626 | 0.49172 | 0.093559 | 2.3461 | 52.2438 | 7.6556 | 0.24224 | 0.84606 | 27.6494 | 115.4175 | 40.6071 | 15.0574 | 149.756 | 8.5187 | 0.030767 | 0.32582 | 0.66706 | 43.6957 | 14.7916 | 632.8637 | 97.6811 | 3.8592 | 0.12485 | 0.52766 | 0.075259 | 253.4003 | 132.4506 | 83.6618 | 63.8162 | 15.6528 | 1057.1977 | 265.8433 | 83.9549 | 79.0907 | 234.4563 | 177.1465 | 86.1157 | 79.7396 | 7.9305 | 0.60806 | 0.72874 | 0.27114 | 64.5599 | 5.1406 | 1.7032 | 2.5913 | 0.15513 | 8.0405e-05 | 39.6138 | 1.1624 | 0.22725 | 0.19967 | 0.19029 | 2.926 | 0.96286 | 0.97409 | 0.55649 | 70.7651 | 12.7786 | 25.5789 | 10.2423 | 158.6087 | 163.9678 | 1843.8823 | 233.1438 | 366.2449 | 192.9369 | 717.9835 | 394.3157 | 89.6231 | 473.8931 | 0.17746 | 0.14983 | 0.18918 | 0.058592 | 0.0077461 | 0.0070618 | 2.215e-05 | 0.0025574 | 30.2119 | 10.0683 | 1.1595 | 0.18178 | 2.3564 | 4.7793 | 396.5991 | 97.5503 | 2.6727 | 3.9725 | 148.7159 | 8.9688 | 800.8975 | 340.8865 | 245.8361 | 178.5724 | 58.095 | 100.4088 | 45.3413 | 3002.6233 | 313.5831 | 80.9877 | 17.5142 | 116.7789 | 8.762 | 239.532 | 88.1522 | 13.1379 | 50.2836 | 0.43211 | 3069.6868 | 2.051 | 7.1869 | 2.0336 | 2.7586 | 8.7735 | 0.40227 | 0.89567 | 3.5049 | 0.3246 | 123.6533 | 41.4247 | 34.6906 | 78.9539 | 709.3328 | 69.2521 | 648.8241 | 9.0631 | 121.7178 | 767.5117 | 160.6054 | 108.1046 | 55.0667 | 74.977 | 208.1674 | 50.3295 | 10.0433 | 179.5664 | 91.9139 | 10.5342 | 53.062 | 514.4063 | 6.0807 | 68.5934 | 63.82 | 162.1321 | 263.7407 | 84.9151 | 51.4519 | 28.3173 | 40.5466 | 0.010069 | 0.0012445 | 0.31809 | 29.8804 | 2.6673 | 9.9446 | 3.1683 | 230.747 | 11.3409 | 4.1418 | 0.50377 | 5558.7599 | 912.6347 | 1235.0719 | 1198.9279 | 33.2837 | 0.87581 | 24.6942 | 2.8506 | 4859.0236 | 1742.8251 | 587.9589 | 102.3837 | 142.2223 | 7.8314 | 185.838 | 0.0011547 | 26.989 | 0.1808 | 14.9361 | 78.49 | 3.6312 | 75.7763 | 168.9173 | 0.12292 | 0.39552 | 0.23955 | 1.072 | 0.13861 | 36.4921 | 0.0023681 | 14.1343 | 301.7268 | 0.016337 | 169.7665 | 4.7031 | 0.058841 | 0.64482 | 0.26764 | 5.2798 | 0.091543 | 1.462 | 1.0857 | 1.9133 | 5.2265 | 0.041266 | 0.36396 | 0.20633 | 9.0316 | 0.00038393 | 0.00282 | 0.0020167 | 4.3201 | 0.018306 | 0.49067 | 0.22276 | 0.24339 | 0.0010719 | 0.021295 | 0.016851 | 0.25752 | 0.0018189 | 0.020074 | 0.014888 | 1.6744 | 0.0078056 | 0.06698 | 0.035436 | 0.5685 | 0.0049057 | 0.042881 | 0.18375 | 0.52007 | 0.30712 | 1.0261 | 237.6217 | 0.014284 | 1.9962 | 0.011655 | 4.3006 | 5.3801 | 2.1319 | 190.0371 | 0.42013 | 10.8687 | 8.893 | 14.8501 | 123957.3109 | 8.7499 | 303.7299 | 9.3092 | 4.1479 | 1.9242 | 1.7929 | 2.7436 | 1.6796 | 2.019 | 14.2804 | 4.1974 | 0.77579 | 8.7196 | 3.0395 | 291.9922 | 8.0562 | 0.47752 | 19.5677 | 25.2632 | 599.0756 | 62.4253 | 4.2614 | 2.6136 | 7.1202 | 7.2375 | 0.25592 | 1.2942 | 5.5711 | 7.2585 | 6.9091 | 0.0019557 | 0.0012712 | 0.0044227 | 1.4191 | 8.2913e-05 | 0.0073676 | 5.4117e-05 | 0.018384 | 0.0028446 | 0.0082531 | 12.3364 | 0.00074642 | 0.57143 | 0.28699 | 7.7442 | 1.2562 | 0.039134 | 1.3611 | 0.31938 | 0.018618 | 0.0082533 | 0.0074609 | 0.0034961 | 0.0055336 | 0.006966 | 0.06177 | 0.070488 | 0.0039197 | 0.032099 | 0.010842 | 1.1532 | 0.00043075 | 0.00044152 | 0.10868 | 0.11696 | 3.0687 | 0.27753 | 0.019661 | 0.046927 | 0.026298 | 0.037876 | 0.001151 | 0.0054824 | 0.019406 | 0.026409 | 0.02508 | 0.041955 | 0.018368 | 0.054114 | 16.5543 | 0.0012378 | 0.10459 | 0.00078421 | 0.40787 | 0.050317 | 0.16073 | 8.0375 | 0.010482 | 21.4961 | 14.4559 | 477.7864 | 26.7519 | 1.7148 | 28.0014 | 15.1678 | 0.91818 | 0.11243 | 0.099822 | 0.055338 | 0.09736 | 0.165 | 1.8129 | 1.4571 | 0.040721 | 0.81885 | 0.17192 | 19.4796 | 0.0035138 | 0.0033322 | 10.4505 | 4.9144 | 142.5059 | 14.0936 | 1.7373 | 0.69763 | 0.46176 | 0.65268 | 0.020494 | 0.098142 | 0.3794 | 1.0171 | 1.038 | 0.027475 | 0.01095 | 0.014641 | 7.2834 | 0.00077043 | 0.19926 | 0.00056666 | 0.95522 | 0.066631 | 0.12038 | 5.5986 | 0.0082073 | 16.3915 | 8.8203 | 574.3766 | 18.6597 | 1.9055 | 20.4355 | 8.1237 | 0.53547 | 0.15648 | 0.22724 | 0.032265 | 0.099606 | 0.082488 | 1.7339 | 0.57053 | 0.16563 | 0.5175 | 0.23131 | 12.5074 | 0.0031242 | 0.0026931 | 4.1 | 3.1679 | 58.824 | 7.7463 | 3.2678 | 0.27381 | 0.28296 | 0.71235 | 0.01451 | 0.057915 | 0.23359 | 1.2742 | 1.1046 | 0.15142 | 0.0015869 | 0.037154 | 0.012721 | 0.26744 | 0.23235 | 1.998 | 1.7999 | 4.0371 | 1.2828 | 1.3251
13 | 0.16926 | 0.023957 | 0.027151 | 1.386 | 0.99693 | 0.99978 | 0.75523 | 0.032318 | 0.75982 | 0.59179 | 0.83166 | 0.77493 | 0.83507 | 0.21977 | 2078.182 | 374.9706 | 0.95844 | 0.83817 | 0.13211 | 0.19485 | 0.43795 | 0.87108 | 1.5922 | 1.694 | 327.0591 | 0.0075257 | 140.9858 | 127.5618 | 15.5048 | 158.0366 | 13.3939 | 2.1362 | 56.8543 | 15.7917 | 10.0613 | 0.23316 | 2.2043 | 3.5667 | 2301.6929 | 76.6685 | 89.3951 | 1623.8414 | 101.3009 | 89.579 | 240.2432 | 246.5149 | 221.1067 | 32.3126 | 50.7347 | 0.80826 | 0.21076 | 0.070016 | 0.01601 | 0.0016523 | 8.6976e-05 | 38.3735 | 13.581 | 2.8602 | 0.81965 | 0.64785 | 0.081388 | 2.5902 | 55.4589 | 3.9007 | 0.35907 | 0.81467 | 22.9758 | 114.1624 | 33.5128 | 23.6567 | 155.261 | 10.2169 | 0.03331 | 0.29452 | 0.95476 | 30.035 | 12.958 | 685.7187 | 85.4947 | 2.9261 | 0.09765 | 0.60488 | 0.091082 | 222.6898 | 143.5999 | 101.9981 | 59.654 | 14.101 | 1272.9843 | 216.1964 | 71.3373 | 71.0366 | 231.1587 | 168.4224 | 92.3823 | 85.8947 | 6.7762 | 0.57701 | 0.75138 | 0.42414 | 50.3244 | 6.7167 | 1.9822 | 2.363 | 0.19449 | 8.781e-05 | 27.6511 | 1.3132 | 0.26746 | 0.19483 | 0.16758 | 3.377 | 0.96137 | 1.3057 | 0.45777 | 68.275 | 19.5399 | 32.9568 | 9.2448 | 153.8868 | 148.0631 | 2042.2005 | 207.2752 | 351.5538 | 173.609 | 811.2288 | 374.5351 | 88.1648 | 387.4504 | 0.24257 | 0.22635 | 0.12802 | 0.072585 | 0.0081054 | 0.0066559 | 2.2839e-05 | 0.0025118 | 33.0833 | 10.2803 | 1.0787 | 0.17192 | 2.6828 | 5.5239 | 405.1634 | 92.7548 | 2.9336 | 5.4394 | 141.7001 | 10.1812 | 784.8106 | 281.3449 | 258.2029 | 219.6298 | 68.0282 | 94.9872 | 46.7457 | 3800.2479 | 245.0245 | 96.7377 | 16.985 | 111.0668 | 9.2405 | 224.8539 | 104.5451 | 13.5385 | 54.0279 | 0.44325 | 3214.9013 | 2.2281 | 6.8522 | 1.8377 | 3.411 | 9.8281 | 0.4948 | 0.63942 | 3.5369 | 0.23657 | 118.1325 | 44.5381 | 28.846 | 80.6731 | 602.1836 | 62.4777 | 574.9368 | 8.5942 | 113.3117 | 651.6085 | 130.69 | 81.5123 | 59.7457 | 71.6894 | 250.6213 | 49.7413 | 9.116 | 189.1996 | 88.5414 | 11.6935 | 40.8521 | 554.2229 | 5.7954 | 87.5716 | 58.337 | 187.5739 | 312.7448 | 88.0814 | 55.0343 | 32.1232 | 43.5214 | 0.010865 | 0.0010685 | 0.29914 | 35.8668 | 2.699 | 10.5099 | 2.4394 | 214.2394 | 8.7706 | 5.3228 | 0.58316 | 6881.5727 | 791.3983 | 1192.1311 | 1282.1374 | 32.6124 | 0.98694 | 24.5344 | 2.3978 | 5504.2999 | 1702.8155 | 498.6754 | 90.4397 | 133.9947 | 8.9591 | 184.2394 | 0.0012954 | 33.385 | 0.15026 | 11.9015 | 86.2544 | 4.9108 | 82.7638 | 231.4714 | 0.11606 | 0.30212 | 0.23274 | 1.0184 | 0.12144 | 42.2706 | 0.0023482 | 15.4665 | 310.9544 | 0.017362 | 174.3119 | 4.52 | 0.053308 | 0.70301 | 0.26991 | 4.8463 | 0.096292 | 1.5051 | 1.0803 | 1.9378 | 5.6933 | 0.040877 | 0.37536 | 0.18982 | 10.6402 | 0.00043859 | 0.0025472 | 0.0018884 | 4.477 | 0.019114 | 0.4837 | 0.19315 | 0.28128 | 0.0010253 | 0.020385 | 0.018916 | 0.30599 | 0.0017698 | 0.019865 | 0.015453 | 1.6227 | 0.0068673 | 0.06895 | 0.034198 | 0.50375 | 0.0050419 | 0.041207 | 0.20244 | 0.54988 | 0.26396 | 1.0449 | 269.3497 | 0.012972 | 1.9897 | 0.012776 | 5.2446 | 3.8147 | 2.4494 | 204.6325 | 0.438 | 9.6193 | 9.2705 | 14.6825 | 119092.4203 | 8.6571 | 300.9343 | 8.7994 | 4.2939 | 2.1569 | 1.8377 | 3.0306 | 1.5443 | 1.7142 | 14.5583 | 4.0308 | 0.75329 | 8.0144 | 2.629 | 260.5311 | 9.2067 | 0.44815 | 18.3317 | 28.8575 | 704.0639 | 66.7231 | 4.7905 | 2.6919 | 8.1262 | 7.5439 | 0.28547 | 1.2521 | 4.8484 | 6.9145 | 6.1916 | 0.0019299 | 0.0012039 | 0.0042443 | 1.3576 | 9.6005e-05 | 0.0063868 | 5.5382e-05 | 0.019168 | 0.0024675 | 0.007689 | 13.4531 | 0.00069952 | 0.68662 | 0.32138 | 8.8813 | 1.3575 | 0.041081 | 1.3765 | 0.30844 | 0.020645 | 0.0080448 | 0.0074025 | 0.0031972 | 0.0060973 | 0.0074407 | 0.057766 | 0.06769 | 0.0037573 | 0.033536 | 0.01042 | 1.039 | 0.00044663 | 0.00043691 | 0.10248 | 0.12399 | 3.0028 | 0.27983 | 0.020544 | 0.044671 | 0.027272 | 0.038392 | 0.0011277 | 0.0049256 | 0.018579 | 0.023833 | 0.024771 | 0.039779 | 0.018171 | 0.062885 | 18.9357 | 0.0012917 | 0.10849 | 0.00085542 | 0.40388 | 0.046134 | 0.16368 | 7.469 | 0.010147 | 23.7628 | 15.4431 | 538.2095 | 30.406 | 1.887 | 30.8997 | 14.2344 | 0.83183 | 0.10088 | 0.09604 | 0.051737 | 0.10243 | 0.17605 | 1.7958 | 1.4388 | 0.048251 | 0.86489 | 0.15212 | 19.104 | 0.0034731 | 0.0036328 | 10.7636 | 5.3922 | 152.61 | 13.1655 | 1.8534 | 0.59699 | 0.41359 | 0.5523 | 0.022051 | 0.094964 | 0.38346 | 1.0835 | 1.1854 | 0.028077 | 0.011521 | 0.014042 | 7.5966 | 0.00079618 | 0.20355 | 0.00060919 | 0.86597 | 0.065592 | 0.1146 | 5.6165 | 0.0084367 | 14.8345 | 9.0285 | 533.0572 | 17.9262 | 1.637 | 18.4118 | 8.9092 | 0.48409 | 0.1637 | 0.20913 | 0.028777 | 0.11002 | 0.076887 | 2.041 | 0.62168 | 0.18282 | 0.52243 | 0.20341 | 13.0189 | 0.0030919 | 0.0028785 | 4.0828 | 2.6283 | 58.3792 | 8.3045 | 2.86 | 0.24618 | 0.31717 | 0.72087 | 0.013874 | 0.05322 | 0.21415 | 1.1242 | 1.1744 | 0.15457 | 0.0014893 | 0.037396 | 0.011332 | 0.26193 | 0.25544 | 1.398 | 1.6201 | 3.3199 | 1.1761 | 1.7317
14 | 0.18863 | 0.02135 | 0.024846 | 1.2524 | 0.99446 | 0.99936 | 0.88399 | 0.02738 | 0.91496 | 0.71041 | 0.86569 | 0.74077 | 0.84259 | 0.19456 | 2133.1072 | 328.8221 | 0.96551 | 0.84692 | 0.15954 | 0.24892 | 0.096607 | 2.1336 | 0.97002 | 7.4677 | 570.2074 | 0.0034644 | 146.7129 | 98.1023 | 11.3111 | 154.4481 | 13.9667 | 1.6487 | 49.7247 | 11.8694 | 10.4147 | 0.27434 | 1.0331 | 2.522 | 2610.7511 | 79.9377 | 91.9892 | 1907.4402 | 121.6641 | 83.5975 | 293.9831 | 243.4838 | 202.7326 | 37.0658 | 48.8853 | 0.92988 | 0.3506 | 0.1953 | 0.018794 | 0.0019134 | 6.8621e-05 | 33.7673 | 14.0062 | 2.6109 | 0.75479 | 0.61796 | 0.10373 | 2.805 | 65.9011 | 6.5486 | 0.31679 | 0.84241 | 23.7617 | 97.6245 | 34.4075 | 23.0228 | 125.5636 | 7.9456 | 0.035581 | 0.23731 | 0.77769 | 34.2382 | 19.1963 | 895.6546 | 108.9096 | 2.6465 | 0.071333 | 0.49183 | 0.1218 | 255.1905 | 130.8956 | 91.568 | 56.6458 | 18.1121 | 1154.0817 | 286.9778 | 78.6505 | 85.977 | 261.7788 | 162.1321 | 76.1799 | 84.1504 | 7.3383 | 0.39237 | 0.9832 | 0.3455 | 48.8904 | 6.2533 | 1.9428 | 2.2666 | 0.15345 | 7.5609e-05 | 30.9784 | 1.1935 | 0.24599 | 0.18885 | 0.18139 | 2.9832 | 0.96388 | 1.1874 | 0.36128 | 91.603 | 17.1778 | 24.4056 | 10.1069 | 121.9184 | 176.3836 | 2065.4796 | 246.2346 | 345.4077 | 163.7297 | 742.8894 | 370.4879 | 85.2703 | 466.1305 | 0.38456 | 0.12213 | 0.014723 | 0.074549 | 0.0091413 | 0.0054557 | 2.8684e-05 | 0.0024221 | 37.551 | 10.4249 | 0.99181 | 0.15501 | 2.2111 | 4.637 | 386.1756 | 72.8172 | 2.6184 | 4.6417 | 132.9986 | 9.0275 | 817.1225 | 348.7042 | 247.8594 | 190.7066 | 71.7986 | 101.8851 | 37.0345 | 3685.9355 | 252.1586 | 86.8551 | 19.5771 | 120.9526 | 10.2717 | 191.161 | 101.5588 | 10.2511 | 65.4675 | 0.39134 | 3421.9328 | 2.3066 | 7.6133 | 1.5691 | 2.3026 | 12.8444 | 0.59264 | 0.80494 | 4.307 | 0.3067 | 114.2236 | 45.5264 | 32.8816 | 87.2726 | 760.4572 | 71.105 | 665.6213 | 10.4395 | 127.586 | 781.3957 | 168.7225 | 102.4812 | 60.5319 | 72.1246 | 202.3004 | 60.9194 | 9.3862 | 195.8857 | 97.2964 | 12.409 | 45.2453 | 545.1705 | 6.7646 | 84.7916 | 66.7128 | 170.6127 | 257.8786 | 74.0854 | 48.0673 | 29.559 | 47.9302 | 0.011847 | 0.0011637 | 0.2271 | 28.914 | 2.0207 | 11.9966 | 2.788 | 311.0962 | 11.948 | 6.0588 | 0.43444 | 6774.7586 | 778.7266 | 1323.7063 | 1375.6595 | 30.9947 | 0.69173 | 21.2974 | 2.8272 | 5977.3388 | 1788.0765 | 560.1648 | 106.9374 | 129.0705 | 8.6278 | 179.7527 | 0.0012261 | 35.6845 | 0.16545 | 14.549 | 55.5741 | 5.8483 | 80.7765 | 199.9009 | 0.10182 | 0.24993 | 0.22885 | 1.1442 | 0.16613 | 38.7021 | 0.0021648 | 13.1212 | 283.3275 | 0.0169 | 172.5974 | 4.5355 | 0.053802 | 0.69887 | 0.27863 | 5.0857 | 0.091086 | 1.4803 | 1.012 | 1.9227 | 5.7575 | 0.044945 | 0.37594 | 0.1946 | 9.2427 | 0.00046867 | 0.0026059 | 0.0021722 | 4.787 | 0.016477 | 0.55976 | 0.20201 | 0.25922 | 0.0010511 | 0.020917 | 0.0165 | 0.26981 | 0.0016559 | 0.021005 | 0.013997 | 1.7539 | 0.0071742 | 0.073472 | 0.033133 | 0.58444 | 0.0047675 | 0.038395 | 0.18546 | 0.52407 | 0.25854 | 1.0918 | 224.1481 | 0.015721 | 2.0008 | 0.011482 | 3.6576 | 4.2564 | 2.3555 | 197.1258 | 0.27896 | 10.855 | 8.9673 | 13.2274 | 105355.9886 | 8.4656 | 311.0061 | 9.2439 | 4.4666 | 2.0564 | 2.0205 | 2.9723 | 1.6443 | 1.9189 | 13.1514 | 3.9617 | 0.71564 | 8.9304 | 2.9654 | 271.697 | 8.428 | 0.43123 | 20.1552 | 26.7017 | 633.2026 | 60.5407 | 4.1319 | 2.7517 | 7.4523 | 7.4135 | 0.24917 | 1.2035 | 4.8683 | 6.3495 | 5.9803 | 0.0019055 | 0.0013564 | 0.0040389 | 1.6001 | 8.7002e-05 | 0.0075656 | 6.2334e-05 | 0.019144 | 0.0024106 | 0.0081039 | 12.0633 | 0.00074177 | 0.5994 | 0.31164 | 7.663 | 1.3901 | 0.036128 | 1.1674 | 0.29913 | 0.021069 | 0.0083149 | 0.0067994 | 0.0036855 | 0.0054423 | 0.0071328 | 0.060336 | 0.081562 | 0.0038881 | 0.033988 | 0.010673 | 1.1454 | 0.00040748 | 0.00047952 | 0.090703 | 0.11462 | 2.8664 | 0.29621 | 0.020382 | 0.042128 | 0.024676 | 0.036671 | 0.0011983 | 0.0056776 | 0.019265 | 0.027046 | 0.025373 | 0.042642 | 0.019004 | 0.057677 | 16.717 | 0.0012122 | 0.099113 | 0.00087353 | 0.41361 | 0.052064 | 0.14179 | 7.8737 | 0.012062 | 20.9176 | 14 | 464.865 | 26.2134 | 1.7407 | 30.3584 | 12.9355 | 0.83699 | 0.10882 | 0.11005 | 0.059614 | 0.099638 | 0.16935 | 1.8647 | 1.2674 | 0.047392 | 0.84801 | 0.18057 | 18.6443 | 0.0032162 | 0.0034182 | 9.5547 | 5.5711 | 160.6936 | 12.7832 | 1.5897 | 0.6211 | 0.4434 | 0.63754 | 0.021041 | 0.084771 | 0.32862 | 1.0789 | 1.1385 | 0.027134 | 0.01186 | 0.014676 | 6.3367 | 0.00086025 | 0.2063 | 0.00059867 | 1.0218 | 0.058939 | 0.11568 | 5.0198 | 0.0087797 | 15.0186 | 7.9951 | 526.993 | 20.0477 | 1.7175 | 18.6792 | 8.2087 | 0.5813 | 0.13668 | 0.21509 | 0.031118 | 0.11177 | 0.075619 | 1.8124 | 0.60962 | 0.17102 | 0.45349 | 0.20893 | 12.0415 | 0.0027164 | 0.0029407 | 3.8333 | 2.796 | 65.1153 | 8.9228 | 3.1659 | 0.23556 | 0.28017 | 0.61664 | 0.014464 | 0.048132 | 0.24626 | 1.0794 | 1.2866 | 0.1581 | 0.0015965 | 0.039608 | 0.011214 | 0.32638 | 0.33319 | 1.3603 | 1.5902 | 4.1151 | 1.1121 | 1.2659
15 | 0.17203 | 0.041994 | 0.020495 | 1.4829 | 0.99967 | 0.99719 | 0.81056 | 0.092423 | 0.91951 | 0.57912 | 0.86824 | 0.70972 | 0.88147 | 0.17134 | 1670.8782 | 183.913 | 0.94093 | 0.82819 | 0.12527 | 0.26593 | 0.37857 | 2.7397 | 1.4555 | 3.3981 | 498.504 | 0.0035997 | 124.9344 | 117.0934 | 11.586 | 172.6142 | 13.8695 | 2.0519 | 58.8333 | 12.5477 | 10.2444 | 0.22672 | 2.3691 | 3.3512 | 2506.0293 | 92.6109 | 84.6474 | 1767.6299 | 105.631 | 97.1216 | 296.9992 | 265.5046 | 256.4523 | 28.2503 | 45.8024 | 0.79434 | 0.36154 | 0.021166 | 0.014887 | 0.002106 | 8.311e-05 | 29.1313 | 12.1309 | 3.2176 | 0.92379 | 0.52968 | 0.10792 | 2.8704 | 51.7951 | 2.6567 | 0.33973 | 0.87729 | 24.1724 | 91.0162 | 37.9945 | 23.9116 | 119.8761 | 9.8607 | 0.037353 | 0.28692 | 0.92457 | 26.3581 | 14.9363 | 810.4003 | 133.2577 | 3.053 | 0.11799 | 0.65517 | 0.097446 | 277.8337 | 152.5749 | 86.4035 | 61.9634 | 15.2665 | 1105.1539 | 239.5827 | 83.069 | 74.719 | 292.4824 | 140.2623 | 83.6351 | 75.0733 | 6.9458 | 0.66262 | 0.58606 | 0.33976 | 70.1743 | 6.1642 | 1.8631 | 2.7246 | 0.1711 | 7.0741e-05 | 29.6004 | 0.93987 | 0.24017 | 0.17542 | 0.15178 | 2.4972 | 0.96607 | 1.0562 | 0.51817 | 99.8654 | 18.8402 | 27.186 | 8.2458 | 133.2486 | 182.6841 | 1803.4589 | 257.1634 | 293.6221 | 185.749 | 918.9292 | 322.0852 | 79.6482 | 476.2035 | 0.23083 | 0.093085 | 0.055437 | 0.076134 | 0.0085148 | 0.0049315 | 2.4759e-05 | 0.0027017 | 31.7407 | 10.9776 | 0.85053 | 0.15059 | 2.1473 | 6.4162 | 367.4809 | 60.9417 | 4.0172 | 5.697 | 124.7093 | 9.1741 | 765.8629 | 273.5065 | 263.8605 | 215.7119 | 62.3962 | 96.9007 | 45.8311 | 3529.5223 | 266.0216 | 77.4722 | 21.9901 | 119.2187 | 8.9127 | 236.4718 | 97.868 | 11.3201 | 52.9672 | 0.33535 | 3106.209 | 2.0133 | 7.5339 | 1.6549 | 2.4972 | 8.66 | 0.5228 | 0.74396 | 3.6617 | 0.34916 | 107.0374 | 46.4858 | 33.888 | 85.953 | 634.1506 | 67.4 | 600.2579 | 8.3194 | 118.524 | 787.5954 | 138.5731 | 92.7444 | 53.8259 | 64.21 | 232.4403 | 47.9372 | 10.1585 | 168.5654 | 96.1849 | 10.1018 | 44.8004 | 651.1224 | 6.3674 | 68.3915 | 64.1587 | 210.5086 | 266.1387 | 92.6651 | 49.5502 | 29.8965 | 46.7184 | 0.0094347 | 0.0014325 | 0.22465 | 30.6073 | 2.7474 | 8.746 | 2.1588 | 257.6587 | 9.6858 | 4.376 | 0.38358 | 5755.1155 | 746.5836 | 1343.0475 | 1239.4047 | 32.2076 | 1.1077 | 23.7543 | 2.4487 | 5114.7152 | 1828.1322 | 576.0783 | 91.7995 | 145.1554 | 9.7414 | 175.9285 | 0.0012139 | 36.8991 | 0.14481 | 12.5825 | 77.2059 | 5.2177 | 71.8369 | 177.8153 | 0.10644 | 0.19473 | 0.20696 | 1.0938 | 0.15201 | 39.1595 | 0.002095 | 13.2392 | 313.0981 | 0.015806 | 159.2251 | 4.6435 | 0.055168 | 0.73096 | 0.25906 | 5.143 | 0.088405 | 1.3991 | 1.1214 | 1.9455 | 5.1295 | 0.041662 | 0.37822 | 0.18455 | 9.8415 | 0.00040756 | 0.0025107 | 0.0020456 | 4.2631 | 0.017843 | 0.55036 | 0.21019 | 0.26877 | 0.0010861 | 0.020094 | 0.017763 | 0.27839 | 0.0015433 | 0.022785 | 0.014718 | 1.5189 | 0.0067977 | 0.072334 | 0.037842 | 0.55236 | 0.0049824 | 0.044349 | 0.21741 | 0.54575 | 0.29229 | 1.0748 | 231.9829 | 0.016425 | 1.9632 | 0.012836 | 3.9084 | 5.3039 | 2.7772 | 202.006 | 0.23818 | 10.2921 | 8.415 | 12.685 | 112240.4885 | 7.8531 | 348.4597 | 8.0272 | 4.7056 | 1.905 | 2.115 | 2.6991 | 1.7648 | 1.811 | 15.17 | 3.8529 | 0.65023 | 8.3411 | 2.5279 | 245.463 | 8.5074 | 0.46166 | 19.7705 | 27.3275 | 694.239 | 65.0669 | 4.4019 | 3.0451 | 7.9175 | 7.4549 | 0.28164 | 1.2826 | 5.0958 | 6.8185 | 5.8906 | 0.0019692 | 0.001231 | 0.0041498 | 1.4087 | 8.4155e-05 | 0.0070925 | 6.3534e-05 | 0.017874 | 0.0026084 | 0.0087952 | 13.5323 | 0.00068791 | 0.58759 | 0.29087 | 7.4332 | 1.3498 | 0.04142 | 1.2449 | 0.31746 | 0.019353 | 0.0073687 | 0.0069685 | 0.0035823 | 0.0062134 | 0.0067471 | 0.056271 | 0.073551 | 0.0032892 | 0.035347 | 0.009934 | 1.0775 | 0.00040232 | 0.00042404 | 0.10171 | 0.1221 | 2.816 | 0.29767 | 0.022361 | 0.046553 | 0.027995 | 0.036552 | 0.0012605 | 0.0050502 | 0.022171 | 0.024764 | 0.023941 | 0.04025 | 0.016644 | 0.056636 | 19.5178 | 0.0012835 | 0.11065 | 0.00089199 | 0.44682 | 0.051817 | 0.15032 | 6.8572 | 0.011635 | 21.6205 | 14.0178 | 453.4604 | 28.826 | 1.6664 | 26.8335 | 12.803 | 0.84663 | 0.10781 | 0.099214 | 0.058942 | 0.10004 | 0.15793 | 1.9368 | 1.3734 | 0.044452 | 0.84277 | 0.17135 | 19.3207 | 0.0035263 | 0.0036755 | 9.3159 | 4.9464 | 150.1023 | 14.2289 | 1.7647 | 0.61435 | 0.40059 | 0.58468 | 0.02086 | 0.083848 | 0.37785 | 1.1347 | 1.1466 | 0.029434 | 0.012103 | 0.015421 | 6.9494 | 0.00085048 | 0.22256 | 0.00059112 | 0.92486 | 0.06914 | 0.11667 | 5.7755 | 0.0090638 | 17.1714 | 7.8221 | 492.6872 | 20.4048 | 1.7244 | 18.0219 | 8.0328 | 0.49694 | 0.14691 | 0.19875 | 0.029951 | 0.10325 | 0.072756 | 1.9861 | 0.55848 | 0.18529 | 0.48776 | 0.19379 | 12.6688 | 0.0030122 | 0.0029679 | 3.6905 | 2.8442 | 68.5111 | 8.3949 | 3.2984 | 0.25662 | 0.31118 | 0.72853 | 0.01252 | 0.047831 | 0.20416 | 1.2344 | 1.2363 | 0.16209 | 0.0015088 | 0.033412 | 0.01287 | 0.29809 | 0.24176 | 1.5944 | 1.8943 | 4.2222 | 1.4375 | 1.741
16 | 0.16672 | 0.019111 | 0.022594 | 1.1372 | 0.99926 | 0.99672 | 0.77962 | 0.089836 | 0.85879 | 0.6355 | 0.84111 | 0.73513 | 0.80051 | 0.20933 | 1127.6144 | 362.1374 | 0.9629 | 0.81276 | 0.18484 | 0.16242 | 0.20118 | 0.76069 | 1.2901 | 3.8356 | 483.5761 | 0.0084651 | 170.3561 | 108.0274 | 12.0482 | 149.3365 | 15.0343 | 1.9277 | 62.057 | 16.4995 | 9.6577 | 0.2773 | 2.7196 | 2.1256 | 2415.3066 | 80.7929 | 82.0036 | 1888.549 | 124.0994 | 79.9142 | 266.3257 | 240.9514 | 208.4534 | 30.5007 | 48.0691 | 0.84517 | 0.30171 | 0.30959 | 0.016522 | 0.0017894 | 9.5467e-05 | 32.0009 | 14.2258 | 3.4072 | 0.90345 | 0.65634 | 0.11142 | 2.4683 | 71.3646 | 1.5276 | 0.26834 | 0.75163 | 18.7808 | 93.7803 | 37.3687 | 19.8091 | 122.6722 | 9.2137 | 0.030033 | 0.25213 | 0.88358 | 27.9366 | 14.2474 | 748.3495 | 142.711 | 3.2975 | 0.10764 | 0.43823 | 0.10719 | 303.5471 | 137.2037 | 83.9909 | 64.5804 | 16.5171 | 1091.2689 | 272.6795 | 90.5481 | 83.7142 | 269.9903 | 152.4728 | 91.2435 | 70.3928 | 8.8626 | 0.49833 | 0.66612 | 0.55366 | 63.1203 | 7.1798 | 2.1493 | 2.0915 | 0.16686 | 8.4224e-05 | 31.3724 | 1.3533 | 0.21912 | 0.18165 | 0.17842 | 3.4803 | 0.96706 | 1.1093 | 0.48174 | 101.2603 | 17.7669 | 37.406 | 7.9829 | 135.7347 | 187.5947 | 2012.1456 | 213.6369 | 342.3204 | 154.836 | 708.6574 | 310.7792 | 92.7687 | 398.1719 | 0.098165 | 0.023018 | 0.079102 | 0.076936 | 0.0089466 | 0.005168 | 2.7272e-05 | 0.0026032 | 29.2416 | 11.4379 | 1.0108 | 0.14656 | 2.555 | 4.9838 | 292.8256 | 81.8287 | 4.1723 | 4.7521 | 139.6982 | 7.9708 | 684.8229 | 314.2758 | 230.8156 | 210.0663 | 65.8301 | 114.5531 | 44.2292 | 3566.7032 | 263.022 | 93.2179 | 18.1486 | 126.3712 | 9.6346 | 249.95 | 93.5111 | 12.0566 | 62.9763 | 0.38328 | 2913.2395 | 2.5754 | 6.5804 | 2.087 | 3.3721 | 12.554 | 0.63707 | 0.86043 | 4.1255 | 0.25982 | 116.393 | 48.6624 | 37.5557 | 81.8804 | 642.794 | 71.96 | 718.7516 | 8.0288 | 110.4982 | 815.8871 | 162.8725 | 87.7043 | 62.3435 | 63.7823 | 230.0127 | 59.3505 | 7.7303 | 162.4596 | 79.6918 | 10.2685 | 54.6142 | 613.4636 | 7.3238 | 80.5444 | 55.1879 | 177.1363 | 242.4637 | 94.195 | 47.2762 | 36.3063 | 40.3437 | 0.008975 | 0.001313 | 0.2325 | 38.1538 | 2.4326 | 11.1739 | 2.1835 | 271.6983 | 11.1306 | 5.6174 | 0.45731 | 5883.1941 | 940.4052 | 1274.437 | 1124.6289 | 29.6142 | 0.7661 | 22.9116 | 2.9508 | 5246.6721 | 1172.4631 | 479.2794 | 104.7219 | 134.8737 | 9.3456 | 145.8359 | 0.0015252 | 29.1771 | 0.17807 | 14.1904 | 82.8143 | 4.2221 | 58.7235 | 165.2267 | 0.10692 | 0.32145 | 0.21378 | 1.2379 | 0.18201 | 40.5566 | 0.0022946 | 15.3044 | 324.9628 | 0.01609 | 163.188 | 4.2368 | 0.051414 | 0.71017 | 0.27384 | 4.7521 | 0.087313 | 1.4914 | 1.1613 | 1.8935 | 5.4925 | 0.041401 | 0.36126 | 0.18284 | 9.3622 | 0.00046424 | 0.0027258 | 0.0021115 | 4.8799 | 0.015952 | 0.54396 | 0.21382 | 0.25584 | 0.0010682 | 0.021713 | 0.018119 | 0.28923 | 0.0015041 | 0.02039 | 0.014463 | 1.7033 | 0.0075002 | 0.065132 | 0.035836 | 0.50734 | 0.005485 | 0.043137 | 0.19868 | 0.51744 | 0.25307 | 1.1171 | 319.3722 | 0.016762 | 1.9721 | 0.011744 | 3.5136 | 4.7008 | 3.0699 | 200.9648 | 0.064431 | 9.7243 | 9.5225 | 15.0559 | 116716.8251 | 8.4008 | 351.8284 | 8.4274 | 4.0319 | 2.0753 | 1.9577 | 2.6678 | 1.5726 | 1.9066 | 12.6382 | 4.3401 | 0.70197 | 7.3576 | 2.7033 | 259.0627 | 8.3018 | 0.46957 | 17.4712 | 25.1015 | 671.6185 | 69.8032 | 4.5966 | 2.6508 | 7.2762 | 7.063 | 0.29045 | 1.2324 | 4.6952 | 6.4906 | 6.4253 | 0.0021507 | 0.0012607 | 0.004349 | 1.5808 | 9.2599e-05 | 0.0069359 | 6.3769e-05 | 0.016869 | 0.0028772 | 0.0086866 | 13.2408 | 0.00077981 | 0.65562 | 0.31384 | 8.5576 | 1.3761 | 0.036902 | 1.3844 | 0.30526 | 0.017763 | 0.0075297 | 0.0065635 | 0.0033737 | 0.0056105 | 0.0072788 | 0.063532 | 0.067576 | 0.0034762 | 0.032873 | 0.011242 | 1.082 | 0.00041414 | 0.00045871 | 0.093319 | 0.13085 | 2.6847 | 0.31659 | 0.022694 | 0.050482 | 0.03003 | 0.038761 | 0.00124 | 0.0058099 | 0.021095 | 0.02364 | 0.027401 | 0.036425 | 0.017841 | 0.058265 | 18.4696 | 0.0011423 | 0.09644 | 0.00089317 | 0.39936 | 0.053304 | 0.15602 | 7.143 | 0.010595 | 21.8065 | 13.12 | 508.3372 | 29.4743 | 1.6123 | 26.8752 | 13.5373 | 0.99761 | 0.1036 | 0.10688 | 0.057833 | 0.092209 | 0.16407 | 1.7075 | 1.3047 | 0.045914 | 0.93111 | 0.14878 | 18.057 | 0.003139 | 0.0031575 | 9.6536 | 5.0468 | 163.8575 | 15.3648 | 1.8263 | 0.67864 | 0.42461 | 0.59326 | 0.022227 | 0.10153 | 0.34941 | 1.175 | 0.99739 | 0.025141 | 0.011748 | 0.016125 | 7.3462 | 0.00084906 | 0.19882 | 0.00063786 | 0.99248 | 0.068585 | 0.1317 | 5.5126 | 0.008663 | 16.3127 | 9.1062 | 508.2233 | 20.3639 | 1.6871 | 17.7623 | 8.3803 | 0.57774 | 0.1518 | 0.23443 | 0.030092 | 0.10432 | 0.0849 | 1.7591 | 0.53991 | 0.17794 | 0.53168 | 0.22595 | 12.9545 | 0.0031689 | 0.002832 | 4.1973 | 2.8338 | 57.1022 | 7.5599 | 3.4139 | 0.25246 | 0.31796 | 0.63428 | 0.014098 | 0.053551 | 0.21675 | 1.2447 | 1.0876 | 0.17399 | 0.0016984 | 0.038512 | 0.012188 | 0.27519 | 0.308 | 1.652 | 1.9774 | 3.6619 | 1.356 | 1.3735
17 | 0.13301 | 0.022477 | 0.011567 | 1.1461 | 0.99855 | 0.99444 | 0.84386 | 0.083329 | 0.8064 | 0.64035 | 0.70082 | 0.80648 | 0.89188 | 0.16725 | 2423.4986 | 218.6939 | 0.94449 | 0.82163 | 0.14998 | 0.29512 | 0.39015 | 2.9203 | 1.0828 | 6.1677 | 359.8922 | 0.0051951 | 155.1148 | 135.0338 | 14.2445 | 137.0598 | 13.0817 | 1.6086 | 53.723 | 14.7578 | 11.5047 | 0.27035 | 1.2096 | 3.999 | 2906.3381 | 83.8366 | 80.4218 | 1826.5821 | 120.0294 | 85.9898 | 275.9594 | 280.9439 | 235.5535 | 29.1095 | 54.9509 | 0.76088 | 0.32256 | 0.3618 | 0.017065 | 0.0022434 | 8.5395e-05 | 30.6401 | 11.7106 | 2.5356 | 0.71465 | 0.66029 | 0.089175 | 2.2073 | 45.3216 | 4.5783 | 0.327 | 0.79651 | 17.0161 | 126.8352 | 32.4197 | 15.8171 | 118.8061 | 10.0141 | 0.034078 | 0.27096 | 0.97376 | 43.1014 | 19.671 | 907.6599 | 96.0344 | 3.397 | 0.11396 | 0.58828 | 0.08647 | 318.6414 | 134.0924 | 80.2961 | 58.1809 | 16.0289 | 1387.5283 | 226.4787 | 74.7059 | 75.5254 | 250.7055 | 143.7159 | 98.2292 | 92.7464 | 7.7937 | 0.54009 | 0.95767 | 0.30846 | 57.5741 | 6.405 | 1.6414 | 2.3519 | 0.17465 | 6.6615e-05 | 30.1418 | 0.94078 | 0.22447 | 0.27539 | 0.1345 | 3.1902 | 0.96076 | 1.1462 | 0.40569 | 82.1142 | 13.2081 | 35.938 | 9.9252 | 120.7535 | 121.5215 | 1742.3125 | 224.4533 | 364.134 | 157.108 | 782.9884 | 302.9333 | 82.0325 | 426.0963 | 0.35613 | 0.32708 | 0.18242 | 0.068896 | 0.01093 | 0.0068813 | 2.3525e-05 | 0.0022772 | 34.5632 | 13.2676 | 0.95912 | 0.18385 | 2.0664 | 6.2366 | 377.0016 | 77.0291 | 3.9679 | 4.1334 | 145.2387 | 10.2448 | 696.3558 | 275.8452 | 216.6659 | 176.5856 | 69.7311 | 93.0545 | 41.978 | 3105.3983 | 290.2445 | 100.1875 | 17.8318 | 123.2926 | 9.7754 | 243.2529 | 87.2294 | 10.7987 | 52.3257 | 0.41245 | 2393.5163 | 2.7625 | 7.9054 | 2.0157 | 2.8441 | 13.4347 | 0.5969 | 0.86838 | 4.3774 | 0.26785 | 119.4656 | 51.8236 | 29.9149 | 104.0077 | 582.2642 | 55.0487 | 705.5199 | 10.461 | 105.4608 | 711.4203 | 147.2975 | 98.0514 | 47.3889 | 70.8603 | 207.2528 | 54.5625 | 9.7179 | 196.8276 | 81.1149 | 11.8306 | 43.4538 | 530.1632 | 7.2408 | 65.7397 | 55.4592 | 195.7548 | 278.6452 | 91.7059 | 44.6421 | 34.3844 | 45.3731 | 0.010974 | 0.0012642 | 0.31172 | 39.3257 | 2.7999 | 10.6831 | 2.8717 | 286.5465 | 7.5946 | 5.8582 | 0.53972 | 7201.2633 | 760.0762 | 1503.0884 | 1471.3056 | 34.1734 | 1.2986 | 26.1513 | 2.6698 | 5811.9089 | 1380.1429 | 536.2747 | 96.1874 | 156.444 | 9.9347 | 167.5264 | 0.0013506 | 35.767 | 0.14632 | 12.8455 | 56.4947 | 3.1051 | 85.652 | 220.3326 | 0.11094 | 0.12429 | 0.26699 | 1.3083 | 0.14621 | 37.4245 | 0.0020738 | 15.0418 | 317.6662 | 0.017273 | 152.6746 | 4.8397 | 0.05461 | 0.66459 | 0.29241 | 4.7125 | 0.092637 | 1.435 | 1.0545 | 1.9048 | 5.8424 | 0.039434 | 0.39495 | 0.18044 | 9.9699 | 0.00039741 | 0.002731 | 0.0021391 | 4.514 | 0.017554 | 0.53927 | 0.1955 | 0.29015 | 0.0009499 | 0.01929 | 0.017726 | 0.30319 | 0.001774 | 0.021958 | 0.013541 | 1.4556 | 0.006717 | 0.076993 | 0.036603 | 0.56391 | 0.0051276 | 0.045074 | 0.20182 | 0.5391 | 0.28082 | 1.1059 | 278.9105 | 0.017078 | 2.0022 | 0.011255 | 3.3818 | 5.9667 | 2.9347 | 205.5657 | 0.12876 | 8.9911 | 8.3813 | 13.4388 | 124671.1244 | 7.9689 | 297.1616 | 8.9751 | 4.5833 | 2.1417 | 1.8671 | 2.9378 | 1.5483 | 1.8061 | 13.0488 | 3.8173 | 0.73669 | 8.6304 | 2.8039 | 288.9467 | 9.0178 | 0.43973 | 18.937 | 27.799 | 687.1115 | 62.6596 | 4.9259 | 2.8189 | 7.073 | 7.0116 | 0.26359 | 1.1361 | 5.2841 | 7.0643 | 6.2503 | 0.002126 | 0.001376 | 0.0044493 | 1.6139 | 8.1496e-05 | 0.0076899 | 5.7305e-05 | 0.01674 | 0.0027365 | 0.0088743 | 11.8365 | 0.00072165 | 0.66049 | 0.32689 | 8.3434 | 1.2794 | 0.035464 | 1.1836 | 0.30124 | 0.020458 | 0.006886 | 0.0077464 | 0.0034658 | 0.0057642 | 0.0073441 | 0.063256 | 0.076154 | 0.0032707 | 0.034792 | 0.010298 | 1.1626 | 0.00045846 | 0.00040728 | 0.10724 | 0.11974 | 2.917 | 0.30881 | 0.022568 | 0.043451 | 0.029521 | 0.034995 | 0.0012138 | 0.0052146 | 0.019063 | 0.022649 | 0.022944 | 0.039013 | 0.015921 | 0.063437 | 19.161 | 0.0012412 | 0.091585 | 0.00084987 | 0.37285 | 0.054158 | 0.16538 | 7.6945 | 0.010949 | 19.8692 | 14.2452 | 445.202 | 29.9974 | 1.8064 | 29.0163 | 13.3647 | 0.8683 | 0.11732 | 0.10418 | 0.050559 | 0.087125 | 0.17862 | 1.7611 | 1.4627 | 0.043468 | 0.83255 | 0.16135 | 18.9519 | 0.0035875 | 0.0034877 | 9.8124 | 5.4351 | 140.1536 | 15.1747 | 1.6005 | 0.59226 | 0.42099 | 0.65617 | 0.020475 | 0.093515 | 0.33307 | 0.98362 | 1.103 | 0.029226 | 0.011682 | 0.016002 | 7.6286 | 0.0007747 | 0.20907 | 0.00054545 | 1.0013 | 0.069948 | 0.13269 | 5.3211 | 0.0089367 | 16.9848 | 7.7058 | 586.9529 | 19.9364 | 1.9606 | 19.1122 | 7.82 | 0.48889 | 0.14603 | 0.22365 | 0.032943 | 0.11318 | 0.070851 | 2.0313 | 0.58867 | 0.16891 | 0.5462 | 0.19128 | 11.3453 | 0.002882 | 0.0027915 | 3.7282 | 2.9294 | 67.1051 | 8.6011 | 3.0779 | 0.24973 | 0.27352 | 0.73708 | 0.014223 | 0.048927 | 0.21003 | 1.1003 | 1.2561 | 0.15348 | 0.0017389 | 0.038956 | 0.010962 | 0.27889 | 0.27867 | 1.4738 | 1.5483 | 3.9623 | 1.1582 | 1.5526
18 | 0.13279 | 0.030313 | 0.028462 | 1.3114 | 0.99639 | 0.99472 | 0.72234 | 0.049812 | 0.87064 | 0.48037 | 0.63956 | 0.81236 | 0.76376 | 0.16373 | 1863.4944 | 227.7098 | 0.96412 | 0.81808 | 0.16702 | 0.23989 | 0.34647 | 3.2897 | 0.86996 | 2.8832 | 447.1193 | 0.00082947 | 147.5291 | 102.4193 | 15.0645 | 151.0929 | 15.613 | 1.7739 | 51.2156 | 16.2041 | 10.6366 | 0.29617 | 2.1835 | 3.8731 | 2901.7298 | 90.1 | 85.8641 | 1831.5569 | 110.9523 | 77.5509 | 251.4746 | 250.2042 | 231.7124 | 35.6735 | 51.1932 | 0.9109 | 0.035869 | 0.32936 | 0.017781 | 0.0018992 | 6.9877e-05 | 37.2201 | 11.9844 | 2.9633 | 0.83733 | 0.60716 | 0.11976 | 2.2521 | 58.3181 | 7.9309 | 0.33093 | 0.88711 | 21.6732 | 78.3354 | 40.1378 | 15.9982 | 151.9228 | 7.7835 | 0.034816 | 0.26762 | 0.91496 | 37.3717 | 15.808 | 648.324 | 122.3737 | 2.3736 | 0.093579 | 0.48006 | 0.088164 | 328.9935 | 142.0593 | 97.7606 | 64.9579 | 14.5078 | 1150.0061 | 250.6664 | 100.471 | 88.5668 | 227.4662 | 165.4317 | 95.6776 | 87.5175 | 7.5623 | 0.41024 | 0.84268 | 0.21825 | 66.3909 | 5.9963 | 2.2234 | 2.0373 | 0.17836 | 7.2819e-05 | 26.7639 | 1.0754 | 0.20759 | 0.22751 | 0.17435 | 3.2907 | 0.95922 | 1.3328 | 0.47133 | 87.2507 | 15.4895 | 27.8633 | 10.0159 | 142.05 | 191.636 | 2277.6923 | 219.0807 | 422.7304 | 190.0874 | 872.3633 | 365.6457 | 100.4548 | 459.9065 | 0.39817 | 0.37509 | 0.11843 | 0.083209 | 0.008253 | 0.0059236 | 2.5083e-05 | 0.0020153 | 30.525 | 13.4625 | 0.91602 | 0.20285 | 2.2697 | 5.6638 | 374.1354 | 69.2454 | 3.5502 | 4.9977 | 144.268 | 8.2558 | 649.4573 | 293.218 | 211.3996 | 182.7464 | 63.9715 | 90.458 | 43.2153 | 3253.8199 | 293.547 | 94.0251 | 21.8182 | 111.2507 | 10.3616 | 205.5922 | 103.1208 | 11.9034 | 58.4769 | 0.41733 | 2964.353 | 2.7152 | 6.8944 | 2.3122 | 2.6953 | 9.4367 | 0.65497 | 0.96419 | 3.3505 | 0.23995 | 124.1255 | 44.7189 | 32.1991 | 77.7081 | 684.7562 | 65.074 | 687.8263 | 9.825 | 122.811 | 681.2067 | 132.3559 | 95.0693 | 50.8003 | 78.7832 | 243.9763 | 56.6973 | 8.4922 | 180.739 | 81.771 | 12.5836 | 43.7484 | 568.4652 | 6.826 | 76.1734 | 60.9849 | 194.4391 | 256.532 | 82.6673 | 48.7183 | 32.5402 | 44.2818 | 0.010679 | 0.0011764 | 0.25796 | 36.4003 | 2.543 | 12.9277 | 2.9338 | 330.7775 | 8.4242 | 4.9298 | 0.47745 | 6014.3607 | 812.7747 | 1470.1531 | 1298.1605 | 35.1164 | 1.3176 | 25.8107 | 2.9025 | 4465.2405 | 1305.1439 | 549.3813 | 85.7287 | 118.481 | 9.5681 | 156.6393 | 0.0015974 | 32.5097 | 0.14153 | 13.8993 | 89.9162 | 6.4257 | 50.5634 | 197.713 | 0.1206 | 0.11065 | 0.236 | 0.88653 | 0.17665 | 41.8036 | 0.0023358 | 13.5684 | 294.98 | 0.016996 | 165.6155 | 4.7911 | 0.056189 | 0.68142 | 0.27999 | 4.9028 | 0.083548 | 1.4751 | 1.1073 | 2.0075 | 5.6034 | 0.040671 | 0.3832 | 0.19205 | 9.1444 | 0.00041245 | 0.0025491 | 0.0019732 | 4.2253 | 0.017578 | 0.55405 | 0.18929 | 0.27065 | 0.0010981 | 0.019583 | 0.017025 | 0.28328 | 0.0017372 | 0.022996 | 0.015255 | 1.7424 | 0.0072697 | 0.066237 | 0.032241 | 0.57687 | 0.0048587 | 0.038914 | 0.21522 | 0.51517 | 0.27675 | 1.1849 | 287.9134 | 0.017369 | 1.9908 | 0.012529 | 3.1655 | 3.9816 | 2.6535 | 203.049 | 0.16259 | 10.2467 | 9.0737 | 12.8271 | 107397.7293 | 9.3763 | 330.5083 | 9.108 | 4.6839 | 1.8958 | 2.0418 | 2.9023 | 1.7377 | 1.7307 | 14.3906 | 4.1367 | 0.76037 | 7.576 | 2.8657 | 257.0062 | 8.5872 | 0.41944 | 19.9498 | 28.6346 | 652.01 | 65.3617 | 4.1734 | 3.0755 | 8.4607 | 8.1781 | 0.26129 | 1.1439 | 5.6499 | 7.1794 | 5.7385 | 0.0020358 | 0.0013442 | 0.0043037 | 1.6433 | 8.8572e-05 | 0.0070152 | 5.9283e-05 | 0.017064 | 0.0025356 | 0.0074748 | 11.6227 | 0.00075247 | 0.67862 | 0.30534 | 8.7844 | 1.2908 | 0.036478 | 1.3977 | 0.28582 | 0.019895 | 0.007759 | 0.0067508 | 0.0034193 | 0.0062915 | 0.0066888 | 0.059364 | 0.077504 | 0.0035394 | 0.032779 | 0.011602 | 1.0484 | 0.00046231 | 0.00041679 | 0.10981 | 0.11866 | 2.9925 | 0.3008 | 0.022067 | 0.043909 | 0.026263 | 0.039074 | 0.0011355 | 0.0053793 | 0.018485 | 0.025169 | 0.024537 | 0.04236 | 0.016091 | 0.053477 | 16.9192 | 0.0011982 | 0.09152 | 0.00077299 | 0.43886 | 0.052699 | 0.14868 | 7.0407 | 0.011275 | 22.6069 | 15.1338 | 448.2491 | 29.288 | 1.685 | 30.1849 | 14.584 | 0.88327 | 0.10227 | 0.097548 | 0.056059 | 0.093249 | 0.18249 | 1.7805 | 1.5217 | 0.04412 | 0.85535 | 0.16325 | 21.511 | 0.0036222 | 0.003702 | 10.1064 | 5.5487 | 160.0278 | 13.2497 | 1.5765 | 0.65328 | 0.3868 | 0.56452 | 0.019482 | 0.091899 | 0.39805 | 1.0981 | 1.0671 | 0.026941 | 0.010053 | 0.014387 | 6.617 | 0.00089959 | 0.23265 | 0.00053898 | 0.94 | 0.060346 | 0.12716 | 5.505 | 0.0077449 | 14.6497 | 7.4917 | 487.1484 | 21.0796 | 1.8771 | 18.265 | 7.7726 | 0.53815 | 0.15923 | 0.21167 | 0.028342 | 0.11393 | 0.076364 | 1.7991 | 0.58158 | 0.1911 | 0.49994 | 0.21912 | 13.1235 | 0.002911 | 0.0031293 | 4.2224 | 2.662 | 61.8139 | 8.5067 | 3.3138 | 0.28166 | 0.28624 | 0.65474 | 0.012921 | 0.055851 | 0.23164 | 1.1733 | 1.3017 | 0.16342 | 0.0014565 | 0.036558 | 0.011133 | 0.22793 | 0.26379 | 1.8323 | 2.1262 | 4.4237 | 1.1997 | 1.2915
19 | 0.14448 | 0.0066369 | 0.023335 | 1.4151 | 0.99212 | 0.99611 | 0.65716 | 0.076982 | 0.8944 | 0.69067 | 0.81338 | 0.76773 | 0.75146 | 0.2328 | 2181.8666 | 163.1429 | 0.95561 | 0.85946 | 0.13646 | 0.29019 | 0.47834 | 0.30839 | 1.6783 | 5.5712 | 652.7834 | 0.0048852 | 158.3077 | 107.199 | 12.0804 | 146.3132 | 15.8339 | 1.8961 | 46.3869 | 11.6183 | 11.9606 | 0.24306 | 1.1733 | 2.0945 | 2821.3975 | 84.7602 | 90.5567 | 1789.8444 | 131.2516 | 81.4938 | 286.2668 | 222.5357 | 225.4446 | 34.347 | 59.651 | 0.84333 | 0.18124 | 0.38501 | 0.013951 | 0.002108 | 8.4211e-05 | 28.4103 | 9.6652 | 3.487 | 1.01 | 0.68863 | 0.085416 | 1.9403 | 54.2759 | 9.856 | 0.25653 | 0.8073 | 21.4641 | 117.9792 | 28.391 | 16.6428 | 137.8571 | 10.1294 | 0.03808 | 0.31497 | 0.68242 | 39.9929 | 17.6818 | 704.3782 | 79.3301 | 3.5687 | 0.11934 | 0.55029 | 0.12334 | 247.6372 | 128.9313 | 81.2312 | 62.2715 | 18.2803 | 1120.3581 | 233.0904 | 98.5487 | 93.0683 | 287.557 | 174.6208 | 77.3556 | 89.135 | 6.8726 | 0.7204 | 0.82361 | 0.50134 | 51.0014 | 5.7633 | 1.7823 | 2.8631 | 0.18938 | 9.1397e-05 | 38.8544 | 0.86388 | 0.20643 | 0.17926 | 0.17194 | 2.5789 | 0.96833 | 1.0857 | 0.40915 | 107.8075 | 15.2372 | 28.6861 | 9.6258 | 131.3545 | 133.1081 | 1765.2196 | 278.1877 | 397.3791 | 169.0109 | 733.7425 | 381.1391 | 77.2821 | 430.2598 | 0.30184 | 0.36149 | 0.024873 | 0.081107 | 0.009632 | 0.0058242 | 2.1512e-05 | 0.001984 | 27.6797 | 11.1198 | 0.82663 | 0.16638 | 2.3277 | 5.2769 | 406.7992 | 90.6356 | 2.7754 | 6.0675 | 122.7336 | 9.6862 | 698.326 | 309.1837 | 208.252 | 174.1977 | 56.0793 | 110.1461 | 47.2749 | 3849.4447 | 255.2975 | 83.7728 | 20.599 | 116.062 | 8.3576 | 219.9316 | 105.9187 | 12.588 | 56.2609 | 0.40479 | 2253.5567 | 2.8069 | 5.4436 | 1.4911 | 3.0973 | 9.7472 | 0.4409 | 0.91727 | 3.2303 | 0.32148 | 128.7477 | 50.76 | 30.7161 | 94.0878 | 699.4555 | 57.9689 | 695.0351 | 9.5352 | 105.7855 | 755.3768 | 136.4231 | 86.4477 | 49.3854 | 60.3102 | 212.867 | 58.9875 | 9.2564 | 191.2385 | 77.9502 | 12.2482 | 48.1425 | 633.2451 | 6.2616 | 86.3221 | 54.1763 | 167.4446 | 276.4727 | 80.4279 | 56.7511 | 34.6773 | 42.6315 | 0.011231 | 0.0010041 | 0.27102 | 35.0915 | 2.3549 | 10.2808 | 2.5155 | 330.1676 | 8.1942 | 5.6998 | 0.51455 | 6160.7445 | 765.4676 | 1380.2582 | 1321.0467 | 35.4204 | 0.92428 | 27.2688 | 2.7559 | 5648.932 | 1582.0352 | 581.0546 | 104.0158 | 142.9108 | 8.1914 | 188.0306 | 0.0014959 | 28.3764 | 0.14762 | 13.4684 | 60.7225 | 5.6705 | 80.1175 | 214.0679 | 0.11275 | 0.27835 | 0.21634 | 1.2743 | 0.16007 | 42.8529 | 0.0022872 | 13.0642 | 277.507 | 0.017865 | 158.7761 | 4.8601 | 0.052764 | 0.69558 | 0.27509 | 5.0406 | 0.089287 | 1.4432 | 1.1423 | 1.9661 | 5.5702 | 0.042973 | 0.36818 | 0.19559 | 9.688 | 0.00038807 | 0.0028553 | 0.002029 | 4.5469 | 0.016552 | 0.4719 | 0.18661 | 0.24842 | 0.0010143 | 0.021563 | 0.015832 | 0.28087 | 0.0015358 | 0.023774 | 0.015635 | 1.5436 | 0.0071234 | 0.067834 | 0.037232 | 0.60042 | 0.0052663 | 0.042703 | 0.19025 | 0.53594 | 0.29669 | 1.1425 | 264.8935 | 0.014427 | 1.9446 | 0.012606 | 4.454 | 5.6236 | 2.8229 | 196.8512 | 0.50037 | 9.9899 | 8.1749 | 14.3719 | 108690.2451 | 8.1258 | 342.7546 | 9.5324 | 3.9749 | 2.1717 | 1.7488 | 2.9986 | 1.7195 | 1.9732 | 14.1752 | 4.3803 | 0.72705 | 8.5079 | 2.8357 | 263.5324 | 8.1487 | 0.4092 | 16.7849 | 24.4834 | 578.5782 | 68.7272 | 4.3637 | 2.7739 | 8.2748 | 7.9727 | 0.26599 | 1.2627 | 5.1541 | 7.002 | 5.9168 | 0.0019794 | 0.0012504 | 0.0042015 | 1.5535 | 8.108e-05 | 0.0071323 | 5.618e-05 | 0.017678 | 0.0026335 | 0.0086293 | 13.7344 | 0.00071645 | 0.63144 | 0.30246 | 7.9036 | 1.3103 | 0.037269 | 1.301 | 0.31207 | 0.018127 | 0.0069821 | 0.0076425 | 0.003349 | 0.0063485 | 0.0074756 | 0.058185 | 0.071913 | 0.0034311 | 0.033401 | 0.010104 | 1.1908 | 0.00039599 | 0.00041174 | 0.095821 | 0.12845 | 2.7707 | 0.32256 | 0.019847 | 0.048665 | 0.025156 | 0.033763 | 0.0011567 | 0.0056377 | 0.021401 | 0.025693 | 0.023616 | 0.036904 | 0.017289 | 0.054424 | 16.4298 | 0.001187 | 0.097294 | 0.00087735 | 0.38165 | 0.051299 | 0.16 | 6.8254 | 0.010837 | 23.2548 | 13.4136 | 482.6108 | 26.3386 | 1.6519 | 27.5791 | 13.7193 | 0.9547 | 0.1164 | 0.10484 | 0.051127 | 0.097025 | 0.15648 | 2.0601 | 1.4763 | 0.046747 | 0.8126 | 0.1544 | 18.2565 | 0.0034287 | 0.0033035 | 10.9494 | 5.4844 | 156.1712 | 13.6293 | 1.6484 | 0.6499 | 0.46606 | 0.62597 | 0.020037 | 0.093935 | 0.35756 | 1.1119 | 1.0209 | 0.024677 | 0.012051 | 0.015677 | 7.4548 | 0.00078406 | 0.2151 | 0.00055065 | 0.88033 | 0.070938 | 0.12837 | 5.2751 | 0.0083082 | 15.5681 | 8.2835 | 522.929 | 19.2003 | 1.7541 | 20.9205 | 8.6804 | 0.50604 | 0.15006 | 0.22039 | 0.032605 | 0.10513 | 0.081811 | 2.0615 | 0.55549 | 0.17325 | 0.49614 | 0.2019 | 12.1958 | 0.0029789 | 0.002993 | 3.8097 | 3.1222 | 62.0048 | 8.2198 | 2.9124 | 0.28351 | 0.30261 | 0.66363 | 0.013525 | 0.056617 | 0.22869 | 1.1866 | 1.2697 | 0.17016 | 0.0014484 | 0.037835 | 0.011828 | 0.33733 | 0.25898 | 1.8688 | 2.0659 | 4.1527 | 1.5393 | 1.2137

## sysA-results
Element | N recovery | P recovery | K recovery | COD recovery | LCA results |  |  | TEA results
Variable | Total N [% N] | Total P [% P] | Total K [% K] | Gas COD [% COD] | H_Ecosystems [points] | H_Health [points] | H_Resources [points] | Annual net cost [USD/cap/yr]
0 | 47.4763 | 35.1265 | 20.6889 | 0 | 0.26413 | 6.5667 | 11.5289 | 93.6532
1 | 57.5823 | 50.707 | 40.4836 | 0 | 0.4864 | 11.315 | 19.8407 | 194.1344
2 | 61.0495 | 38.5622 | 31.3461 | 0 | 0.36201 | 17.4832 | 15.8571 | 154.1976
3 | 48.8012 | 35.7909 | 24.0725 | 0 | 0.32765 | 8.4762 | 11.8835 | 130.6044
4 | 43.1946 | 39.4123 | 19.6017 | 0 | 0.21192 | 11.8486 | 9.1483 | 84.1705
5 | 49.0111 | 48.2464 | 29.2932 | 0 | 0.35924 | 10.9759 | 12.6645 | 123.2996
6 | 42.9148 | 29.7546 | 23.5355 | 0 | 0.25577 | 9.8218 | 11.1701 | 98.4106
7 | 62.2192 | 61.9486 | 47.1806 | 0 | 0.5804 | 15.3816 | 24.0307 | 254.3273
8 | 43.731 | 31.0127 | 20.9745 | 0 | 0.27378 | 10.1788 | 10.5008 | 98.7903
9 | 55.614 | 45.9272 | 29.7304 | 0 | 0.36718 | 13.4344 | 14.6866 | 122.4274
10 | 55.9053 | 28.095 | 27.8688 | 0 | 0.39261 | 7.6639 | 15.4788 | 132.1546
11 | 46.9779 | 50.3303 | 24.2138 | 0 | 0.26072 | 10.3715 | 11.6572 | 132.4988
12 | 58.9218 | 33.3746 | 30.2123 | 0 | 0.36672 | 13.5487 | 14.1164 | 161.6879
13 | 55.7622 | 34.9704 | 30.0745 | 0 | 0.40927 | 9.9028 | 17.2124 | 130.6995
14 | 63.7784 | 38.8306 | 23.9845 | 0 | 0.29499 | 6.7136 | 12.5507 | 102.893
15 | 61.7407 | 28.6282 | 27.0849 | 0 | 0.31309 | 17.6304 | 14.2325 | 115.9963
16 | 56.3109 | 47.3693 | 23.7693 | 0 | 0.27758 | 15.6354 | 10.7132 | 100.2987
17 | 66.847 | 58.6057 | 35.1386 | 0 | 0.41445 | 16.0512 | 16.9634 | 135.1745
18 | 42.1085 | 47.5903 | 21.8517 | 0 | 0.22502 | 10.6514 | 10.6109 | 100.9638
19 | 50.5418 | 53.6296 | 24.6002 | 0 | 0.34631 | 14.983 | 12.9523 | 137.3086

## sysB-param
Element | Excretion-B1 | [22 empty] | MURTToilet-B2 | [14 empty] | An mbrnewgenerator-B3 | [36 empty] | Sludge pasteurization newgenerator-B4 | [8 empty] | Ion exchange newgenerator-B5 | [39 empty] | Chlorination newgenerator-B6 | [24 empty] | Gridtied newgenerator-B7 | [7 empty] | Controls newgenerator-B8 | [41 empty] | Housing newgenerator-B9 | [9 empty] | Pretreatment newgenerator-B10 | [11 empty] | Foundation newgenerator-B11 |  | TEA |  |  |  | LCA | [230 empty] | TEA
Variable | N prot [fraction] | P prot v [fraction] | P prot a [fraction] | K cal [g K/1000 kcal] | N exc [fraction of intake] | P exc [fraction of intake] | K exc [fraction of intake] | E exc [fraction of intake] | N ur [fraction of total] | P ur [fraction of total] | K ur [fraction of total] | E fec [fraction of total] | N ur NH3 [fraction of total N in urine] | N fec NH3 [fraction of total N in feces] | Ur exc [g/cap/d] | Fec exc [g/cap/d] | Ur moi [fraction] | Fec moi [fraction] | Mg ur [g Mg/cap/d] | Mg fec [g Mg/cap/d] | Ca ur [g Ca/cap/d] | Ca fec [g Ca/cap/d] | Labor wages [USD/h] | Collection period [days] | Sludge accum rate [L/cap/yr] | N volatilization [fraction of N input] | Squatting pan cost [USD] | Urinal cost [USD] | Led cost [USD] | Anticor floor cost [USD] | Fan cost [USD] | Circuit change cost [USD] | Pipe cost [USD] | Squatting pan weight [kg] | Urinal weight [kg] | Max ch4 emission [g CH4/g COD] | Full degradation time [yr] | Log degradation [-] | Anmbr reactor tank [USD] | Anmbr reactor media [USD] | Anmbr reactor fittings [USD] | Anmbr membrane module [USD] | Anmbr permeate pump [USD] | Anmbr backwash pump [USD] | Anmbr water pump [USD] | Anmbr membrane fittings [USD] | Anmbr biogas gas bag [USD] | Anmbr biogas fittings [USD] | Anmbr biogas ventilation [USD] | Anmbr COD removal [ratio] | Anmbr TN removal [ratio] | Anmbr TP removal [ratio] | Anmbr water pump energy percycle [kWh] | Anmbr permeate pump energy percycle [kWh] | Anmbr backwash pump energy percycle [kWh] | Anmbr batch cycle perday [# batches day-1] | Anmbr labor maintenance membrane chem cleaning [hrs/yr] | Anmbr labor maintenance sludge removal [hrs/yr] | Anmbr labor replacement membrane pump [hrs/yr] | Anmbr labor replacement permeate pump [hrs/yr] | Anmbr labor replacement membrane module [hrs/yr] | Anmbr labor replacement misc repairs [hr/y] | Anmbr reactor weight [kg] | Anmbr tau [d] | Anmbr soluble methane fraction [nan] | Anmbr VSS TSS ratio [nan] | Anmbr membrane weight [kg] | Anmbr PE weight [kg] | Anmbr PVC weight [kg] | Anmbr plastic weight [kg] | Anmbr piping [USD] | Anmbr piping PVC weight [kg] | Anmbr sludge yield [kg-VSS/kg-BOD removed] | Anmbr methane yield [m3-CH4/kg COD removed] | Dissolved methane HFMC removed [nan] | Sludge dryer weight [kg] | Sludge barrel weight [kg] | Sludge dryer [USD] | Sludge barrel [USD] | Sludge labor maintenance [h] | Fraction biogas lost [fraction] | Biogas efficiency [fraction] | Heat loss [fraction] | Sludge temperature [fraction] | Ion eq2 tank [USD] | Ion eq2 pump [USD] | Ion eq2 powered valve [USD] | Ion eq2 fittings [USD] | Ion zeolite tanks [USD] | Ion filtration media [USD] | Ion gac [USD] | Ion zeolite [USD] | Ion zeolite fittings [USD] | Ion eq3 tank [USD] | Ion eq3 pump [USD] | Ion eq3 filter [USD] | Ion eq3 fittings [USD] | Ion COD removal [nan] | Ion TN removal [nan] | Ion TP removal [nan] | Ion labor maintenance zeolite regeneration [hr/y] | Ion labor maintenance GAC replacement [hr/y] | Ion labor replacement zeolite [hr/y] | Ion labor replacement misc repairs [hr/y] | Ion labor replacement other pump [hrs/yr] | Ion backwash pump energy percycle [kWh] | Ion batch cycle perday [# batches day-1] | Ion gac unit cost [USD/kg] | Ion zeolite unit cost [USD/kg] | Ion na cl unit cost [USD/kg] | Ion na OH unit cost [USD/kg] | Ion regen freq per yr [events/yr] | Ion regen efficiency [nan] | Ion polycarbonate weight [kg] | Ion steel weight [kg] | Ion PE weight [kg] | Ion PVC weight [kg] | Ion plastic weight [kg] | Ion piping PVC weight [kg] | Ion piping [USD] | Ion replacement scenario drums [USD] | Ion largerncs scenario zeolite tanks [USD] | Ion largerncs scenario zeolite [USD] | Ion zeolite fittings largerncs [USD] | Chlorination recycle pump [USD] | Chlorination electochlorinator [USD] | Chlorination powered valve [USD] | Chlorination fittings [USD] | Chlorination tanks [USD] | Chlorination COD removal [%] | Chlorination TN removal [%] | Chlorination TP removal [%] | Chlorination chlorinator energy percycle [kWh] | Chlorination pump energy percycle [kWh] | Chlorination ventilation energy percycle [kWh] | Chlorination valve energy percycle [kWh] | Chlorination product water pump energy percycle [kWh] | Chlorination batch cycle per day [# batches day-1] | Chlorination labor maintenance chlorinator recharging [hr/y] | Chlorination labor replacement chlorinator replacement [hr/y] | Chlorination labor replacement other pump [hr/y] | Chlorination labor replacement misc repairs [hr/y] | Chlorination na cl dosage [mg/L] | Chlorination throughput flow [L/d] | Chlorination PE weight [kg] | Chlorination PVC weight [kg] | Chlorination electronics active weight [kg] | Chlorination piping [USD] | Chlorination piping PVC weight [kg] | Grid power ac conversion [USD] | Grid power dc distribution [USD] | Grid power misc [USD] | Grid labor replacement misc repairs [hr/y] | Grid polycarbonate weight [kg] | Grid aluminium weight [kg] | Grid electronics passive weight [kg] | Grid electronics active weight [kg] | Control box enclosure panel [USD] | Control box arduino microcontroller [USD] | Control box microcontroller din rails [USD] | Control box wifi [USD] | Control box solid state relays [USD] | Control box other relays [USD] | Control box conductors [USD] | Control box din rails [USD] | Control sensors enclosure panel [USD] | Control sensors signal conditioners [USD] | Control sensors din rails [USD] | Control sensors voltage converter [USD] | Control orp enclosure panel [USD] | Control orp voltage converter [USD] | Control orp controller [USD] | Control orp probe [USD] | Control orp cables [USD] | Control pump enclosure panel [USD] | Control pump voltage converter [USD] | Control pump voltage rectifier [USD] | Control pump box relay [USD] | Control sensors level sensor [USD] | Control sensors level switch [USD] | Control sensors flow switches [USD] | Control sensors proximity sensor [USD] | Control stranded cables [USD] | Control sensor cables [USD] | Control cable glands [USD] | Control gauge ferrules [USD] | Control zip ties [USD] | Control terminal block jumper [USD] | Control system energy percycle [kW] | Control system ORP energy percycle [kW] | Control background runtime energy perday [kWh] | Control batch cycle perday [# batches day-1] | Control labor replacement misc repairs [hr/y] | Control polycarbonate weight [kg] | Control aluminum weight [kg] | Control cable length [m] | Control electronics passive weight [kg] | Control electronics active weight [kg] | Control control units weight [kg] | Housing framework [USD] | Housing framework shipping [USD] | Housing fittings [USD] | Housing steel weight [kg] | Housing zinc coated steel weight [kg] | Housing zinc coat [m2] | Housing aluminum weight [kg] | Housing PE weight [kg] | Housing largerncs framework [USD] | Cheaper housing framework [USD] | Pretreatment eq tank [USD] | Pretreatment tank PE weight [kg] | Pretreatment piping [USD] | Pretreatment piping PVC weight [kg] | Pretreatment feed pump [USD] | Pretreatment feed pump energy percycle [kWh] | Pretreatment batch cycle perday [# batches day-1] | Pretreatment labor replacement other pump [hrs/yr] | Pretreatment labor screen pit cleaning [hrs/yr] | Pretreatment barscreen cost [USD] | Pretreatment barscreen weight [kg] | Pretreatment barscreen [USD] | Foundation concrete unit cost [USD m-3] | Foundation concrete thickness [m] | Price factor [-] | Zeolite price [USD/kg] | GAC price [USD/kg] | Na OH price [USD/kg] | CH4 CF [kg CO2-eq/kg CH4] | CH4 ecosystems CF [points/kg CH4] | CH4 health CF [points/kg CH4] | N2O CF [kg CO2-eq/kg N2O] | N2O ecosystems CF [points/kg N2O] | N2O health CF [points/kg N2O] | N fertilizer CF [kg CO2-eq/kg N] | N fertilizer ecosystems CF [points/kg N] | N fertilizer health CF [points/kg N] | N fertilizer resources CF [points/kg N] | P fertilizer CF [kg CO2-eq/kg P] | P fertilizer ecosystems CF [points/kg P] | P fertilizer health CF [points/kg P] | P fertilizer resources CF [points/kg P] | K fertilizer CF [kg CO2-eq/kg K] | Conc nh3 CF [kg CO2-eq/kg] | Conc nh3 ecosystems CF [points/kg] | Conc nh3 health CF [points/kg] | Conc nh3 resources CF [points/kg] | GAC CF [kg CO2-eq/kg] | GAC ecosystems CF [points/kg] | GAC health CF [points/kg] | GAC resources CF [points/kg] | Zeolite CF [kg CO2-eq/kg] | Zeolite ecosystems CF [points/kg] | Zeolite health CF [points/kg] | Zeolite resources CF [points/kg] | Na cl CF [kg CO2-eq/kg] | Na cl ecosystems CF [points/kg] | Na cl health CF [points/kg] | Na cl resources CF [points/kg] | Na cl1 CF [kg CO2-eq/kg] | Na cl1 ecosystems CF [points/kg] | Na cl1 health CF [points/kg] | Na cl1 resources CF [points/kg] | Na OH CF [kg CO2-eq/kg] | Na OH ecosystems CF [points/kg] | Na OH health CF [points/kg] | Na OH resources CF [points/kg] | LPG CF [kg CO2-eq/kg] | LPG ecosystems CF [points/kg] | LPG health CF [points/kg] | LPG resources CF [points/kg] | Excavation-Global warming [kg CO2-eq/m3] | Brick-Global warming [kg CO2-eq/kg] | Cement-Global warming [kg CO2-eq/kg] | Concrete-Global warming [kg CO2-eq/m3] | Gravel-Global warming [kg CO2-eq/kg] | Plastic-Global warming [kg CO2-eq/kg] | Sand-Global warming [kg CO2-eq/kg] | Stainless steel-global warming [kg CO2-eq/kg] | Stainless steel sheet-global warming [kg CO2-eq/kg] | Steel-Global warming [kg CO2-eq/kg] | Wood-Global warming [kg CO2-eq/m3] | Trucking-Global warming [kg CO2-eq/tonne*km] | Electric motor-global warming [kg CO2-eq/ea] | Electronics-Global warming [kg CO2-eq/kg] | Catalytic converter-global warming [kg CO2-eq/ea] | Oil heat exchanger-global warming [kg CO2-eq/ea] | Pump-Global warming [kg CO2-eq/ea] | Hydronic heat exchanger-global warming [kg CO2-eq/ea] | Electric connectors-global warming [kg CO2-eq/kg] | Electric cables-global warming [kg CO2-eq/m] | PVC-Global warming [kg CO2-eq/kg] | PE-Global warming [kg CO2-eq/kg] | Polymer-Global warming [kg CO2-eq/kg] | Cationic resin-global warming [kg CO2-eq/kg] | Ceramic-Global warming [kg CO2-eq/kg] | Fan-Global warming [kg CO2-eq/kg] | Aluminum-Global warming [kg CO2-eq/kg] | LPG-Global warming [kg CO2-eq/kg] | Zinc coat-global warming [kg CO2-eq/m2] | Polyacrylamide-Global warming [kg CO2-eq/kg] | Photovoltaic panel-global warming [kg CO2-eq/m2] | GACProduction-Global warming [kg CO2-eq/kg] | GACRegeneration-Global warming [kg CO2-eq/kg] | Switches-Global warming [kg CO2-eq/kg] | Control units-global warming [kg CO2-eq/kg] | Electronics active-global warming [kg CO2-eq/kg] | Electronics passive-global warming [kg CO2-eq/kg] | Transformers-Global warming [kg CO2-eq/kg] | Fertilizer offset-global warming [kg CO2-eq/kg] | Polycarbonate-Global warming [kg CO2-eq/kg] | Membrane-Global warming [kg CO2-eq/kg] | Na cl-global warming [kg CO2-eq/kg] | Na oh-global warming [kg CO2-eq/kg] | Zeolite-Global warming [kg CO2-eq/kg] | Battery-Global warming [kg CO2-eq/kg] | Lithium battery-global warming [kg CO2-eq/kg] | Excavation-H ecosystems [points/m3] | Brick-H ecosystems [points/kg] | Cement-H ecosystems [points/kg] | Concrete-H ecosystems [points/m3] | Gravel-H ecosystems [points/kg] | Plastic-H ecosystems [points/kg] | Sand-H ecosystems [points/kg] | Stainless steel-h ecosystems [points/kg] | Stainless steel sheet-h ecosystems [points/kg] | Steel-H ecosystems [points/kg] | Wood-H ecosystems [points/m3] | Trucking-H ecosystems [points/tonne*km] | Electric motor-h ecosystems [points/ea] | Electronics-H ecosystems [points/kg] | Catalytic converter-h ecosystems [points/ea] | Oil heat exchanger-h ecosystems [points/ea] | Pump-H ecosystems [points/ea] | Hydronic heat exchanger-h ecosystems [points/ea] | Electric connectors-h ecosystems [points/kg] | Electric cables-h ecosystems [points/m] | PVC-H ecosystems [points/kg] | PE-H ecosystems [points/kg] | Polymer-H ecosystems [points/kg] | Cationic resin-h ecosystems [points/kg] | Ceramic-H ecosystems [points/kg] | Fan-H ecosystems [points/kg] | Aluminum-H ecosystems [points/kg] | LPG-H ecosystems [points/kg] | Zinc coat-h ecosystems [points/m2] | Polyacrylamide-H ecosystems [points/kg] | Photovoltaic panel-h ecosystems [points/m2] | GACProduction-H ecosystems [points/kg] | GACRegeneration-H ecosystems [points/kg] | Switches-H ecosystems [points/kg] | Control units-h ecosystems [points/kg] | Electronics active-h ecosystems [points/kg] | Electronics passive-h ecosystems [points/kg] | Transformers-H ecosystems [points/kg] | Fertilizer offset-h ecosystems [points/kg] | Polycarbonate-H ecosystems [points/kg] | Membrane-H ecosystems [points/kg] | Na cl-h ecosystems [points/kg] | Na oh-h ecosystems [points/kg] | Zeolite-H ecosystems [points/kg] | Battery-H ecosystems [points/kg] | Lithium battery-h ecosystems [points/kg] | Excavation-H health [points/m3] | Brick-H health [points/kg] | Cement-H health [points/kg] | Concrete-H health [points/m3] | Gravel-H health [points/kg] | Plastic-H health [points/kg] | Sand-H health [points/kg] | Stainless steel-h health [points/kg] | Stainless steel sheet-h health [points/kg] | Steel-H health [points/kg] | Wood-H health [points/m3] | Trucking-H health [points/tonne*km] | Electric motor-h health [points/ea] | Electronics-H health [points/kg] | Catalytic converter-h health [points/ea] | Oil heat exchanger-h health [points/ea] | Pump-H health [points/ea] | Hydronic heat exchanger-h health [points/ea] | Electric connectors-h health [points/kg] | Electric cables-h health [points/m] | PVC-H health [points/kg] | PE-H health [points/kg] | Polymer-H health [points/kg] | Cationic resin-h health [points/kg] | Ceramic-H health [points/kg] | Fan-H health [points/kg] | Aluminum-H health [points/kg] | LPG-H health [points/kg] | Zinc coat-h health [points/m2] | Polyacrylamide-H health [points/kg] | Photovoltaic panel-h health [points/m2] | GACProduction-H health [points/kg] | GACRegeneration-H health [points/kg] | Switches-H health [points/kg] | Control units-h health [points/kg] | Electronics active-h health [points/kg] | Electronics passive-h health [points/kg] | Transformers-H health [points/kg] | Fertilizer offset-h health [points/kg] | Polycarbonate-H health [points/kg] | Membrane-H health [points/kg] | Na cl-h health [points/kg] | Na oh-h health [points/kg] | Zeolite-H health [points/kg] | Battery-H health [points/kg] | Lithium battery-h health [points/kg] | Excavation-H resources [points/m3] | Brick-H resources [points/kg] | Cement-H resources [points/kg] | Concrete-H resources [points/m3] | Gravel-H resources [points/kg] | Plastic-H resources [points/kg] | Sand-H resources [points/kg] | Stainless steel-h resources [points/kg] | Stainless steel sheet-h resources [points/kg] | Steel-H resources [points/kg] | Wood-H resources [points/m3] | Trucking-H resources [points/tonne*km] | Electric motor-h resources [points/ea] | Electronics-H resources [points/kg] | Catalytic converter-h resources [points/ea] | Oil heat exchanger-h resources [points/ea] | Pump-H resources [points/ea] | Hydronic heat exchanger-h resources [points/ea] | Electric connectors-h resources [points/kg] | Electric cables-h resources [points/m] | PVC-H resources [points/kg] | PE-H resources [points/kg] | Polymer-H resources [points/kg] | Cationic resin-h resources [points/kg] | Ceramic-H resources [points/kg] | Fan-H resources [points/kg] | Aluminum-H resources [points/kg] | LPG-H resources [points/kg] | Zinc coat-h resources [points/m2] | Polyacrylamide-H resources [points/kg] | Photovoltaic panel-h resources [points/m2] | GACProduction-H resources [points/kg] | GACRegeneration-H resources [points/kg] | Switches-H resources [points/kg] | Control units-h resources [points/kg] | Electronics active-h resources [points/kg] | Electronics passive-h resources [points/kg] | Transformers-H resources [points/kg] | Fertilizer offset-h resources [points/kg] | Polycarbonate-H resources [points/kg] | Membrane-H resources [points/kg] | Na cl-h resources [points/kg] | Na oh-h resources [points/kg] | Zeolite-H resources [points/kg] | Battery-H resources [points/kg] | Lithium battery-h resources [points/kg] | Electricity CF [kg CO2-eq/kWh] | Electricity ecosystems CF [points/kWh] | Electricity health CF [points/kWh] | Electricity resources CF [points/kWh] | Na cl price [USD/kg] | Na cl1 price [USD/kg] | LPG price [USD/kg] | N fertilizer price [USD/kg N] | P fertilizer price [USD/kg P] | K fertilizer price [USD/kg K] | NH3 fertilizer price [USD/kg N]
0 | 0.15619 | 0.028777 | 0.019658 | 1.4317 | 0.99767 | 0.99135 | 0.95624 | 0.02267 | 0.8889 | 0.70651 | 0.84794 | 0.75926 | 0.86597 | 0.20206 | 1767.0697 | 358.4481 | 0.9681 | 0.86426 | 0.20532 | 0.22126 | 0.33173 | 1.2015 | 1.9785 | 7.6422 | 378.7944 | 0.0064303 | 157.1856 | 100.1608 | 16.4841 | 176.5975 | 16.6744 | 1.5344 | 69.1827 | 11.9757 | 9.8735 | 0.28739 | 2.6381 | 2.9628 | 2760.6944 | 78.3405 | 96.7608 | 1575.3504 | 107.3353 | 94.5522 | 272.642 | 257.5913 | 212.2725 | 36.5535 | 53.3804 | 0.87078 | 0.071622 | 0.18204 | 0.015312 | 0.0021557 | 7.6774e-05 | 27.0403 | 10.3658 | 2.4442 | 0.88172 | 0.6809 | 0.097393 | 2.39 | 64.3145 | 7.3224 | 0.34232 | 0.91236 | 17.7561 | 122.0626 | 27.674 | 18.1229 | 133.7659 | 8.194 | 0.039129 | 0.28416 | 0.69057 | 24.9433 | 17.2126 | 766.5758 | 130.8054 | 2.206 | 0.078757 | 0.5007 | 0.1144 | 262.8639 | 140.3062 | 86.1647 | 69.7681 | 17.2962 | 1286.7576 | 285.5897 | 75.033 | 91.6032 | 291.9369 | 173.2846 | 81.8453 | 73.9331 | 8.975 | 0.47326 | 0.94233 | 0.28079 | 67.2028 | 4.9217 | 2.1682 | 2.2052 | 0.15078 | 9.2865e-05 | 34.5041 | 0.99551 | 0.23145 | 0.24847 | 0.19205 | 3.3268 | 0.96969 | 1.1779 | 0.45068 | 86.6907 | 16.299 | 38.1542 | 7.7196 | 128.5957 | 135.4647 | 2164.3177 | 262.9301 | 408.0565 | 172.7325 | 689.3624 | 318.0868 | 97.0749 | 481.084 | 0.14465 | 0.11225 | 0.21531 | 0.061403 | 0.010046 | 0.0071694 | 2.0119e-05 | 0.0021089 | 37.7943 | 13.8667 | 1.1743 | 0.16058 | 2.7709 | 4.5235 | 297.9066 | 83.7909 | 3.1211 | 4.3422 | 156.9428 | 7.7492 | 389.7174 | 451.9668 | 56.136 | 2.4877 | 4.4283 | 1.1368 | 3.9422 | 3.4029 | 137.9123 | 43.4209 | 35.5606 | 102.4378 | 766.061 | 70.0285 | 672.7972 | 9.2453 | 137.7329 | 619.7296 | 144.3993 | 89.1417 | 56.1421 | 67.7019 | 225.529 | 53.0363 | 8.1758 | 199.6492 | 93.698 | 9.3774 | 47.6993 | 586.009 | 6.968 | 73.3058 | 68.6781 | 214.5083 | 308.7714 | 95.4858 | 43.5602 | 33.5055 | 48.4412 | 0.011576 | 0.001373 | 0.26717 | 32.1095 | 2.0796 | 8.8937 | 3.0022 | 308.9594 | 10.4831 | 3.8891 | 0.42006 | 6516.6674 | 828.6685 | 1563.1994 | 1251.8044 | 27.5411 | 0.8456 | 20.5165 | 2.6867 | 5858.8167 | 1126.9299 | 476.5809 | 110.1404 | 137.9873 | 9.2148 | 181.5624 | 0.0012703 | 37.717 | 0.17091 | 14.702 | 52.1728 | 4.6803 | 51.3028 | 186.6159 | 0.11903 | 0.26219 | 0.24589 | 1.3393 | 0.1309 | 41.2673 | 0.0024124 | 14.3524 | 330.0832 | 0.017665 | 154.1192 | 5.0581 | 0.052925 | 0.67372 | 0.29763 | 4.9671 | 0.095201 | 1.3309 | 1.1538 | 1.8023 | 5.6204 | 0.044502 | 0.37236 | 0.20043 | 10.4528 | 0.00041355 | 0.0023572 | 0.0020723 | 4.8462 | 0.016727 | 0.53019 | 0.22539 | 0.27595 | 0.0009995 | 0.022261 | 0.017329 | 0.25581 | 0.0016852 | 0.021384 | 0.015763 | 1.563 | 0.0072822 | 0.063412 | 0.037092 | 0.59027 | 0.0052497 | 0.037927 | 0.20783 | 0.53664 | 0.25008 | 1.0636 | 301.0068 | 0.012085 | 1.977 | 0.011557 | 5.1174 | 5.806 | 2.6053 | 207.9249 | 0.32125 | 9.88 | 8.1193 | 13.7768 | 118452.7652 | 8.2575 | 356.5525 | 9.4268 | 4.5275 | 2.2046 | 2.0807 | 2.7358 | 1.7515 | 1.6893 | 13.2524 | 4.4081 | 0.68521 | 7.4685 | 2.9441 | 293.5602 | 8.7672 | 0.43363 | 17.8828 | 27.5183 | 616.6556 | 69.6134 | 4.7064 | 3.1289 | 8.3388 | 7.881 | 0.27186 | 1.3247 | 5.0211 | 7.2678 | 5.7078 | 0.0020856 | 0.0011524 | 0.0045415 | 1.4888 | 8.5972e-05 | 0.0066673 | 6.0613e-05 | 0.017151 | 0.0026672 | 0.0073114 | 12.8111 | 0.00066652 | 0.62001 | 0.27578 | 8.5877 | 1.4192 | 0.034063 | 1.2012 | 0.27299 | 0.019447 | 0.00792 | 0.0075384 | 0.0037259 | 0.0054774 | 0.0064393 | 0.062542 | 0.077124 | 0.0037438 | 0.029806 | 0.0095963 | 1.1153 | 0.0004067 | 0.00044526 | 0.1001 | 0.11214 | 2.6347 | 0.31889 | 0.021915 | 0.049641 | 0.025223 | 0.032952 | 0.0010949 | 0.0052679 | 0.021603 | 0.026001 | 0.025905 | 0.040997 | 0.017161 | 0.055843 | 18.0711 | 0.0012592 | 0.10057 | 0.00076237 | 0.3868 | 0.047277 | 0.14435 | 7.868 | 0.011963 | 22.7655 | 12.8403 | 486.9794 | 28.5481 | 1.6074 | 29.7679 | 15.3253 | 0.86125 | 0.11119 | 0.10914 | 0.050283 | 0.088843 | 0.16672 | 1.8516 | 1.4889 | 0.044819 | 0.8253 | 0.17389 | 20.6103 | 0.0033946 | 0.0034717 | 9.6931 | 5.0341 | 155.0017 | 12.9925 | 1.5395 | 0.58558 | 0.43455 | 0.66692 | 0.02127 | 0.09274 | 0.3644 | 1.164 | 1.1695 | 0.029554 | 0.011184 | 0.016309 | 7.0638 | 0.00082454 | 0.23919 | 0.00055352 | 1.0102 | 0.064378 | 0.12571 | 5.8961 | 0.0091134 | 16.9058 | 8.6387 | 555.2925 | 19.4145 | 1.6803 | 18.5323 | 7.9375 | 0.51584 | 0.13939 | 0.22805 | 0.029247 | 0.10771 | 0.081159 | 1.7179 | 0.53227 | 0.17124 | 0.48433 | 0.19292 | 13.3349 | 0.0031489 | 0.0031756 | 3.9651 | 3.0839 | 66.1234 | 9.0238 | 3.1056 | 0.24162 | 0.29872 | 0.64553 | 0.013631 | 0.056152 | 0.22615 | 1.2581 | 1.1689 | 0.17297 | 0.0017305 | 0.035594 | 0.012905 | 0.25708 | 0.32519 | 1.4518 | 1.4948 | 4.6093 | 1.2361 | 1.1932
1 | 0.17597 | 0.023297 | 0.0085666 | 1.1632 | 0.99745 | 0.99023 | 0.92656 | 0.07226 | 0.79455 | 0.55989 | 0.80138 | 0.7873 | 0.83109 | 0.19884 | 1935.9999 | 480.2518 | 0.95415 | 0.77758 | 0.14189 | 0.31388 | 0.32123 | 1.3342 | 1.8725 | 6.8942 | 203.7815 | 0.0042832 | 178.0915 | 122.4508 | 12.4 | 139.758 | 11.5186 | 2.0274 | 59.4514 | 14.1902 | 13.7619 | 0.30421 | 1.4541 | 3.1759 | 2550.3577 | 100.557 | 102.6727 | 1940.794 | 102.8701 | 76.8064 | 310.0108 | 273.8867 | 261.7265 | 36.3524 | 53.8668 | 0.72911 | 0.22893 | 0.17177 | 0.014487 | 0.0019761 | 6.502e-05 | 30.1868 | 10.7218 | 2.6516 | 0.94496 | 0.57647 | 0.11281 | 2.2779 | 61.3642 | 10.4655 | 0.28491 | 0.7741 | 27.1055 | 109.6095 | 41.1503 | 21.4257 | 138.7826 | 8.8076 | 0.036365 | 0.23284 | 0.81437 | 35.1068 | 13.3753 | 869.3387 | 92.739 | 3.2629 | 0.10388 | 0.67772 | 0.11858 | 339.9768 | 164.3109 | 99.3128 | 66.9537 | 17.095 | 1176.4134 | 257.1799 | 80.839 | 82.9668 | 248.2366 | 138.2482 | 79.5169 | 91.9992 | 8.2747 | 0.69383 | 0.53928 | 0.37581 | 58.1239 | 6.9315 | 2.1098 | 2.7726 | 0.18682 | 6.7466e-05 | 33.3165 | 1.2316 | 0.26588 | 0.20342 | 0.12113 | 3.0923 | 0.95683 | 0.95247 | 0.55956 | 76.2653 | 19.3192 | 34.9112 | 9.3149 | 137.4149 | 142.9468 | 2196.9745 | 270.548 | 322.4041 | 178.6294 | 867.3563 | 393.1082 | 93.5619 | 372.5051 | 0.049934 | 0.054687 | 0.0064715 | 0.085853 | 0.0078775 | 0.0068189 | 2.0684e-05 | 0.0018289 | 26.6592 | 12.3628 | 1.1024 | 0.1431 | 2.0568 | 6.1452 | 306.7666 | 88.4068 | 3.6699 | 5.7513 | 151.5647 | 8.5374 | 425.4344 | 394.1043 | 64.3217 | 2.4478 | 4.0929 | 1.4536 | 3.205 | 3.9813 | 129.8091 | 47.7149 | 33.9968 | 85.1057 | 594.4212 | 60.0557 | 661.1663 | 9.7458 | 115.1286 | 735.3206 | 153.1252 | 97.2623 | 48.2647 | 75.8388 | 219.3017 | 56.1313 | 9.8755 | 175.2972 | 88.0509 | 10.9876 | 42.7237 | 642.2984 | 5.9547 | 66.602 | 72.2942 | 190.971 | 283.437 | 86.5067 | 45.7985 | 30.2759 | 50.0381 | 0.0088557 | 0.0010103 | 0.26494 | 28.3923 | 2.2326 | 14.3048 | 2.6437 | 320.1901 | 9.9098 | 4.0714 | 0.40105 | 6356.6922 | 966.7528 | 1491.3382 | 1022.7481 | 33.5308 | 1.084 | 22.0813 | 2.5842 | 4692.2377 | 1438.0242 | 491.9214 | 93.4436 | 131.0355 | 8.5267 | 149.9604 | 0.0011404 | 32.3849 | 0.15649 | 13.9827 | 74.0703 | 3.5103 | 53.2454 | 203.7727 | 0.12118 | 0.14915 | 0.26416 | 1.0269 | 0.1732 | 38.1063 | 0.0024309 | 13.8906 | 281.7171 | 0.015446 | 156.1069 | 4.7225 | 0.049658 | 0.75393 | 0.27602 | 5.0175 | 0.085472 | 1.451 | 1.0875 | 1.8304 | 5.9901 | 0.042399 | 0.38051 | 0.19092 | 10.5112 | 0.00044735 | 0.0026711 | 0.0018065 | 4.6247 | 0.018478 | 0.48744 | 0.20576 | 0.25189 | 0.000923 | 0.018976 | 0.018709 | 0.29389 | 0.0015697 | 0.02146 | 0.015929 | 1.464 | 0.0073862 | 0.071844 | 0.03328 | 0.57472 | 0.0053114 | 0.045385 | 0.20839 | 0.54709 | 0.27164 | 0.99368 | 358.0209 | 0.013525 | 1.9507 | 0.011935 | 4.1582 | 4.5854 | 2.9858 | 195.2524 | 0.39777 | 9.498 | 8.5045 | 14.5789 | 102829.8747 | 8.8252 | 337.1462 | 8.1959 | 4.4207 | 2.2282 | 2.0614 | 2.6212 | 1.5039 | 1.7388 | 12.7112 | 4.0916 | 0.74917 | 8.4317 | 2.5503 | 268.3551 | 8.6921 | 0.42443 | 18.0805 | 28.386 | 664.6412 | 60.6532 | 4.8959 | 2.9816 | 7.2024 | 8.0977 | 0.29156 | 1.1209 | 5.4292 | 6.572 | 6.5304 | 0.0021174 | 0.0011422 | 0.0039584 | 1.3832 | 9.3118e-05 | 0.0068034 | 6.4249e-05 | 0.020205 | 0.0026865 | 0.0083979 | 14.0719 | 0.00077706 | 0.61309 | 0.29991 | 7.9368 | 1.2227 | 0.034771 | 1.3512 | 0.32237 | 0.017604 | 0.0077999 | 0.006387 | 0.0036088 | 0.0056733 | 0.0071896 | 0.054644 | 0.074311 | 0.0035977 | 0.032381 | 0.0096896 | 1.237 | 0.00044758 | 0.00045355 | 0.1042 | 0.11647 | 2.6968 | 0.28721 | 0.019229 | 0.044842 | 0.028937 | 0.0357 | 0.0010588 | 0.0053514 | 0.020048 | 0.026853 | 0.027163 | 0.041092 | 0.018889 | 0.063781 | 19.6872 | 0.0011691 | 0.095496 | 0.00080346 | 0.42611 | 0.048423 | 0.14046 | 7.3427 | 0.010304 | 23.0466 | 14.8385 | 492.5305 | 30.8064 | 1.8411 | 29.4625 | 14.9157 | 0.93431 | 0.12142 | 0.10216 | 0.052425 | 0.086028 | 0.18088 | 2.0167 | 1.3465 | 0.046978 | 0.77739 | 0.16679 | 19.8815 | 0.0032937 | 0.0035325 | 11.0476 | 5.6897 | 166.6349 | 15.1198 | 1.672 | 0.66369 | 0.43078 | 0.60434 | 0.021701 | 0.087926 | 0.39731 | 1.1829 | 1.1582 | 0.026139 | 0.011121 | 0.016536 | 6.5023 | 0.00088319 | 0.23037 | 0.00058009 | 0.96414 | 0.066932 | 0.13675 | 4.9337 | 0.0079062 | 15.8561 | 8.9374 | 518.7688 | 19.6978 | 1.8536 | 20.1576 | 8.2246 | 0.57296 | 0.16236 | 0.20206 | 0.028482 | 0.098285 | 0.079204 | 1.9569 | 0.65041 | 0.1783 | 0.51271 | 0.21355 | 11.2524 | 0.0027538 | 0.0032254 | 3.8697 | 3.1311 | 57.972 | 7.5562 | 2.8764 | 0.24033 | 0.32636 | 0.60812 | 0.013073 | 0.051277 | 0.20807 | 1.1972 | 1.1873 | 0.14373 | 0.0015502 | 0.036605 | 0.012048 | 0.28631 | 0.27804 | 1.915 | 2.0077 | 3.7513 | 1.0641 | 1.6344
2 | 0.13835 | 0.015423 | 0.012407 | 1.4705 | 0.99452 | 0.99336 | 0.82145 | 0.098349 | 0.90395 | 0.51504 | 0.76004 | 0.71893 | 0.82102 | 0.21357 | 1612.0887 | 397.8814 | 0.94654 | 0.84254 | 0.20022 | 0.20794 | 0.11606 | 2.6934 | 1.3662 | 7.2047 | 814.6086 | 0.0022181 | 150.3112 | 96.5651 | 12.7681 | 169.542 | 12.6981 | 2.3724 | 53.2219 | 13.4568 | 10.9574 | 0.30238 | 2.0228 | 3.431 | 2702.0084 | 88.4017 | 106.2873 | 1547.3332 | 133.0965 | 93.0902 | 279.057 | 278.8263 | 250.3554 | 28.8614 | 47.6138 | 0.89697 | 0.25266 | 0.10511 | 0.017471 | 0.0023003 | 9.0065e-05 | 37.7866 | 10.2079 | 3.4404 | 0.85716 | 0.55707 | 0.095858 | 2.529 | 57.0992 | 6.0505 | 0.26096 | 0.78213 | 25.6774 | 96.2257 | 38.6488 | 21.2129 | 144.0133 | 7.7955 | 0.035281 | 0.29533 | 0.74188 | 45.3458 | 12.135 | 600.0603 | 118.1773 | 3.653 | 0.1025 | 0.39154 | 0.080139 | 287.0804 | 168.3293 | 94.9452 | 71.6243 | 13.6286 | 1255.8961 | 255.2746 | 69.0304 | 85.1057 | 267.9741 | 182.3437 | 80.9232 | 78.3277 | 7.1062 | 0.64987 | 0.90723 | 0.24758 | 54.4189 | 6.0747 | 2.248 | 1.9356 | 0.15808 | 7.461e-05 | 35.8612 | 1.2848 | 0.256 | 0.27317 | 0.16362 | 3.4308 | 0.95135 | 0.90105 | 0.38663 | 106.8906 | 18.4633 | 28.977 | 8.3335 | 144.8502 | 124.0933 | 2146.8815 | 216.9707 | 382.2473 | 200.2219 | 831.9254 | 350.0037 | 87.536 | 490.6898 | 0.28586 | 0.27632 | 0.14061 | 0.066047 | 0.0097983 | 0.0061931 | 2.4364e-05 | 0.0026618 | 39.5658 | 10.5684 | 0.86939 | 0.19208 | 2.1748 | 6.7627 | 423.2236 | 78.4847 | 3.178 | 5.0537 | 120.8901 | 9.3637 | 447.8193 | 432.5313 | 73.6602 | 1.948 | 3.7694 | 1.5757 | 4.9663 | 3.2028 | 131.8507 | 49.5729 | 29.2119 | 83.3481 | 748.1898 | 74.1358 | 627.783 | 8.1971 | 136.0585 | 742.0625 | 165.5157 | 94.1653 | 63.3845 | 62.0204 | 257.8647 | 55.2763 | 9.6463 | 203.1035 | 95.0739 | 11.5683 | 46.8685 | 676.3096 | 6.4596 | 78.5822 | 56.6349 | 206.8722 | 271.9328 | 97.4086 | 45.1381 | 34.9885 | 52.2709 | 0.009257 | 0.0012742 | 0.28012 | 32.8507 | 2.6097 | 13.8649 | 3.2084 | 247.2798 | 10.8867 | 5.8962 | 0.44959 | 6120.447 | 962.7454 | 1172.2574 | 1100.9243 | 31.7747 | 1.1589 | 27.0498 | 3.0818 | 5063.8708 | 1556.7024 | 607.137 | 101.3032 | 151.3574 | 10.2217 | 193.3132 | 0.0011712 | 37.6584 | 0.17601 | 12.67 | 94.1709 | 6.1279 | 67.2364 | 184.2924 | 0.12551 | 0.29472 | 0.201 | 0.9678 | 0.18699 | 41.6167 | 0.0022044 | 13.7336 | 288.943 | 0.016602 | 164.1333 | 4.3242 | 0.057161 | 0.64569 | 0.26644 | 4.5698 | 0.088319 | 1.5349 | 1.1994 | 1.9582 | 5.8062 | 0.043888 | 0.39222 | 0.17726 | 8.9504 | 0.00041788 | 0.0027654 | 0.0018767 | 4.9645 | 0.017356 | 0.51281 | 0.21667 | 0.28503 | 0.0011029 | 0.022863 | 0.017509 | 0.27412 | 0.0016943 | 0.023204 | 0.015586 | 1.5791 | 0.0076612 | 0.075598 | 0.038384 | 0.59748 | 0.0050626 | 0.041689 | 0.21377 | 0.51107 | 0.28632 | 0.98849 | 342.8819 | 0.014002 | 1.9828 | 0.012437 | 3.9459 | 4.0347 | 2.241 | 192.8819 | 0.5117 | 10.424 | 9.6438 | 15.2879 | 110297.3068 | 7.7367 | 324.6619 | 9.6823 | 4.2388 | 2.267 | 1.8166 | 2.8374 | 1.595 | 1.8471 | 14.7264 | 4.0199 | 0.6657 | 8.2612 | 3.0768 | 284.0755 | 8.9567 | 0.48831 | 17.7839 | 24.7478 | 673.7486 | 70.3989 | 4.2972 | 2.5923 | 7.9618 | 8.3714 | 0.24694 | 1.1623 | 5.0143 | 6.6743 | 6.7769 | 0.0020638 | 0.0011666 | 0.0045917 | 1.5415 | 9.4643e-05 | 0.0075428 | 6.0054e-05 | 0.019797 | 0.0027724 | 0.0078851 | 13.0941 | 0.00076837 | 0.6054 | 0.27404 | 7.5463 | 1.2054 | 0.035695 | 1.4195 | 0.29457 | 0.018729 | 0.0080979 | 0.0071465 | 0.0032772 | 0.0065173 | 0.0068915 | 0.053908 | 0.072619 | 0.0038097 | 0.030913 | 0.011521 | 1.2096 | 0.00047356 | 0.00039539 | 0.096447 | 0.12065 | 2.5831 | 0.28467 | 0.021263 | 0.043296 | 0.026662 | 0.037083 | 0.0012046 | 0.0048615 | 0.01885 | 0.023483 | 0.024005 | 0.038603 | 0.01871 | 0.056228 | 18.7751 | 0.0012713 | 0.10166 | 0.0008329 | 0.39148 | 0.048756 | 0.15796 | 7.1091 | 0.011831 | 22.1467 | 14.7213 | 503.5359 | 27.2743 | 1.7739 | 26.3446 | 15.0752 | 0.89675 | 0.10483 | 0.097611 | 0.053316 | 0.093584 | 0.18555 | 2.0419 | 1.3858 | 0.046169 | 0.87585 | 0.17681 | 20.1369 | 0.0031916 | 0.0032685 | 10.3272 | 4.8328 | 147.7155 | 15.4554 | 1.7168 | 0.60432 | 0.41037 | 0.64697 | 0.018998 | 0.088446 | 0.35672 | 0.98001 | 0.98663 | 0.024919 | 0.010188 | 0.015214 | 6.9979 | 0.00083363 | 0.21245 | 0.00056206 | 0.97922 | 0.059312 | 0.12339 | 5.4127 | 0.0093851 | 16.7869 | 8.4346 | 545.8821 | 17.7059 | 1.8032 | 19.6701 | 8.8172 | 0.51971 | 0.14323 | 0.22271 | 0.031666 | 0.1019 | 0.071801 | 1.86 | 0.64356 | 0.18072 | 0.45146 | 0.21148 | 12.8063 | 0.003272 | 0.002752 | 4.0101 | 2.7096 | 64.0453 | 8.6406 | 3.4542 | 0.26772 | 0.2936 | 0.67368 | 0.013675 | 0.054065 | 0.2239 | 1.1331 | 1.1476 | 0.16983 | 0.0017111 | 0.034122 | 0.012032 | 0.23292 | 0.33668 | 1.9506 | 1.7073 | 4.4775 | 1.3894 | 1.697
3 | 0.18435 | 0.038828 | 0.016717 | 1.4597 | 0.99274 | 0.9915 | 0.96541 | 0.037018 | 0.87638 | 0.60895 | 0.76344 | 0.75425 | 0.8502 | 0.22306 | 1688.2532 | 305.7597 | 0.95957 | 0.83275 | 0.17616 | 0.20538 | 0.16013 | 1.6458 | 1.9395 | 4.5719 | 687.129 | 0.0017561 | 152.4433 | 103.2602 | 12.9856 | 153.6821 | 14.6954 | 1.6806 | 64.4897 | 13.7765 | 12.7356 | 0.20688 | 1.3916 | 2.7921 | 2832.9129 | 95.5182 | 99.1598 | 1470.0448 | 112.9554 | 90.8413 | 232.5546 | 255.4235 | 196.3834 | 30.2341 | 52.2526 | 0.85738 | 0.1467 | 0.15434 | 0.01578 | 0.0020172 | 7.7199e-05 | 27.4344 | 10.9884 | 2.4821 | 0.76711 | 0.54364 | 0.08715 | 2.4069 | 49.5887 | 4.3956 | 0.27344 | 0.89767 | 26.1615 | 80.5222 | 25.6496 | 24.4668 | 153.3712 | 9.5034 | 0.037842 | 0.25535 | 0.72936 | 29.3721 | 18.1743 | 855.8213 | 123.9164 | 3.4802 | 0.12169 | 0.45239 | 0.082652 | 215.3695 | 146.1438 | 96.1625 | 69.4532 | 17.6436 | 1035.9526 | 274.9414 | 107.3564 | 90.5456 | 239.3325 | 142.2653 | 101.7517 | 86.6045 | 8.1765 | 0.78802 | 0.69484 | 0.4267 | 62.1414 | 6.4945 | 2.3852 | 2.4199 | 0.1829 | 9.4558e-05 | 36.7963 | 1.1131 | 0.23374 | 0.2465 | 0.19922 | 2.419 | 0.95091 | 0.85838 | 0.42911 | 75.4401 | 11.9337 | 32.766 | 8.4981 | 143.2033 | 210.6955 | 2235.9706 | 274.91 | 387.1661 | 195.9422 | 840.6439 | 329.3084 | 90.5808 | 394.4162 | 0.25763 | 0.2112 | 0.15696 | 0.077961 | 0.0074867 | 0.0053257 | 2.0564e-05 | 0.001871 | 34.3711 | 14.1346 | 0.9783 | 0.14157 | 2.0106 | 5.1114 | 331.3426 | 71.6338 | 3.7441 | 4.063 | 127.4897 | 8.0709 | 353.5038 | 444.9785 | 71.6798 | 2.762 | 3.3878 | 1.5994 | 4.3259 | 3.6829 | 126.7413 | 39.6718 | 33.2726 | 99.81 | 774.5777 | 63.2618 | 609.9762 | 8.8942 | 112.2574 | 636.3964 | 135.6328 | 83.7309 | 58.7943 | 77.5872 | 247.0487 | 60.4673 | 8.8117 | 161.0863 | 91.0051 | 10.352 | 49.5671 | 619.1539 | 5.5615 | 83.0268 | 62.1108 | 184.7726 | 319.4278 | 72.4035 | 46.9087 | 36.4779 | 44.8918 | 0.010183 | 0.0011194 | 0.29518 | 27.2769 | 2.3292 | 12.071 | 2.6966 | 266.5567 | 10.6683 | 4.3204 | 0.60983 | 6598.3084 | 884.008 | 1526.9685 | 1347.2816 | 27.2332 | 1.2683 | 20.902 | 3.0099 | 4782.5332 | 1212.5705 | 624.4388 | 95.6543 | 154.3869 | 8.4328 | 158.3434 | 0.0013287 | 27.7575 | 0.16758 | 13.6217 | 91.7118 | 4.5585 | 56.1584 | 178.9357 | 0.10992 | 0.37157 | 0.20781 | 1.1247 | 0.19739 | 36.1171 | 0.0024823 | 14.8227 | 336.0542 | 0.016253 | 144.2112 | 4.9019 | 0.050266 | 0.71904 | 0.28975 | 4.9923 | 0.094517 | 1.3665 | 1.0439 | 1.8851 | 5.4775 | 0.043753 | 0.34979 | 0.19712 | 8.8237 | 0.00042936 | 0.0024652 | 0.0019938 | 4.9261 | 0.016308 | 0.50802 | 0.18637 | 0.25575 | 0.001008 | 0.022442 | 0.01621 | 0.26731 | 0.0016407 | 0.022714 | 0.014786 | 1.6319 | 0.0079718 | 0.068473 | 0.037505 | 0.53487 | 0.005396 | 0.039205 | 0.18045 | 0.53317 | 0.30327 | 1.1291 | 374.4604 | 0.015112 | 1.9477 | 0.01119 | 3.2285 | 4.3486 | 2.211 | 190.7528 | 0.11083 | 10.6035 | 9.3205 | 13.3385 | 103997.3079 | 9.2797 | 315.8232 | 9.5902 | 4.2802 | 2.1176 | 1.8937 | 3.0629 | 1.6247 | 1.8366 | 14.775 | 3.6865 | 0.78148 | 8.1 | 2.6357 | 251.7865 | 7.6608 | 0.4185 | 20.3418 | 26.8086 | 593.1243 | 65.9518 | 4.8224 | 2.8543 | 7.7429 | 8.3151 | 0.24255 | 1.1132 | 4.8113 | 7.5304 | 5.793 | 0.0021696 | 0.0012862 | 0.0046415 | 1.4847 | 8.7507e-05 | 0.0076427 | 5.3754e-05 | 0.019707 | 0.0025997 | 0.0078497 | 13.2692 | 0.00068014 | 0.66847 | 0.29518 | 8.2929 | 1.2308 | 0.038817 | 1.333 | 0.27827 | 0.020915 | 0.0076877 | 0.0064505 | 0.0034339 | 0.0057252 | 0.0063703 | 0.064281 | 0.071181 | 0.0037101 | 0.035554 | 0.010976 | 1.2013 | 0.00047 | 0.00040318 | 0.094047 | 0.12628 | 3.0345 | 0.29037 | 0.02337 | 0.047692 | 0.029057 | 0.034223 | 0.0010662 | 0.0055432 | 0.020781 | 0.02466 | 0.023386 | 0.043752 | 0.018032 | 0.064604 | 19.7421 | 0.001341 | 0.10874 | 0.00082159 | 0.45299 | 0.044943 | 0.14635 | 6.9321 | 0.012156 | 23.4827 | 13.7444 | 531.1503 | 25.7197 | 1.8984 | 29.3903 | 14.7461 | 0.91601 | 0.11346 | 0.093896 | 0.057156 | 0.10087 | 0.1845 | 1.9616 | 1.2907 | 0.042342 | 0.90829 | 0.18003 | 18.361 | 0.0037824 | 0.0037851 | 10.8292 | 5.1277 | 152.9127 | 14.3174 | 1.7941 | 0.64003 | 0.38208 | 0.57342 | 0.019664 | 0.090894 | 0.3388 | 1.117 | 1.1142 | 0.025752 | 0.011494 | 0.016773 | 6.4729 | 0.00076006 | 0.23816 | 0.00060149 | 0.90381 | 0.059903 | 0.12949 | 5.3695 | 0.0081265 | 17.675 | 7.7798 | 512.8206 | 18.1222 | 1.9386 | 19.3165 | 8.7699 | 0.56118 | 0.15312 | 0.23978 | 0.027366 | 0.11548 | 0.074477 | 1.8708 | 0.54404 | 0.19317 | 0.54156 | 0.22273 | 13.4339 | 0.0027439 | 0.003145 | 3.5734 | 2.7612 | 66.5875 | 8.8686 | 3.2149 | 0.26431 | 0.30805 | 0.69615 | 0.012458 | 0.055378 | 0.24424 | 1.3074 | 1.2576 | 0.16392 | 0.0015396 | 0.040317 | 0.011796 | 0.31259 | 0.31265 | 1.8007 | 1.8301 | 3.6475 | 1.4267 | 1.6185
4 | 0.14148 | 0.026463 | 0.024525 | 1.2113 | 0.99389 | 0.99864 | 0.94462 | 0.057493 | 0.83928 | 0.54249 | 0.60821 | 0.79386 | 0.89995 | 0.20605 | 1255.175 | 278.8541 | 0.95773 | 0.8496 | 0.2062 | 0.22614 | 0.2874 | 2.2853 | 1.6326 | 6.0518 | 620.1667 | 0.0058948 | 171.2481 | 129.7432 | 14.7772 | 133.7132 | 14.3269 | 2.1722 | 45.8803 | 14.9739 | 12.4808 | 0.28253 | 1.9452 | 2.2344 | 2476.3071 | 91.6564 | 99.9028 | 1526.4177 | 116.0642 | 84.9517 | 302.6065 | 231.3052 | 239.0772 | 33.1741 | 46.4848 | 0.79767 | 0.04931 | 0.24641 | 0.013918 | 0.0016348 | 8.0672e-05 | 36.6176 | 12.7061 | 3.2546 | 0.97397 | 0.7149 | 0.11712 | 2.0818 | 60.455 | 11.9604 | 0.30181 | 0.78515 | 17.9705 | 106.624 | 32.8605 | 20.0157 | 126.759 | 8.6349 | 0.031905 | 0.32081 | 0.71651 | 33.0532 | 19.8554 | 531.5909 | 110.018 | 2.8196 | 0.074465 | 0.71387 | 0.099967 | 339.4373 | 157.6744 | 93.5294 | 66.2737 | 14.6232 | 1205.7916 | 241.0009 | 101.7289 | 76.3437 | 256.941 | 146.6448 | 90.1276 | 80.4042 | 8.3556 | 0.84656 | 0.86317 | 0.55907 | 69.3287 | 4.8174 | 1.8952 | 2.5931 | 0.14778 | 8.9454e-05 | 28.7875 | 1.1471 | 0.21674 | 0.21326 | 0.15314 | 3.5983 | 0.9535 | 1.0218 | 0.37285 | 110.1008 | 12.6361 | 36.5639 | 8.7674 | 127.5301 | 195.2593 | 2263.3882 | 247.7609 | 306.0657 | 152.7742 | 696.616 | 403.2902 | 78.7964 | 450.1368 | 0.020242 | 0.26079 | 0.034783 | 0.062306 | 0.010683 | 0.0048558 | 1.9392e-05 | 0.0022129 | 28.5764 | 12.2314 | 1.1385 | 0.17573 | 2.8584 | 6.6181 | 313.0543 | 60.2973 | 3.4521 | 5.9664 | 138.0655 | 9.9475 | 400.4728 | 477.7103 | 38.6406 | 2.3732 | 4.2543 | 1.1736 | 4.8917 | 2.9045 | 109.1808 | 46.8034 | 30.3359 | 98.568 | 660.2931 | 67.9359 | 554.5917 | 9.9704 | 139.4744 | 800.3024 | 145.6243 | 99.9094 | 57.2345 | 76.7595 | 253.3827 | 51.8274 | 8.2659 | 173.2173 | 83.08 | 9.5761 | 54.1548 | 689.1574 | 7.1083 | 83.9668 | 57.975 | 200.5459 | 301.2694 | 79.7184 | 51.5591 | 31.2351 | 41.8022 | 0.0097913 | 0.0010939 | 0.25376 | 39.017 | 2.8515 | 13.6078 | 3.3762 | 251.3463 | 9.3588 | 5.2386 | 0.49908 | 6280.6187 | 799.3754 | 1359.2858 | 1065.0037 | 28.0014 | 1.0061 | 23.4571 | 2.7801 | 4986.8887 | 1632.7319 | 537.7912 | 108.694 | 147.3151 | 9.038 | 147.2541 | 0.0014491 | 34.3817 | 0.16418 | 11.2959 | 59.2041 | 3.3917 | 90.0948 | 226.8199 | 0.12627 | 0.16701 | 0.25241 | 0.84308 | 0.13355 | 37.0512 | 0.0024014 | 14.7238 | 285.7647 | 0.018718 | 147.5504 | 4.6586 | 0.050854 | 0.69099 | 0.28533 | 4.7898 | 0.092458 | 1.3934 | 1.1163 | 1.8539 | 5.714 | 0.042233 | 0.38651 | 0.19853 | 9.4918 | 0.0004545 | 0.0027972 | 0.0021275 | 5.01 | 0.019237 | 0.51825 | 0.19104 | 0.29267 | 0.00098159 | 0.020329 | 0.016063 | 0.3004 | 0.0015707 | 0.021804 | 0.014405 | 1.5007 | 0.0069243 | 0.074515 | 0.036211 | 0.54733 | 0.0054158 | 0.042057 | 0.21836 | 0.54134 | 0.29154 | 0.97795 | 317.2134 | 0.015584 | 2.0073 | 0.011053 | 3.7742 | 4.8053 | 2.8803 | 186.5215 | 0.10152 | 9.274 | 9.4641 | 14.9361 | 112910.7995 | 8.9416 | 327.3239 | 8.5024 | 4.7483 | 2.0014 | 1.9159 | 2.8558 | 1.4695 | 1.9434 | 13.6629 | 4.4403 | 0.73144 | 7.4868 | 2.5775 | 274.8589 | 7.8833 | 0.45741 | 18.6199 | 28.9405 | 637.9743 | 58.6816 | 4.6686 | 2.9242 | 7.6669 | 7.8201 | 0.27968 | 1.2209 | 4.936 | 6.7694 | 6.0804 | 0.0018784 | 0.0013667 | 0.0043622 | 1.4359 | 9.3964e-05 | 0.0065606 | 5.827e-05 | 0.017368 | 0.0027967 | 0.0075583 | 12.1021 | 0.00073126 | 0.64704 | 0.31946 | 8.6892 | 1.2456 | 0.039417 | 1.235 | 0.28244 | 0.019735 | 0.0070349 | 0.007019 | 0.0037538 | 0.0065697 | 0.0068127 | 0.053402 | 0.075623 | 0.0036768 | 0.031856 | 0.010593 | 1.1372 | 0.00042121 | 0.00046172 | 0.10577 | 0.12965 | 2.7419 | 0.2915 | 0.023089 | 0.050113 | 0.026964 | 0.035428 | 0.0011143 | 0.0054497 | 0.018242 | 0.022763 | 0.023251 | 0.041684 | 0.015762 | 0.060584 | 17.8074 | 0.0013336 | 0.093068 | 0.00083807 | 0.43506 | 0.04985 | 0.15429 | 6.7149 | 0.010454 | 20.3895 | 12.9621 | 459.8236 | 27.5998 | 1.823 | 30.8415 | 13.2505 | 0.89983 | 0.10643 | 0.09243 | 0.058222 | 0.098834 | 0.16224 | 1.9266 | 1.4222 | 0.043153 | 0.9157 | 0.16366 | 20.6703 | 0.0032634 | 0.003397 | 10.0414 | 5.1858 | 149.0652 | 13.9133 | 1.6989 | 0.60946 | 0.39879 | 0.61417 | 0.022397 | 0.10017 | 0.36936 | 0.99497 | 0.97861 | 0.026449 | 0.011387 | 0.014267 | 7.4963 | 0.00080254 | 0.22574 | 0.00061217 | 0.98331 | 0.06267 | 0.13461 | 5.21 | 0.0088823 | 15.4639 | 8.6629 | 564.675 | 18.7927 | 1.7622 | 19.8288 | 8.5653 | 0.5037 | 0.1441 | 0.20511 | 0.027802 | 0.11757 | 0.083595 | 2.0847 | 0.63626 | 0.18752 | 0.4782 | 0.22478 | 11.1301 | 0.0032062 | 0.0032748 | 3.5187 | 2.9144 | 63.1594 | 9.1169 | 2.9645 | 0.26116 | 0.27008 | 0.6257 | 0.014644 | 0.050824 | 0.21894 | 1.2873 | 1.1215 | 0.16026 | 0.0016883 | 0.040203 | 0.013148 | 0.31057 | 0.23377 | 1.7422 | 1.7282 | 3.8509 | 1.3231 | 1.6796
5 | 0.18363 | 0.011109 | 0.021937 | 1.1937 | 0.99191 | 0.9958 | 0.79713 | 0.046897 | 0.8861 | 0.65471 | 0.7231 | 0.77896 | 0.81525 | 0.17617 | 2029.6191 | 272.0092 | 0.95238 | 0.83049 | 0.16064 | 0.32895 | 0.25496 | 0.45858 | 1.7923 | 5.3482 | 421.5104 | 0.0067141 | 165.9171 | 94.1916 | 11.6758 | 157.0915 | 12.2698 | 1.8493 | 48.6278 | 15.4945 | 13.269 | 0.25888 | 1.8371 | 2.4338 | 2357.816 | 96.213 | 96.0758 | 1606.5372 | 103.928 | 96.5864 | 263.5845 | 224.4885 | 240.1954 | 32.7479 | 57.8075 | 0.7793 | 0.134 | 0.26805 | 0.015208 | 0.0018092 | 9.4013e-05 | 28.8539 | 11.2441 | 3.1681 | 0.69047 | 0.49971 | 0.099069 | 1.9819 | 69.1437 | 5.2759 | 0.34996 | 0.90647 | 19.9422 | 100.4641 | 36.5103 | 18.8944 | 134.8002 | 9.7273 | 0.036669 | 0.31953 | 0.84224 | 32.1755 | 21.3138 | 541.1488 | 100.5563 | 2.1423 | 0.096791 | 0.42958 | 0.11214 | 352.0298 | 125.8221 | 79.4346 | 72.7722 | 14.8875 | 1346.8994 | 259.3926 | 86.6573 | 87.4837 | 282.5641 | 155.0952 | 87.3288 | 82.651 | 7.6894 | 0.44086 | 0.62956 | 0.19133 | 51.7971 | 6.9831 | 2.0416 | 2.5104 | 0.16302 | 8.6285e-05 | 33.0012 | 1.0427 | 0.24948 | 0.22284 | 0.13152 | 2.5818 | 0.95499 | 1.2166 | 0.38228 | 103.8799 | 17.9246 | 26.0258 | 8.6313 | 138.5446 | 172.0044 | 1904.5961 | 236.5337 | 403.3525 | 164.9723 | 899.6989 | 361.056 | 99.1952 | 442.7699 | 0.41558 | 0.28958 | 0.20362 | 0.063852 | 0.007301 | 0.0063685 | 2.5477e-05 | 0.002358 | 36.1897 | 11.913 | 1.1855 | 0.16694 | 2.6898 | 5.447 | 356.5478 | 74.8871 | 2.8176 | 5.6117 | 156.399 | 8.6849 | 439.6173 | 425.0205 | 59.7628 | 2.1812 | 3.7179 | 1.4241 | 4.1148 | 3.6577 | 111.1824 | 42.0301 | 31.7664 | 97.3105 | 729.3576 | 58.9089 | 584.0364 | 8.3519 | 127.8625 | 626.5145 | 151.1618 | 82.3153 | 54.7046 | 59.2696 | 196.5913 | 47.0099 | 8.9206 | 153.0414 | 77.3705 | 9.9402 | 41.6636 | 666.6183 | 6.9945 | 74.7047 | 65.4528 | 179.22 | 244.9942 | 81.2264 | 55.8637 | 27.415 | 39.2815 | 0.0095339 | 0.0012179 | 0.32912 | 33.6979 | 2.4739 | 11.712 | 2.2976 | 208.7508 | 12.0093 | 6.1627 | 0.46509 | 5705.0093 | 921.3233 | 1247.667 | 1413.428 | 31.2123 | 0.66287 | 21.8728 | 2.479 | 5772.5727 | 1495.0816 | 633.6129 | 99.0667 | 122.4792 | 8.8531 | 163.4623 | 0.0014054 | 28.829 | 0.15783 | 11.7613 | 63.8535 | 6.0674 | 47.0837 | 212.7434 | 0.12397 | 0.36878 | 0.22755 | 1.1785 | 0.18931 | 36.9852 | 0.0020488 | 13.4784 | 299.1193 | 0.018203 | 145.1549 | 4.3973 | 0.052086 | 0.67731 | 0.28733 | 5.2455 | 0.093689 | 1.4132 | 1.025 | 1.8521 | 5.3523 | 0.042996 | 0.35907 | 0.1884 | 10.7479 | 0.00044292 | 0.0026973 | 0.0020813 | 4.1661 | 0.018772 | 0.49619 | 0.21201 | 0.24101 | 0.00096449 | 0.022718 | 0.018471 | 0.30979 | 0.0016261 | 0.020643 | 0.013546 | 1.5968 | 0.0070145 | 0.070159 | 0.035128 | 0.5268 | 0.0056062 | 0.040016 | 0.18862 | 0.52624 | 0.26892 | 1.0209 | 258.2982 | 0.017767 | 1.9813 | 0.011823 | 4.7875 | 5.5318 | 2.4991 | 187.8268 | 0.30933 | 10.5092 | 8.2357 | 13.8925 | 111471.0133 | 9.0345 | 320.0065 | 8.6835 | 4.1865 | 1.8719 | 1.7579 | 2.52 | 1.6495 | 1.9789 | 13.4315 | 4.1647 | 0.69367 | 8.7974 | 2.7618 | 252.5632 | 9.0863 | 0.4428 | 18.8342 | 26.3964 | 587.6378 | 61.8694 | 4.9631 | 2.7377 | 7.6223 | 7.1743 | 0.27628 | 1.3487 | 5.2002 | 7.5699 | 6.6382 | 0.0022627 | 0.0011852 | 0.0038916 | 1.3812 | 9.6907e-05 | 0.0072254 | 5.4836e-05 | 0.018811 | 0.0023815 | 0.0077288 | 12.4212 | 0.00078697 | 0.6847 | 0.31525 | 7.4734 | 1.1747 | 0.037633 | 1.2789 | 0.27934 | 0.019144 | 0.0070817 | 0.0076017 | 0.0038451 | 0.0064298 | 0.0075694 | 0.055633 | 0.078262 | 0.0033586 | 0.034269 | 0.010506 | 1.0305 | 0.00046692 | 0.00046504 | 0.1031 | 0.11053 | 2.7271 | 0.32714 | 0.02092 | 0.049268 | 0.028645 | 0.036095 | 0.0011724 | 0.0047975 | 0.019825 | 0.026511 | 0.026558 | 0.038126 | 0.016944 | 0.061559 | 17.5973 | 0.0013568 | 0.10315 | 0.00079178 | 0.44973 | 0.047846 | 0.14007 | 7.5874 | 0.01122 | 19.8326 | 13.4858 | 511.2429 | 29.9524 | 1.9246 | 25.9076 | 14.4721 | 0.98377 | 0.099656 | 0.092999 | 0.059949 | 0.10328 | 0.15447 | 1.7131 | 1.5096 | 0.048177 | 0.79282 | 0.15733 | 21.2672 | 0.0031194 | 0.0036188 | 10.6543 | 5.2047 | 167.4271 | 14.9357 | 1.809 | 0.69336 | 0.4199 | 0.62306 | 0.019214 | 0.099352 | 0.37198 | 1.1275 | 1.0338 | 0.025594 | 0.011018 | 0.015775 | 6.3892 | 0.00086654 | 0.2107 | 0.00062159 | 0.94682 | 0.063343 | 0.11828 | 5.0268 | 0.0083535 | 16.5534 | 8.3259 | 500.5762 | 17.4228 | 1.8383 | 17.5349 | 9.1319 | 0.54946 | 0.15431 | 0.23786 | 0.029372 | 0.097786 | 0.080296 | 1.8861 | 0.62032 | 0.1671 | 0.45937 | 0.2175 | 11.4658 | 0.0030172 | 0.0032097 | 3.9113 | 2.6791 | 56.7311 | 7.8826 | 2.9301 | 0.25404 | 0.30045 | 0.6673 | 0.012754 | 0.049612 | 0.20462 | 1.1076 | 1.2145 | 0.14879 | 0.0014744 | 0.03597 | 0.01093 | 0.2915 | 0.29351 | 1.6756 | 1.6506 | 3.5315 | 1.5709 | 1.3407
6 | 0.17952 | 0.01429 | 0.014216 | 1.2726 | 0.99582 | 0.99395 | 0.68892 | 0.040395 | 0.86552 | 0.4542 | 0.8947 | 0.74355 | 0.78605 | 0.2367 | 1981.4522 | 297.4636 | 0.96137 | 0.85219 | 0.14643 | 0.16955 | 0.26641 | 3.2352 | 2.0306 | 8.5112 | 271.8709 | 0.0086901 | 137.1286 | 113.1756 | 14.3623 | 145.5912 | 13.6194 | 1.8084 | 62.179 | 13.2956 | 11.8212 | 0.26134 | 2.9104 | 2.8219 | 2984.1096 | 75.6823 | 103.6213 | 1737.4885 | 115.623 | 88.5216 | 257.1193 | 263.4423 | 217.3855 | 37.5395 | 45.2879 | 0.74918 | 0.094515 | 0.081333 | 0.018989 | 0.0020419 | 6.6172e-05 | 35.2029 | 12.3431 | 2.731 | 0.72892 | 0.59961 | 0.10847 | 2.0396 | 48.2972 | 8.5881 | 0.31918 | 0.82334 | 25.5222 | 111.1121 | 29.9438 | 17.8323 | 145.1418 | 8.0937 | 0.033891 | 0.30632 | 0.77261 | 31.4387 | 16.6742 | 820.1188 | 88.4951 | 2.352 | 0.11103 | 0.68739 | 0.10314 | 317.6757 | 154.6642 | 91.7989 | 58.2743 | 16.4186 | 1064.4192 | 221.6378 | 90.0906 | 80.1761 | 223.5704 | 180.2516 | 98.5454 | 69.6658 | 7.4333 | 0.81297 | 0.71511 | 0.14867 | 59.1276 | 5.6453 | 2.0168 | 2.8244 | 0.16906 | 8.2631e-05 | 27.8777 | 1.0826 | 0.26159 | 0.23189 | 0.15697 | 2.7404 | 0.9554 | 1.2828 | 0.54416 | 89.4963 | 17.046 | 33.767 | 8.9032 | 147.7269 | 109.5623 | 1852.7013 | 259.3771 | 329.1601 | 202.4403 | 859.2906 | 405.5973 | 101.2353 | 408.9542 | 0.084449 | 0.18361 | 0.067605 | 0.066961 | 0.010294 | 0.0060815 | 2.6725e-05 | 0.0019083 | 36.6936 | 9.7462 | 0.89127 | 0.13729 | 2.6389 | 5.7979 | 427.4253 | 94.1578 | 3.8923 | 6.1503 | 118.7913 | 7.8391 | 370.3233 | 418.7642 | 55.3724 | 2.6581 | 3.3439 | 1.1176 | 4.6555 | 2.7409 | 110.7822 | 48.904 | 36.0273 | 93.2484 | 616.5379 | 56.7423 | 727.5519 | 10.1516 | 124.9685 | 659.8085 | 125.5641 | 106.7329 | 49.875 | 68.4307 | 217.8417 | 62.7273 | 7.5711 | 157.5894 | 85.6875 | 11.0268 | 50.7778 | 591.1754 | 5.9033 | 81.9896 | 66.8458 | 183.7822 | 293.2854 | 77.1739 | 50.5117 | 27.9918 | 51.3118 | 0.011479 | 0.0013378 | 0.2389 | 26.4926 | 2.1802 | 9.2177 | 2.3575 | 218.4862 | 10.0049 | 5.4284 | 0.38771 | 7070.0489 | 846.7261 | 1305.2724 | 1496.0774 | 34.6538 | 0.93044 | 23.9957 | 3.1288 | 5569.7469 | 1401.717 | 509.2483 | 86.0601 | 120.2018 | 7.9762 | 161.0436 | 0.001482 | 38.7536 | 0.18952 | 11.1295 | 81.1306 | 4.3383 | 62.5114 | 224.7384 | 0.10372 | 0.17558 | 0.22154 | 1.2502 | 0.19496 | 39.529 | 0.0022405 | 15.1594 | 304.2545 | 0.018163 | 155.1555 | 4.5914 | 0.053465 | 0.68618 | 0.27723 | 5.1552 | 0.091015 | 1.4071 | 1.0683 | 2.0639 | 5.8952 | 0.041927 | 0.38871 | 0.18559 | 9.6418 | 0.00043205 | 0.0026265 | 0.0019072 | 4.7418 | 0.018098 | 0.53626 | 0.22103 | 0.28588 | 0.00091307 | 0.020731 | 0.018027 | 0.29843 | 0.0016086 | 0.020263 | 0.016178 | 1.4866 | 0.0066851 | 0.076204 | 0.034554 | 0.51803 | 0.0046396 | 0.037426 | 0.19301 | 0.52808 | 0.27927 | 1.1483 | 333.358 | 0.012426 | 1.9554 | 0.011393 | 4.5938 | 4.9689 | 3.0076 | 192.214 | 0.24776 | 9.3781 | 8.8222 | 14.039 | 116189.2428 | 9.3499 | 312.9324 | 8.9332 | 4.6322 | 2.0148 | 1.9936 | 2.5655 | 1.4559 | 1.8994 | 13.9406 | 4.2677 | 0.67269 | 8.1793 | 2.8911 | 247.2095 | 7.567 | 0.45278 | 19.2359 | 28.0854 | 683.8529 | 59.8158 | 4.529 | 3.0873 | 7.482 | 8.4392 | 0.25618 | 1.3145 | 4.7397 | 7.3585 | 6.5836 | 0.0022229 | 0.001316 | 0.003853 | 1.4536 | 9.0025e-05 | 0.0067244 | 5.6631e-05 | 0.017972 | 0.0025233 | 0.0079901 | 12.9252 | 0.00071136 | 0.69214 | 0.30805 | 7.8202 | 1.3222 | 0.039679 | 1.2169 | 0.29285 | 0.018438 | 0.0072676 | 0.0073155 | 0.0036532 | 0.0062707 | 0.0070699 | 0.06082 | 0.08015 | 0.0039509 | 0.036033 | 0.010109 | 1.0623 | 0.00047896 | 0.00042793 | 0.099546 | 0.10848 | 2.8937 | 0.32886 | 0.022999 | 0.045334 | 0.028294 | 0.032024 | 0.001186 | 0.0049581 | 0.021914 | 0.025493 | 0.026315 | 0.03774 | 0.018516 | 0.058826 | 17.2438 | 0.0011584 | 0.1065 | 0.00092516 | 0.41885 | 0.050508 | 0.14551 | 7.7816 | 0.011554 | 20.5472 | 13.6078 | 519.1636 | 26.9743 | 1.7174 | 31.1312 | 15.4908 | 0.93481 | 0.10596 | 0.095064 | 0.056477 | 0.089778 | 0.16056 | 1.9014 | 1.4018 | 0.041679 | 0.89536 | 0.17652 | 21.178 | 0.0035523 | 0.0037487 | 9.908 | 5.2561 | 163.155 | 14.6489 | 1.621 | 0.6574 | 0.44791 | 0.57834 | 0.021516 | 0.085534 | 0.34531 | 1.0055 | 1.1305 | 0.026623 | 0.010616 | 0.014084 | 6.7 | 0.00075755 | 0.20158 | 0.00063059 | 0.84537 | 0.065111 | 0.11879 | 5.7951 | 0.0087259 | 17.3356 | 7.6325 | 497.707 | 20.766 | 1.7911 | 20.2515 | 8.5321 | 0.5455 | 0.14033 | 0.21353 | 0.030743 | 0.11016 | 0.078049 | 1.9032 | 0.59177 | 0.19551 | 0.53527 | 0.19817 | 12.2751 | 0.0028614 | 0.0030184 | 4.0293 | 2.8703 | 67.9875 | 8.3774 | 3.3523 | 0.2474 | 0.28849 | 0.68528 | 0.014043 | 0.057292 | 0.21179 | 1.143 | 1.1561 | 0.1448 | 0.0016637 | 0.034899 | 0.012434 | 0.30581 | 0.32328 | 1.5107 | 1.7823 | 3.4484 | 1.4935 | 1.399
7 | 0.16451 | 0.036123 | 0.0048801 | 1.3317 | 0.99082 | 0.99795 | 0.87845 | 0.086445 | 0.82676 | 0.50066 | 0.6613 | 0.74935 | 0.76517 | 0.23009 | 2226.3474 | 418.5935 | 0.93426 | 0.80531 | 0.15167 | 0.30542 | 0.18683 | 0.1093 | 1.5199 | 6.7611 | 522.4195 | 0.0010663 | 160.946 | 90.6813 | 17.0972 | 141.0169 | 16.188 | 1.6671 | 48.2076 | 12.8922 | 14.5286 | 0.24841 | 1.6322 | 3.2148 | 2663.3506 | 98.4371 | 106.9587 | 1476.4454 | 99.9218 | 79.2421 | 236.015 | 284.5927 | 247.2354 | 31.7114 | 58.4487 | 0.74228 | 0.079894 | 0.27959 | 0.01929 | 0.001578 | 9.1965e-05 | 34.7555 | 13.1289 | 2.9124 | 0.78321 | 0.52767 | 0.091659 | 2.6903 | 69.0619 | 1.8397 | 0.30741 | 0.86546 | 20.3922 | 87.8862 | 35.8632 | 17.2989 | 142.2215 | 9.5794 | 0.032342 | 0.24306 | 0.94129 | 38.3667 | 15.3248 | 719.5342 | 104.8918 | 2.8294 | 0.12998 | 0.54753 | 0.078556 | 234.5605 | 149.9192 | 100.8122 | 68.1229 | 15.9053 | 1320.3621 | 246.2994 | 105.1769 | 77.6297 | 245.7118 | 160.1789 | 96.3156 | 82.5221 | 7.2782 | 0.52141 | 0.90311 | 0.38926 | 60.968 | 6.7573 | 1.7272 | 2.4931 | 0.19943 | 6.5143e-05 | 33.9592 | 0.85456 | 0.24433 | 0.25707 | 0.18424 | 3.1558 | 0.95761 | 1.3768 | 0.50492 | 73.4697 | 14.0173 | 30.2474 | 7.7986 | 156.4341 | 100.9618 | 1995.2891 | 240.7533 | 309.6975 | 198.856 | 793.4987 | 324.2079 | 83.3045 | 368.1768 | 0.12402 | 0.39661 | 0.044802 | 0.071998 | 0.0099182 | 0.0065098 | 2.325e-05 | 0.0024758 | 38.8578 | 14.3599 | 1.0231 | 0.18779 | 2.4891 | 5.9485 | 350.6533 | 65.5857 | 3.3584 | 3.8243 | 135.3217 | 8.4269 | 453.0498 | 404.7658 | 61.7988 | 2.7296 | 4.1576 | 1.6908 | 4.4058 | 4.2776 | 134.5301 | 52.584 | 37.1118 | 96.1861 | 621.1623 | 61.0132 | 563.9552 | 10.1905 | 130.7342 | 692.1457 | 157.5223 | 91.9766 | 51.9553 | 73.3795 | 240.5111 | 57.902 | 8.7396 | 164.3983 | 85.4659 | 11.2426 | 52.0353 | 556.9028 | 6.5956 | 71.8922 | 59.6763 | 203.0667 | 288.2624 | 90.5988 | 42.9317 | 31.6465 | 42.1652 | 0.012366 | 0.0011331 | 0.30569 | 33.9088 | 1.9973 | 11.0648 | 3.326 | 292.9036 | 12.2863 | 4.8408 | 0.56567 | 7321.6027 | 857.1623 | 1435.3777 | 1523.2809 | 30.5881 | 1.2312 | 22.5219 | 3.0312 | 5407.9901 | 1503.3545 | 612.5762 | 81.8808 | 125.3955 | 8.0573 | 170.9834 | 0.0016118 | 34.4951 | 0.1841 | 13.0678 | 48.318 | 4.9909 | 67.95 | 171.3094 | 0.1154 | 0.23423 | 0.22019 | 0.88459 | 0.1698 | 38.5466 | 0.0024673 | 15.7702 | 332.3479 | 0.017565 | 162.2591 | 4.4737 | 0.054239 | 0.65901 | 0.26206 | 4.894 | 0.094268 | 1.4255 | 1.0966 | 1.8775 | 5.5429 | 0.042741 | 0.3531 | 0.20403 | 9.4832 | 0.0004589 | 0.0024037 | 0.0018433 | 4.6184 | 0.015998 | 0.56429 | 0.20891 | 0.27765 | 0.00095992 | 0.021827 | 0.01588 | 0.27492 | 0.0017984 | 0.023871 | 0.013704 | 1.5457 | 0.0074895 | 0.073674 | 0.038843 | 0.55417 | 0.0048268 | 0.039512 | 0.18751 | 0.54393 | 0.28536 | 1.0065 | 350.1942 | 0.013452 | 1.9359 | 0.012355 | 5.3771 | 3.7023 | 2.3281 | 188.7873 | 0.2061 | 9.1702 | 9.602 | 12.5971 | 106869.4747 | 8.1652 | 294.5746 | 8.0819 | 4.7864 | 1.9693 | 1.8084 | 2.9264 | 1.4981 | 1.7651 | 13.5962 | 3.9097 | 0.7698 | 7.6501 | 2.9172 | 286.714 | 7.8895 | 0.40166 | 17.2846 | 24.3445 | 658.2766 | 67.5059 | 4.1244 | 3.016 | 7.3443 | 7.5979 | 0.27392 | 1.1796 | 5.235 | 7.7376 | 6.3803 | 0.002281 | 0.0012177 | 0.0039981 | 1.5294 | 9.1117e-05 | 0.006585 | 6.2835e-05 | 0.019927 | 0.0028207 | 0.0085684 | 13.9086 | 0.00069579 | 0.59486 | 0.33158 | 8.0737 | 1.1831 | 0.040182 | 1.2851 | 0.29073 | 0.018924 | 0.0071817 | 0.0072281 | 0.0035298 | 0.0058762 | 0.0066079 | 0.057109 | 0.079126 | 0.0038531 | 0.030538 | 0.0098731 | 1.2414 | 0.00044178 | 0.00047112 | 0.10632 | 0.12748 | 2.9509 | 0.33286 | 0.020221 | 0.041779 | 0.02775 | 0.033214 | 0.0012287 | 0.005122 | 0.020669 | 0.027341 | 0.022678 | 0.043358 | 0.016311 | 0.054908 | 17.4305 | 0.0013147 | 0.098063 | 0.00090188 | 0.39656 | 0.049104 | 0.16677 | 6.6769 | 0.010783 | 23.8622 | 15.4047 | 525.3653 | 28.133 | 1.7598 | 27.2031 | 13.753 | 0.97433 | 0.11844 | 0.10576 | 0.053689 | 0.085696 | 0.17781 | 1.8891 | 1.2779 | 0.040469 | 0.76349 | 0.1676 | 18.7779 | 0.0033581 | 0.0035726 | 9.3674 | 5.6316 | 146.5632 | 13.4173 | 1.7744 | 0.67288 | 0.45655 | 0.60593 | 0.022839 | 0.087061 | 0.39302 | 1.0308 | 1.0912 | 0.028389 | 0.010127 | 0.014912 | 6.86 | 0.00080934 | 0.22391 | 0.00053196 | 0.88677 | 0.067978 | 0.1358 | 4.8771 | 0.0092812 | 17.5959 | 8.7873 | 539.2788 | 19.4363 | 1.9404 | 20.9934 | 7.6598 | 0.49179 | 0.16577 | 0.21832 | 0.031771 | 0.10803 | 0.074228 | 2.0042 | 0.60649 | 0.1904 | 0.46246 | 0.20809 | 12.0039 | 0.0032351 | 0.0030687 | 3.7567 | 3.0067 | 60.8531 | 8.7465 | 3.1191 | 0.23841 | 0.32283 | 0.7075 | 0.012646 | 0.050467 | 0.2207 | 1.1585 | 1.1972 | 0.14775 | 0.0016282 | 0.034562 | 0.013015 | 0.31966 | 0.30262 | 1.8874 | 1.8991 | 3.3338 | 1.1415 | 1.5075
8 | 0.15058 | 0.020247 | 0.019249 | 1.1012 | 0.99013 | 0.99282 | 0.86282 | 0.052776 | 0.81087 | 0.61781 | 0.7432 | 0.82329 | 0.77521 | 0.22786 | 1542.9092 | 427.9928 | 0.96654 | 0.87491 | 0.1207 | 0.18235 | 0.42956 | 3.427 | 1.1567 | 7.1193 | 597.0182 | 0.0026019 | 124.3619 | 118.2871 | 13.4484 | 161.4711 | 15.2534 | 2.2774 | 50.1852 | 14.4239 | 10.9097 | 0.31127 | 1.7485 | 3.6925 | 3072.5112 | 98.5948 | 93.2916 | 1675.3503 | 109.5233 | 99.5705 | 301.605 | 229.5114 | 243.9677 | 33.8532 | 44.6927 | 0.82847 | 0.16389 | 0.12702 | 0.019768 | 0.0023371 | 7.2882e-05 | 36.3325 | 12.9457 | 3.3478 | 0.86277 | 0.56716 | 0.10409 | 2.1364 | 61.978 | 3.3764 | 0.27969 | 0.76525 | 24.8229 | 84.3622 | 29.2883 | 22.3837 | 146.5703 | 9.0757 | 0.039703 | 0.27518 | 0.85988 | 27.2619 | 12.6899 | 619.9012 | 114.0147 | 2.6348 | 0.086053 | 0.57313 | 0.11541 | 307.3283 | 148.6817 | 88.1134 | 56.097 | 15.3012 | 1238.2189 | 279.0892 | 93.104 | 73.56 | 275.8058 | 163.9194 | 87.875 | 77.2244 | 8.0949 | 0.76153 | 0.60174 | 0.48314 | 71.641 | 5.4455 | 1.8002 | 2.011 | 0.14501 | 8.9775e-05 | 38.0826 | 1.2446 | 0.23549 | 0.26219 | 0.13906 | 2.857 | 0.95847 | 1.2441 | 0.53039 | 78.8475 | 13.7116 | 38.6992 | 9.6866 | 149.2445 | 114.7179 | 2111.3599 | 226.6724 | 415.7863 | 181.9522 | 764.3657 | 384.3678 | 76.2372 | 410.6758 | 0.19465 | 0.32086 | 0.10474 | 0.059594 | 0.01043 | 0.0056166 | 2.7695e-05 | 0.0023366 | 32.6354 | 12.8516 | 0.92016 | 0.19486 | 2.5423 | 4.3843 | 419.8229 | 86.9237 | 3.6018 | 5.1847 | 128.1866 | 8.7778 | 344.9557 | 439.2801 | 42.8577 | 2.7989 | 3.9191 | 1.0852 | 3.4146 | 3.5749 | 135.9336 | 39.7636 | 35.0187 | 90.7407 | 661.1578 | 66.0231 | 638.6529 | 8.6761 | 134.3669 | 672.5454 | 127.2413 | 104.1967 | 52.5229 | 69.519 | 235.3807 | 53.756 | 7.9348 | 170.1011 | 73.0115 | 11.3499 | 51.0534 | 574.0387 | 6.1609 | 71.1795 | 61.1856 | 204.3158 | 297.1647 | 88.9827 | 56.264 | 35.4054 | 50.7777 | 0.011991 | 0.0014125 | 0.24518 | 31.3779 | 2.5756 | 12.8089 | 2.5486 | 278.6475 | 8.6916 | 3.793 | 0.59587 | 7408.5281 | 863.5799 | 1418.1065 | 1188.9324 | 28.583 | 0.73169 | 25.1323 | 3.1826 | 4550.6114 | 1847.3489 | 567.1122 | 87.7105 | 158.839 | 7.7817 | 172.8401 | 0.0015664 | 30.0985 | 0.17291 | 12.0704 | 70.9518 | 5.4877 | 74.188 | 209.2188 | 0.10862 | 0.34206 | 0.25467 | 1.372 | 0.14248 | 40.3198 | 0.0021549 | 14.5244 | 308.3049 | 0.015689 | 170.5659 | 4.4599 | 0.055753 | 0.70708 | 0.28134 | 4.9268 | 0.090494 | 1.3499 | 1.1021 | 2.0282 | 5.9386 | 0.04343 | 0.34315 | 0.18688 | 10.1658 | 0.00042318 | 0.0024225 | 0.0017843 | 4.4362 | 0.016959 | 0.5706 | 0.20045 | 0.26645 | 0.000975 | 0.020989 | 0.018333 | 0.28702 | 0.0018269 | 0.022082 | 0.015073 | 1.7202 | 0.0078752 | 0.065388 | 0.031969 | 0.51357 | 0.0056312 | 0.040715 | 0.20609 | 0.53122 | 0.26781 | 1.0902 | 250.308 | 0.014929 | 1.9596 | 0.012984 | 4.9524 | 5.8638 | 2.7296 | 199.3025 | 0.19722 | 9.8551 | 8.6439 | 14.2895 | 114176.8802 | 8.8718 | 333.3572 | 8.4032 | 4.4785 | 1.9524 | 2.087 | 2.7809 | 1.6043 | 1.8743 | 12.9372 | 4.294 | 0.65814 | 7.7764 | 2.7205 | 278.3728 | 8.8622 | 0.47224 | 18.4137 | 25.757 | 603.6378 | 63.5689 | 4.573 | 2.8653 | 8.2294 | 7.7209 | 0.24335 | 1.3361 | 5.6055 | 6.4796 | 6.3132 | 0.0022449 | 0.0011796 | 0.0046834 | 1.6343 | 9.7694e-05 | 0.0074759 | 5.874e-05 | 0.018475 | 0.0025637 | 0.0083001 | 12.5287 | 0.00067077 | 0.58131 | 0.28881 | 8.4913 | 1.4049 | 0.03469 | 1.2075 | 0.32869 | 0.020063 | 0.0078946 | 0.0064923 | 0.0033086 | 0.0059661 | 0.0062987 | 0.056906 | 0.068995 | 0.0035235 | 0.030202 | 0.010902 | 1.1097 | 0.0004266 | 0.00045087 | 0.092235 | 0.1138 | 2.6052 | 0.27371 | 0.02082 | 0.047122 | 0.025924 | 0.032703 | 0.0012755 | 0.0057678 | 0.020365 | 0.024042 | 0.026085 | 0.037289 | 0.016877 | 0.060965 | 18.3885 | 0.0012201 | 0.10709 | 0.00086678 | 0.41616 | 0.046933 | 0.152 | 7.2783 | 0.010099 | 21.2551 | 15.1588 | 471.769 | 31.0214 | 1.86 | 28.5252 | 13.1487 | 0.95187 | 0.11476 | 0.10143 | 0.049433 | 0.087816 | 0.171 | 1.7354 | 1.3281 | 0.048913 | 0.90307 | 0.15879 | 17.8154 | 0.003727 | 0.0032017 | 9.0789 | 4.8777 | 141.9832 | 13.8232 | 1.7309 | 0.63383 | 0.45178 | 0.63186 | 0.022612 | 0.089819 | 0.38651 | 1.1483 | 1.0551 | 0.028671 | 0.010394 | 0.015468 | 6.8121 | 0.00089303 | 0.21837 | 0.00057298 | 0.86961 | 0.061103 | 0.12231 | 5.1522 | 0.0092323 | 16.0534 | 7.9398 | 569.3445 | 20.9311 | 1.8181 | 19.4788 | 7.6362 | 0.52363 | 0.13835 | 0.20059 | 0.030364 | 0.10112 | 0.084364 | 1.8403 | 0.57874 | 0.18551 | 0.4763 | 0.19679 | 11.7207 | 0.0028204 | 0.0029083 | 3.6417 | 2.7389 | 64.9789 | 7.9741 | 3.001 | 0.27889 | 0.291 | 0.62001 | 0.012182 | 0.05275 | 0.23824 | 1.1682 | 1.3068 | 0.16578 | 0.0016231 | 0.033846 | 0.012402 | 0.3328 | 0.27245 | 1.7229 | 1.4577 | 3.2259 | 1.5504 | 1.4621
9 | 0.16026 | 0.026016 | 0.026083 | 1.356 | 0.99101 | 0.99205 | 0.90783 | 0.067392 | 0.84264 | 0.67616 | 0.77899 | 0.72583 | 0.79041 | 0.18292 | 1373.7328 | 342.3627 | 0.95081 | 0.7925 | 0.18914 | 0.33916 | 0.058843 | 1.687 | 1.0332 | 4.8431 | 699.8808 | 2.7513e-05 | 132.2498 | 110.7941 | 13.7384 | 129.4571 | 14.2532 | 1.865 | 52.3831 | 13.0883 | 11.45 | 0.32157 | 2.8865 | 2.683 | 3039.6262 | 82.2611 | 94.9539 | 1673.6559 | 119.1798 | 100.6861 | 260.0463 | 268.1294 | 259.3815 | 34.4916 | 50.1545 | 0.92056 | 0.29391 | 0.23049 | 0.013305 | 0.0022194 | 7.9811e-05 | 31.5844 | 13.703 | 3.0678 | 0.80827 | 0.62555 | 0.082975 | 2.6358 | 67.1764 | 10.974 | 0.29258 | 0.85684 | 19.392 | 102.2745 | 31.0935 | 18.5841 | 129.792 | 9.2887 | 0.038761 | 0.26063 | 0.86513 | 40.7003 | 18.3789 | 499.3177 | 126.6295 | 2.4914 | 0.084234 | 0.63957 | 0.093385 | 292.0643 | 166.5129 | 89.483 | 71.7542 | 17.7262 | 1301.0123 | 269.3056 | 109.0343 | 71.717 | 278.8191 | 149.8201 | 84.6956 | 72.4624 | 8.5569 | 0.73514 | 0.56807 | 0.18691 | 64.8066 | 5.5333 | 2.3575 | 2.2485 | 0.18146 | 7.8134e-05 | 37.6241 | 1.332 | 0.25734 | 0.23859 | 0.14359 | 2.6897 | 0.96535 | 0.93055 | 0.43208 | 83.7239 | 14.5557 | 30.9052 | 9.1249 | 117.7029 | 201.7849 | 1920.4168 | 266.779 | 288.2918 | 177.6293 | 753.971 | 352.0285 | 84.111 | 438.5297 | 0.15151 | 0.17393 | 0.14173 | 0.069318 | 0.0086207 | 0.0051528 | 2.6228e-05 | 0.0022034 | 27.8351 | 11.5798 | 1.0811 | 0.15698 | 2.416 | 4.8663 | 340.2443 | 67.1311 | 4.1437 | 5.2724 | 152.9227 | 9.908 | 420.6122 | 527.2964 | 68.5073 | 2.0617 | 4.5242 | 1.2926 | 3.1052 | 3.2453 | 121.6322 | 51.1917 | 36.6018 | 101.5726 | 678.811 | 57.2818 | 624.0512 | 9.3509 | 109.2228 | 700.0708 | 140.6959 | 89.7649 | 57.5562 | 60.9909 | 224.3666 | 48.5904 | 8.0172 | 185.9144 | 90.6021 | 9.7288 | 48.9344 | 604.9128 | 7.4577 | 79.7806 | 71.1352 | 173.717 | 320.8064 | 78.4029 | 53.5536 | 30.8631 | 51.5795 | 0.0084179 | 0.0010467 | 0.29203 | 34.4976 | 1.9623 | 9.4945 | 3.1241 | 228.9611 | 9.1977 | 5.0219 | 0.56015 | 6996.8114 | 927.5071 | 1539.6211 | 1447.7153 | 30.0537 | 0.81371 | 25.3184 | 2.5297 | 5378.3493 | 1340.2839 | 599.4745 | 83.5281 | 149.6017 | 10.0114 | 192.7711 | 0.0013612 | 30.8001 | 0.16076 | 13.3854 | 67.0286 | 4.0295 | 89.3257 | 159.6774 | 0.1138 | 0.20988 | 0.26296 | 0.94387 | 0.15148 | 35.6432 | 0.0021131 | 15.6056 | 319.3963 | 0.016659 | 151.1557 | 4.582 | 0.054404 | 0.72778 | 0.2522 | 4.616 | 0.086055 | 1.4306 | 1.0647 | 1.8135 | 5.6436 | 0.046145 | 0.40958 | 0.19342 | 10.0038 | 0.0003927 | 0.0023717 | 0.0019308 | 4.3883 | 0.018831 | 0.50246 | 0.1973 | 0.24769 | 0.0010325 | 0.019466 | 0.017166 | 0.29449 | 0.0016013 | 0.02231 | 0.013893 | 1.727 | 0.0065672 | 0.064338 | 0.03257 | 0.54092 | 0.0055557 | 0.040362 | 0.21127 | 0.51262 | 0.30537 | 1.168 | 366.9897 | 0.017559 | 1.9326 | 0.012169 | 5.486 | 6.0889 | 2.4203 | 193.9196 | 0.3465 | 10.1569 | 8.006 | 12.9795 | 121509.4164 | 9.1778 | 347.1266 | 8.2853 | 4.1076 | 2.0326 | 1.9366 | 2.8085 | 1.5257 | 1.6729 | 13.8591 | 3.7817 | 0.70734 | 7.868 | 2.7822 | 269.253 | 8.3502 | 0.48238 | 17.1359 | 29.4501 | 625.4841 | 67.7651 | 4.3099 | 2.8953 | 8.5348 | 7.3023 | 0.26907 | 1.2755 | 5.5155 | 7.6485 | 6.6683 | 0.0022059 | 0.0012398 | 0.0045101 | 1.503 | 8.3269e-05 | 0.0064854 | 6.0813e-05 | 0.01865 | 0.0024788 | 0.0080257 | 11.9165 | 0.00079372 | 0.65207 | 0.32782 | 7.3297 | 1.2992 | 0.040507 | 1.3154 | 0.31028 | 0.020344 | 0.0081477 | 0.0066446 | 0.0038086 | 0.005859 | 0.0069832 | 0.061307 | 0.080595 | 0.003394 | 0.031306 | 0.011405 | 1.1765 | 0.0004355 | 0.00039922 | 0.09756 | 0.11183 | 2.8341 | 0.30547 | 0.021386 | 0.046141 | 0.027509 | 0.034025 | 0.0010969 | 0.0055768 | 0.020167 | 0.02623 | 0.024293 | 0.040156 | 0.016433 | 0.062228 | 18.2099 | 0.0013653 | 0.09397 | 0.00077825 | 0.37876 | 0.045185 | 0.16239 | 8.0056 | 0.011405 | 21.1388 | 13.2017 | 471.5152 | 29.0258 | 1.9432 | 26.1643 | 14.3512 | 0.96448 | 0.10951 | 0.10811 | 0.055109 | 0.094848 | 0.17185 | 1.8401 | 1.5377 | 0.045475 | 0.88738 | 0.16908 | 20.9896 | 0.0033447 | 0.0033556 | 9.1997 | 5.3288 | 144.6423 | 14.459 | 1.8667 | 0.68313 | 0.43892 | 0.55788 | 0.019371 | 0.096687 | 0.35134 | 1.0612 | 1.0701 | 0.029937 | 0.010819 | 0.016377 | 7.1483 | 0.00087866 | 0.22787 | 0.00052767 | 0.85254 | 0.070061 | 0.12389 | 5.855 | 0.0085424 | 15.2355 | 8.0914 | 551.6729 | 17.6117 | 1.8881 | 20.6504 | 7.5168 | 0.55621 | 0.15714 | 0.23363 | 0.027881 | 0.1059 | 0.070098 | 1.7752 | 0.62705 | 0.1758 | 0.46872 | 0.20594 | 11.82 | 0.0030617 | 0.0027301 | 3.6172 | 2.9687 | 59.8799 | 7.9943 | 3.396 | 0.27617 | 0.31387 | 0.63982 | 0.012205 | 0.049982 | 0.24105 | 1.298 | 1.094 | 0.16731 | 0.0015219 | 0.039272 | 0.011628 | 0.24643 | 0.29851 | 1.6061 | 1.5143 | 4.5856 | 1.3366 | 1.4787
10 | 0.15791 | 0.031551 | 0.02911 | 1.2302 | 0.99343 | 0.9908 | 0.71302 | 0.031126 | 0.90929 | 0.66636 | 0.79747 | 0.88175 | 0.8624 | 0.18565 | 2257.9784 | 129.4835 | 0.9473 | 0.84175 | 0.1829 | 0.15936 | 0.21266 | 1.9728 | 1.2011 | 7.8794 | 532.6566 | 0.009709 | 143.0493 | 95.5634 | 15.8937 | 119.7793 | 17.3885 | 1.969 | 57.1347 | 12.1911 | 10.5585 | 0.30841 | 2.4451 | 3.0383 | 2952.0026 | 94.0173 | 87.3843 | 1857.0394 | 126.1304 | 101.3 | 243.5947 | 237.4616 | 206.8332 | 35.2249 | 56.7456 | 0.71611 | 0.24594 | 0.0031361 | 0.016635 | 0.0018439 | 8.8666e-05 | 32.8991 | 9.9828 | 2.8059 | 0.98571 | 0.50891 | 0.1143 | 2.7498 | 46.9095 | 11.5471 | 0.24912 | 0.83463 | 20.6637 | 84.5345 | 26.7874 | 21.8862 | 131.8718 | 8.9823 | 0.031206 | 0.30213 | 0.64215 | 41.8376 | 20.9134 | 782.0793 | 136.9366 | 3.7733 | 0.090618 | 0.40991 | 0.10224 | 231.0967 | 161.6438 | 76.0515 | 60.8386 | 16.9502 | 1212.5725 | 221.1893 | 95.0454 | 81.3704 | 219.3899 | 170.4586 | 99.8856 | 90.5953 | 8.7886 | 0.87017 | 0.78837 | 0.46505 | 55.5406 | 5.3633 | 2.2919 | 2.6776 | 0.14191 | 7.8631e-05 | 35.2294 | 0.98553 | 0.21112 | 0.26558 | 0.12631 | 2.7602 | 0.96429 | 0.99354 | 0.3519 | 97.6043 | 15.9915 | 31.7312 | 8.0633 | 125.6799 | 158.5183 | 1963.7246 | 231.4576 | 377.2769 | 186.6286 | 813.1926 | 334.8966 | 95.5178 | 421.3382 | 0.036194 | 0.07136 | 0.088025 | 0.07934 | 0.008798 | 0.0062859 | 2.8313e-05 | 0.0021615 | 35.2919 | 12.9738 | 1.0514 | 0.17828 | 2.8173 | 6.5695 | 323.1302 | 63.6787 | 3.2539 | 4.5869 | 131.164 | 9.4133 | 395.7248 | 491.9239 | 44.5573 | 2.2153 | 3.9002 | 1.27 | 3.8962 | 3.1183 | 139.0539 | 42.8073 | 31.383 | 88.375 | 721.7178 | 73.0262 | 735.2702 | 10.6843 | 131.294 | 822.6925 | 155.1419 | 105.8068 | 62.1327 | 66.9007 | 194.5979 | 62.0608 | 9.4457 | 183.9783 | 74.8812 | 10.7042 | 45.9098 | 520.7126 | 6.5307 | 77.3116 | 68.3851 | 166.7697 | 250.6226 | 76.0103 | 54.1693 | 33.1335 | 46.3021 | 0.0084802 | 0.00097737 | 0.28572 | 37.3812 | 2.2671 | 12.5699 | 2.7595 | 241.1361 | 11.5054 | 4.5354 | 0.61909 | 6702.3411 | 891.5027 | 1206.8191 | 1077.6219 | 28.9371 | 1.0434 | 26.5412 | 2.6057 | 4621.9456 | 1249.1065 | 511.7192 | 89.1222 | 138.8297 | 9.4547 | 153.6197 | 0.001418 | 39.5889 | 0.15372 | 12.261 | 47.4305 | 5.4042 | 63.6119 | 191.7679 | 0.11714 | 0.3359 | 0.24531 | 1.2005 | 0.15776 | 35.2875 | 0.0022622 | 14.0689 | 293.8045 | 0.018373 | 168.0369 | 4.7558 | 0.055313 | 0.67139 | 0.28326 | 4.6956 | 0.09898 | 1.3268 | 1.1341 | 1.757 | 5.302 | 0.039979 | 0.36709 | 0.19171 | 10.2713 | 0.00040067 | 0.0024802 | 0.0018364 | 4.1513 | 0.017092 | 0.52249 | 0.20323 | 0.27362 | 0.0010439 | 0.022219 | 0.015545 | 0.26359 | 0.0017141 | 0.02345 | 0.013317 | 1.6615 | 0.00775 | 0.069604 | 0.033729 | 0.49486 | 0.0051951 | 0.043576 | 0.19665 | 0.51901 | 0.29945 | 1.1584 | 379.2244 | 0.015901 | 1.9418 | 0.012091 | 4.1668 | 5.1364 | 2.5403 | 206.7996 | 0.37268 | 9.199 | 9.1155 | 14.1546 | 120144.0517 | 8.5932 | 338.2787 | 8.6579 | 3.9876 | 2.2365 | 1.9729 | 2.6432 | 1.6703 | 1.7757 | 15.0361 | 3.7083 | 0.68971 | 8.5846 | 2.6786 | 279.8216 | 7.7406 | 0.41326 | 17.0103 | 26.1171 | 613.4234 | 59.2735 | 4.7563 | 2.6822 | 7.8364 | 7.7426 | 0.28376 | 1.1898 | 5.3476 | 7.4402 | 6.1313 | 0.0020172 | 0.0012959 | 0.0041367 | 1.4602 | 9.0316e-05 | 0.0068474 | 6.4849e-05 | 0.019459 | 0.0024265 | 0.0084503 | 12.6518 | 0.00080262 | 0.62628 | 0.28125 | 8.116 | 1.338 | 0.038227 | 1.3201 | 0.33236 | 0.017958 | 0.0074439 | 0.0070554 | 0.0032232 | 0.0060152 | 0.0062641 | 0.054088 | 0.069542 | 0.0036308 | 0.035084 | 0.011067 | 1.1004 | 0.00045226 | 0.00047604 | 0.091079 | 0.12486 | 3.103 | 0.31421 | 0.019491 | 0.048358 | 0.029795 | 0.03465 | 0.0010744 | 0.005035 | 0.021221 | 0.024443 | 0.025746 | 0.04422 | 0.017526 | 0.059078 | 19.3579 | 0.0011367 | 0.10529 | 0.00090948 | 0.43391 | 0.053834 | 0.16921 | 7.5108 | 0.011724 | 20.2143 | 15.0007 | 528.8631 | 31.1471 | 1.8015 | 27.725 | 13.977 | 0.82477 | 0.11533 | 0.091332 | 0.054437 | 0.095237 | 0.15409 | 1.9992 | 1.4156 | 0.041162 | 0.78661 | 0.15541 | 20.2644 | 0.0037036 | 0.0031265 | 10.222 | 4.7654 | 169.0623 | 13.5752 | 1.5545 | 0.57922 | 0.40712 | 0.66301 | 0.020077 | 0.10039 | 0.36814 | 1.049 | 1.0874 | 0.027662 | 0.010514 | 0.013752 | 7.2457 | 0.00091269 | 0.22033 | 0.00062606 | 0.90857 | 0.061981 | 0.11255 | 5.6752 | 0.0078965 | 15.7125 | 8.202 | 559.9313 | 18.3733 | 1.6611 | 17.4981 | 9.0235 | 0.56727 | 0.14808 | 0.23075 | 0.031191 | 0.11512 | 0.079017 | 1.9203 | 0.56612 | 0.1614 | 0.50444 | 0.22922 | 12.5466 | 0.0029426 | 0.0028616 | 4.1627 | 3.0596 | 63.349 | 8.0677 | 3.2014 | 0.26583 | 0.327 | 0.68408 | 0.013393 | 0.054821 | 0.23008 | 1.2161 | 1.1348 | 0.14958 | 0.0016541 | 0.038078 | 0.012577 | 0.2432 | 0.28857 | 1.5378 | 2.0945 | 4.7048 | 1.2559 | 1.4431
11 | 0.14579 | 0.034726 | 0.018306 | 1.2873 | 0.9952 | 0.99809 | 0.66901 | 0.068217 | 0.84888 | 0.72108 | 0.68844 | 0.84978 | 0.80659 | 0.18973 | 1394.6132 | 313.3109 | 0.96148 | 0.80647 | 0.19343 | 0.27907 | 0.46747 | 1.0415 | 0.71554 | 5.1173 | 571.8659 | 0.0091932 | 134.1496 | 113.8444 | 12.6512 | 163.6839 | 14.8043 | 1.7347 | 54.7195 | 12.4391 | 12.2726 | 0.21411 | 1.5726 | 2.3461 | 2626.4924 | 87.4582 | 82.4898 | 1499.1371 | 128.2837 | 92.0265 | 283.877 | 212.7576 | 198.2767 | 31.2328 | 55.2929 | 0.7068 | 0.12224 | 0.34461 | 0.01794 | 0.0017121 | 7.1668e-05 | 33.1648 | 13.31 | 3.5498 | 1.0221 | 0.70757 | 0.10068 | 2.6442 | 44.3037 | 9.1418 | 0.2982 | 0.88157 | 22.3242 | 124.7717 | 42.5883 | 20.6889 | 158.5891 | 8.3974 | 0.032747 | 0.24506 | 0.80564 | 36.1744 | 20.7127 | 576.837 | 80.6153 | 3.1472 | 0.080228 | 0.62362 | 0.10963 | 273.0047 | 158.1621 | 77.1387 | 54.9663 | 14.0138 | 1357.5028 | 230.4606 | 66.1596 | 68.8957 | 259.7312 | 155.903 | 93.4956 | 75.5332 | 8.665 | 0.59008 | 0.79434 | 0.53324 | 53.4132 | 5.2427 | 1.612 | 2.1492 | 0.19363 | 6.9923e-05 | 32.0173 | 0.90505 | 0.20243 | 0.21438 | 0.1451 | 3.0255 | 0.95218 | 1.3857 | 0.49228 | 95.4607 | 14.9398 | 39.3982 | 9.495 | 151.9376 | 151.8571 | 1724.9824 | 253.4856 | 318.2204 | 160.8872 | 887.7133 | 344.9352 | 95.6456 | 382.6919 | 0.32284 | 0.40926 | 0.16997 | 0.084926 | 0.0093518 | 0.0056885 | 2.1826e-05 | 0.0020558 | 32.0055 | 12.5407 | 0.80283 | 0.19846 | 1.9305 | 4.1979 | 341.9829 | 85.9083 | 2.9733 | 4.3764 | 146.7396 | 9.613 | 378.7267 | 414.6279 | 40.2973 | 2.8714 | 3.6272 | 1.0432 | 4.0815 | 4.2901 | 104.6029 | 41.0237 | 28.3184 | 92.2996 | 740.2799 | 64.4025 | 592.1195 | 9.0345 | 117.0096 | 726.4191 | 158.318 | 101.3024 | 61.0283 | 65.0926 | 200.4801 | 51.2923 | 8.3779 | 155.987 | 76.0106 | 12.1235 | 52.7181 | 659.9458 | 5.6924 | 70.0863 | 70.0686 | 160.8188 | 306.7171 | 85.9881 | 52.4659 | 28.8032 | 49.0201 | 0.01051 | 0.0013663 | 0.32305 | 29.6472 | 2.1559 | 13.3173 | 2.0672 | 297.8633 | 7.8769 | 4.6967 | 0.53605 | 7430.1762 | 728.0995 | 1402.7893 | 1159.7861 | 26.8605 | 1.1955 | 21.6073 | 3.1558 | 5211.8549 | 1686.3506 | 522.3162 | 98.0103 | 126.2246 | 10.1616 | 166.759 | 0.0011162 | 31.6904 | 0.18618 | 11.5547 | 69.3987 | 3.8736 | 94.581 | 156.6828 | 0.10536 | 0.14258 | 0.25685 | 0.93496 | 0.12568 | 40.1169 | 0.0021906 | 14.4499 | 323.2528 | 0.018536 | 148.7996 | 4.6256 | 0.052378 | 0.71547 | 0.27064 | 4.821 | 0.090072 | 1.3787 | 1.1275 | 1.9954 | 5.4259 | 0.039114 | 0.37031 | 0.20115 | 10.3618 | 0.00045133 | 0.0025997 | 0.0019407 | 4.6988 | 0.017934 | 0.47774 | 0.21827 | 0.26122 | 0.00093735 | 0.01992 | 0.016676 | 0.26267 | 0.0017337 | 0.020773 | 0.014276 | 1.6538 | 0.007599 | 0.071189 | 0.034717 | 0.52608 | 0.0047012 | 0.044387 | 0.1948 | 0.52258 | 0.26009 | 1.05 | 309.5157 | 0.012717 | 1.9686 | 0.012204 | 4.7662 | 4.5102 | 3.1304 | 198.5882 | 0.47006 | 10.749 | 8.758 | 13.5784 | 122261.8358 | 8.0569 | 306.4467 | 9.1977 | 4.3473 | 2.094 | 1.8782 | 2.584 | 1.7011 | 2.0077 | 15.2028 | 3.8829 | 0.64586 | 7.8928 | 3.0032 | 242.2018 | 8.0428 | 0.46593 | 19.3506 | 25.5192 | 643.6466 | 64.2711 | 4.4541 | 2.9654 | 8.0867 | 8.2132 | 0.25326 | 1.2149 | 5.4565 | 6.8624 | 6.8025 | 0.0020539 | 0.0013219 | 0.0040865 | 1.5639 | 8.5585e-05 | 0.0073093 | 6.1306e-05 | 0.018151 | 0.0027264 | 0.0074134 | 13.8164 | 0.00075704 | 0.64021 | 0.28227 | 8.2085 | 1.1941 | 0.037794 | 1.2602 | 0.32469 | 0.021342 | 0.0075399 | 0.0068853 | 0.0038775 | 0.006116 | 0.0065057 | 0.058876 | 0.074679 | 0.0033558 | 0.03081 | 0.011286 | 1.2208 | 0.00041668 | 0.00043349 | 0.098767 | 0.13163 | 2.5464 | 0.31175 | 0.02154 | 0.042905 | 0.025567 | 0.037582 | 0.0012549 | 0.0051799 | 0.019672 | 0.0232 | 0.026877 | 0.039282 | 0.01766 | 0.059636 | 17.1197 | 0.0013273 | 0.10134 | 0.00081288 | 0.42898 | 0.045529 | 0.15322 | 7.3724 | 0.011053 | 22.341 | 14.3854 | 500.0703 | 27.7888 | 1.6418 | 28.7245 | 14.0169 | 0.87215 | 0.11997 | 0.10347 | 0.052796 | 0.091307 | 0.1736 | 1.9857 | 1.3442 | 0.042584 | 0.79977 | 0.15168 | 19.739 | 0.0036679 | 0.0032345 | 10.5058 | 4.7098 | 158.6852 | 14.7234 | 1.6514 | 0.6274 | 0.39235 | 0.59232 | 0.021919 | 0.095923 | 0.3396 | 1.0411 | 1.0152 | 0.028871 | 0.010645 | 0.015009 | 6.7727 | 0.00082114 | 0.23442 | 0.00058181 | 0.91585 | 0.063768 | 0.13015 | 5.1173 | 0.0080456 | 15.0697 | 8.5268 | 582.116 | 18.9817 | 1.9891 | 18.8733 | 8.4602 | 0.53098 | 0.16006 | 0.20689 | 0.027018 | 0.11797 | 0.073669 | 1.9686 | 0.6009 | 0.16318 | 0.51108 | 0.21492 | 11.576 | 0.002794 | 0.0030853 | 3.5066 | 3.0329 | 60.6268 | 7.7084 | 3.0388 | 0.27168 | 0.27711 | 0.70091 | 0.013191 | 0.051822 | 0.23794 | 1.2259 | 1.229 | 0.15615 | 0.0015689 | 0.035324 | 0.011493 | 0.2527 | 0.24485 | 2.0379 | 1.9621 | 4.3501 | 1.4661 | 1.5737
12 | 0.15266 | 0.016536 | 0.015598 | 1.3658 | 0.99801 | 0.99534 | 0.73781 | 0.060168 | 0.90038 | 0.38109 | 0.886 | 0.83808 | 0.87467 | 0.17508 | 1813.6726 | 245.8076 | 0.94941 | 0.78337 | 0.17127 | 0.26123 | 0.12662 | 2.3902 | 0.78553 | 6.31 | 773.9079 | 0.0072615 | 138.8385 | 105.2192 | 13.8532 | 166.5438 | 17.7382 | 1.7136 | 55.6513 | 17.1539 | 11.1595 | 0.29149 | 2.5748 | 3.7174 | 2419.9819 | 85.9646 | 101.6215 | 1711.6106 | 126.702 | 86.7437 | 247.2267 | 219.3186 | 227.1505 | 29.5338 | 55.8286 | 0.88178 | 0.27628 | 0.045313 | 0.018381 | 0.00174 | 7.3793e-05 | 39.1276 | 11.4863 | 3.0331 | 0.95626 | 0.49172 | 0.093559 | 2.3461 | 52.2438 | 7.6556 | 0.24224 | 0.84606 | 27.6494 | 115.4175 | 40.6071 | 15.0574 | 149.756 | 8.5187 | 0.030767 | 0.32582 | 0.66706 | 43.6957 | 14.7916 | 632.8637 | 97.6811 | 3.8592 | 0.12485 | 0.52766 | 0.075259 | 253.4003 | 132.4506 | 83.6618 | 63.8162 | 15.6528 | 1057.1977 | 265.8433 | 83.9549 | 79.0907 | 234.4563 | 177.1465 | 86.1157 | 79.7396 | 7.9305 | 0.60806 | 0.72874 | 0.27114 | 64.5599 | 5.1406 | 1.7032 | 2.5913 | 0.15513 | 8.0405e-05 | 39.6138 | 1.1624 | 0.22725 | 0.19967 | 0.19029 | 2.926 | 0.96286 | 0.97409 | 0.55649 | 70.7651 | 12.7786 | 25.5789 | 10.2423 | 158.6087 | 163.9678 | 1843.8823 | 233.1438 | 366.2449 | 192.9369 | 717.9835 | 394.3157 | 89.6231 | 473.8931 | 0.17746 | 0.14983 | 0.18918 | 0.058592 | 0.0077461 | 0.0070618 | 2.215e-05 | 0.0025574 | 30.2119 | 10.0683 | 1.1595 | 0.18178 | 2.3564 | 4.7793 | 396.5991 | 97.5503 | 2.6727 | 3.9725 | 148.7159 | 8.9688 | 455.958 | 468.733 | 75.0876 | 2.1379 | 3.0463 | 1.2522 | 4.7617 | 2.8509 | 123.6533 | 41.4247 | 34.6906 | 78.9539 | 709.3328 | 69.2521 | 648.8241 | 9.0631 | 121.7178 | 767.5117 | 160.6054 | 108.1046 | 55.0667 | 74.977 | 208.1674 | 50.3295 | 10.0433 | 179.5664 | 91.9139 | 10.5342 | 53.062 | 514.4063 | 6.0807 | 68.5934 | 63.82 | 162.1321 | 263.7407 | 84.9151 | 51.4519 | 28.3173 | 40.5466 | 0.010069 | 0.0012445 | 0.31809 | 29.8804 | 2.6673 | 9.9446 | 3.1683 | 230.747 | 11.3409 | 4.1418 | 0.50377 | 5558.7599 | 912.6347 | 1235.0719 | 1198.9279 | 33.2837 | 0.87581 | 24.6942 | 2.8506 | 4859.0236 | 1742.8251 | 587.9589 | 102.3837 | 142.2223 | 7.8314 | 185.838 | 0.0011547 | 26.989 | 0.1808 | 14.9361 | 78.49 | 3.6312 | 75.7763 | 168.9173 | 0.12292 | 0.39552 | 0.23955 | 1.072 | 0.13861 | 36.4921 | 0.0023681 | 14.1343 | 301.7268 | 0.016337 | 169.7665 | 4.7031 | 0.058841 | 0.64482 | 0.26764 | 5.2798 | 0.091543 | 1.462 | 1.0857 | 1.9133 | 5.2265 | 0.041266 | 0.36396 | 0.20633 | 9.0316 | 0.00038393 | 0.00282 | 0.0020167 | 4.3201 | 0.018306 | 0.49067 | 0.22276 | 0.24339 | 0.0010719 | 0.021295 | 0.016851 | 0.25752 | 0.0018189 | 0.020074 | 0.014888 | 1.6744 | 0.0078056 | 0.06698 | 0.035436 | 0.5685 | 0.0049057 | 0.042881 | 0.18375 | 0.52007 | 0.30712 | 1.0261 | 237.6217 | 0.014284 | 1.9962 | 0.011655 | 4.3006 | 5.3801 | 2.1319 | 190.0371 | 0.42013 | 10.8687 | 8.893 | 14.8501 | 123957.3109 | 8.7499 | 303.7299 | 9.3092 | 4.1479 | 1.9242 | 1.7929 | 2.7436 | 1.6796 | 2.019 | 14.2804 | 4.1974 | 0.77579 | 8.7196 | 3.0395 | 291.9922 | 8.0562 | 0.47752 | 19.5677 | 25.2632 | 599.0756 | 62.4253 | 4.2614 | 2.6136 | 7.1202 | 7.2375 | 0.25592 | 1.2942 | 5.5711 | 7.2585 | 6.9091 | 0.0019557 | 0.0012712 | 0.0044227 | 1.4191 | 8.2913e-05 | 0.0073676 | 5.4117e-05 | 0.018384 | 0.0028446 | 0.0082531 | 12.3364 | 0.00074642 | 0.57143 | 0.28699 | 7.7442 | 1.2562 | 0.039134 | 1.3611 | 0.31938 | 0.018618 | 0.0082533 | 0.0074609 | 0.0034961 | 0.0055336 | 0.006966 | 0.06177 | 0.070488 | 0.0039197 | 0.032099 | 0.010842 | 1.1532 | 0.00043075 | 0.00044152 | 0.10868 | 0.11696 | 3.0687 | 0.27753 | 0.019661 | 0.046927 | 0.026298 | 0.037876 | 0.001151 | 0.0054824 | 0.019406 | 0.026409 | 0.02508 | 0.041955 | 0.018368 | 0.054114 | 16.5543 | 0.0012378 | 0.10459 | 0.00078421 | 0.40787 | 0.050317 | 0.16073 | 8.0375 | 0.010482 | 21.4961 | 14.4559 | 477.7864 | 26.7519 | 1.7148 | 28.0014 | 15.1678 | 0.91818 | 0.11243 | 0.099822 | 0.055338 | 0.09736 | 0.165 | 1.8129 | 1.4571 | 0.040721 | 0.81885 | 0.17192 | 19.4796 | 0.0035138 | 0.0033322 | 10.4505 | 4.9144 | 142.5059 | 14.0936 | 1.7373 | 0.69763 | 0.46176 | 0.65268 | 0.020494 | 0.098142 | 0.3794 | 1.0171 | 1.038 | 0.027475 | 0.01095 | 0.014641 | 7.2834 | 0.00077043 | 0.19926 | 0.00056666 | 0.95522 | 0.066631 | 0.12038 | 5.5986 | 0.0082073 | 16.3915 | 8.8203 | 574.3766 | 18.6597 | 1.9055 | 20.4355 | 8.1237 | 0.53547 | 0.15648 | 0.22724 | 0.032265 | 0.099606 | 0.082488 | 1.7339 | 0.57053 | 0.16563 | 0.5175 | 0.23131 | 12.5074 | 0.0031242 | 0.0026931 | 4.1 | 3.1679 | 58.824 | 7.7463 | 3.2678 | 0.27381 | 0.28296 | 0.71235 | 0.01451 | 0.057915 | 0.23359 | 1.2742 | 1.1046 | 0.15142 | 0.0015869 | 0.037154 | 0.012721 | 0.26744 | 0.23235 | 1.998 | 1.7999 | 4.0371 | 1.2828 | 1.3251
13 | 0.16926 | 0.023957 | 0.027151 | 1.386 | 0.99693 | 0.99978 | 0.75523 | 0.032318 | 0.75982 | 0.59179 | 0.83166 | 0.77493 | 0.83507 | 0.21977 | 2078.182 | 374.9706 | 0.95844 | 0.83817 | 0.13211 | 0.19485 | 0.43795 | 0.87108 | 1.5922 | 1.694 | 327.0591 | 0.0075257 | 140.9858 | 127.5618 | 15.5048 | 158.0366 | 13.3939 | 2.1362 | 56.8543 | 15.7917 | 10.0613 | 0.23316 | 2.2043 | 3.5667 | 2301.6929 | 76.6685 | 89.3951 | 1623.8414 | 101.3009 | 89.579 | 240.2432 | 246.5149 | 221.1067 | 32.3126 | 50.7347 | 0.80826 | 0.21076 | 0.070016 | 0.01601 | 0.0016523 | 8.6976e-05 | 38.3735 | 13.581 | 2.8602 | 0.81965 | 0.64785 | 0.081388 | 2.5902 | 55.4589 | 3.9007 | 0.35907 | 0.81467 | 22.9758 | 114.1624 | 33.5128 | 23.6567 | 155.261 | 10.2169 | 0.03331 | 0.29452 | 0.95476 | 30.035 | 12.958 | 685.7187 | 85.4947 | 2.9261 | 0.09765 | 0.60488 | 0.091082 | 222.6898 | 143.5999 | 101.9981 | 59.654 | 14.101 | 1272.9843 | 216.1964 | 71.3373 | 71.0366 | 231.1587 | 168.4224 | 92.3823 | 85.8947 | 6.7762 | 0.57701 | 0.75138 | 0.42414 | 50.3244 | 6.7167 | 1.9822 | 2.363 | 0.19449 | 8.781e-05 | 27.6511 | 1.3132 | 0.26746 | 0.19483 | 0.16758 | 3.377 | 0.96137 | 1.3057 | 0.45777 | 68.275 | 19.5399 | 32.9568 | 9.2448 | 153.8868 | 148.0631 | 2042.2005 | 207.2752 | 351.5538 | 173.609 | 811.2288 | 374.5351 | 88.1648 | 387.4504 | 0.24257 | 0.22635 | 0.12802 | 0.072585 | 0.0081054 | 0.0066559 | 2.2839e-05 | 0.0025118 | 33.0833 | 10.2803 | 1.0787 | 0.17192 | 2.6828 | 5.5239 | 405.1634 | 92.7548 | 2.9336 | 5.4394 | 141.7001 | 10.1812 | 431.0394 | 476.7178 | 51.3342 | 1.9764 | 3.1573 | 1.3829 | 3.6092 | 4.1033 | 118.1325 | 44.5381 | 28.846 | 80.6731 | 602.1836 | 62.4777 | 574.9368 | 8.5942 | 113.3117 | 651.6085 | 130.69 | 81.5123 | 59.7457 | 71.6894 | 250.6213 | 49.7413 | 9.116 | 189.1996 | 88.5414 | 11.6935 | 40.8521 | 554.2229 | 5.7954 | 87.5716 | 58.337 | 187.5739 | 312.7448 | 88.0814 | 55.0343 | 32.1232 | 43.5214 | 0.010865 | 0.0010685 | 0.29914 | 35.8668 | 2.699 | 10.5099 | 2.4394 | 214.2394 | 8.7706 | 5.3228 | 0.58316 | 6881.5727 | 791.3983 | 1192.1311 | 1282.1374 | 32.6124 | 0.98694 | 24.5344 | 2.3978 | 5504.2999 | 1702.8155 | 498.6754 | 90.4397 | 133.9947 | 8.9591 | 184.2394 | 0.0012954 | 33.385 | 0.15026 | 11.9015 | 86.2544 | 4.9108 | 82.7638 | 231.4714 | 0.11606 | 0.30212 | 0.23274 | 1.0184 | 0.12144 | 42.2706 | 0.0023482 | 15.4665 | 310.9544 | 0.017362 | 174.3119 | 4.52 | 0.053308 | 0.70301 | 0.26991 | 4.8463 | 0.096292 | 1.5051 | 1.0803 | 1.9378 | 5.6933 | 0.040877 | 0.37536 | 0.18982 | 10.6402 | 0.00043859 | 0.0025472 | 0.0018884 | 4.477 | 0.019114 | 0.4837 | 0.19315 | 0.28128 | 0.0010253 | 0.020385 | 0.018916 | 0.30599 | 0.0017698 | 0.019865 | 0.015453 | 1.6227 | 0.0068673 | 0.06895 | 0.034198 | 0.50375 | 0.0050419 | 0.041207 | 0.20244 | 0.54988 | 0.26396 | 1.0449 | 269.3497 | 0.012972 | 1.9897 | 0.012776 | 5.2446 | 3.8147 | 2.4494 | 204.6325 | 0.438 | 9.6193 | 9.2705 | 14.6825 | 119092.4203 | 8.6571 | 300.9343 | 8.7994 | 4.2939 | 2.1569 | 1.8377 | 3.0306 | 1.5443 | 1.7142 | 14.5583 | 4.0308 | 0.75329 | 8.0144 | 2.629 | 260.5311 | 9.2067 | 0.44815 | 18.3317 | 28.8575 | 704.0639 | 66.7231 | 4.7905 | 2.6919 | 8.1262 | 7.5439 | 0.28547 | 1.2521 | 4.8484 | 6.9145 | 6.1916 | 0.0019299 | 0.0012039 | 0.0042443 | 1.3576 | 9.6005e-05 | 0.0063868 | 5.5382e-05 | 0.019168 | 0.0024675 | 0.007689 | 13.4531 | 0.00069952 | 0.68662 | 0.32138 | 8.8813 | 1.3575 | 0.041081 | 1.3765 | 0.30844 | 0.020645 | 0.0080448 | 0.0074025 | 0.0031972 | 0.0060973 | 0.0074407 | 0.057766 | 0.06769 | 0.0037573 | 0.033536 | 0.01042 | 1.039 | 0.00044663 | 0.00043691 | 0.10248 | 0.12399 | 3.0028 | 0.27983 | 0.020544 | 0.044671 | 0.027272 | 0.038392 | 0.0011277 | 0.0049256 | 0.018579 | 0.023833 | 0.024771 | 0.039779 | 0.018171 | 0.062885 | 18.9357 | 0.0012917 | 0.10849 | 0.00085542 | 0.40388 | 0.046134 | 0.16368 | 7.469 | 0.010147 | 23.7628 | 15.4431 | 538.2095 | 30.406 | 1.887 | 30.8997 | 14.2344 | 0.83183 | 0.10088 | 0.09604 | 0.051737 | 0.10243 | 0.17605 | 1.7958 | 1.4388 | 0.048251 | 0.86489 | 0.15212 | 19.104 | 0.0034731 | 0.0036328 | 10.7636 | 5.3922 | 152.61 | 13.1655 | 1.8534 | 0.59699 | 0.41359 | 0.5523 | 0.022051 | 0.094964 | 0.38346 | 1.0835 | 1.1854 | 0.028077 | 0.011521 | 0.014042 | 7.5966 | 0.00079618 | 0.20355 | 0.00060919 | 0.86597 | 0.065592 | 0.1146 | 5.6165 | 0.0084367 | 14.8345 | 9.0285 | 533.0572 | 17.9262 | 1.637 | 18.4118 | 8.9092 | 0.48409 | 0.1637 | 0.20913 | 0.028777 | 0.11002 | 0.076887 | 2.041 | 0.62168 | 0.18282 | 0.52243 | 0.20341 | 13.0189 | 0.0030919 | 0.0028785 | 4.0828 | 2.6283 | 58.3792 | 8.3045 | 2.86 | 0.24618 | 0.31717 | 0.72087 | 0.013874 | 0.05322 | 0.21415 | 1.1242 | 1.1744 | 0.15457 | 0.0014893 | 0.037396 | 0.011332 | 0.26193 | 0.25544 | 1.398 | 1.6201 | 3.3199 | 1.1761 | 1.7317
14 | 0.18863 | 0.02135 | 0.024846 | 1.2524 | 0.99446 | 0.99936 | 0.88399 | 0.02738 | 0.91496 | 0.71041 | 0.86569 | 0.74077 | 0.84259 | 0.19456 | 2133.1072 | 328.8221 | 0.96551 | 0.84692 | 0.15954 | 0.24892 | 0.096607 | 2.1336 | 0.97002 | 7.4677 | 570.2074 | 0.0034644 | 146.7129 | 98.1023 | 11.3111 | 154.4481 | 13.9667 | 1.6487 | 49.7247 | 11.8694 | 10.4147 | 0.27434 | 1.0331 | 2.522 | 2610.7511 | 79.9377 | 91.9892 | 1907.4402 | 121.6641 | 83.5975 | 293.9831 | 243.4838 | 202.7326 | 37.0658 | 48.8853 | 0.92988 | 0.3506 | 0.1953 | 0.018794 | 0.0019134 | 6.8621e-05 | 33.7673 | 14.0062 | 2.6109 | 0.75479 | 0.61796 | 0.10373 | 2.805 | 65.9011 | 6.5486 | 0.31679 | 0.84241 | 23.7617 | 97.6245 | 34.4075 | 23.0228 | 125.5636 | 7.9456 | 0.035581 | 0.23731 | 0.77769 | 34.2382 | 19.1963 | 895.6546 | 108.9096 | 2.6465 | 0.071333 | 0.49183 | 0.1218 | 255.1905 | 130.8956 | 91.568 | 56.6458 | 18.1121 | 1154.0817 | 286.9778 | 78.6505 | 85.977 | 261.7788 | 162.1321 | 76.1799 | 84.1504 | 7.3383 | 0.39237 | 0.9832 | 0.3455 | 48.8904 | 6.2533 | 1.9428 | 2.2666 | 0.15345 | 7.5609e-05 | 30.9784 | 1.1935 | 0.24599 | 0.18885 | 0.18139 | 2.9832 | 0.96388 | 1.1874 | 0.36128 | 91.603 | 17.1778 | 24.4056 | 10.1069 | 121.9184 | 176.3836 | 2065.4796 | 246.2346 | 345.4077 | 163.7297 | 742.8894 | 370.4879 | 85.2703 | 466.1305 | 0.38456 | 0.12213 | 0.014723 | 0.074549 | 0.0091413 | 0.0054557 | 2.8684e-05 | 0.0024221 | 37.551 | 10.4249 | 0.99181 | 0.15501 | 2.2111 | 4.637 | 386.1756 | 72.8172 | 2.6184 | 4.6417 | 132.9986 | 9.0275 | 359.1083 | 525.999 | 46.0548 | 2.5884 | 2.8524 | 1.4867 | 4.5289 | 3.9323 | 114.2236 | 45.5264 | 32.8816 | 87.2726 | 760.4572 | 71.105 | 665.6213 | 10.4395 | 127.586 | 781.3957 | 168.7225 | 102.4812 | 60.5319 | 72.1246 | 202.3004 | 60.9194 | 9.3862 | 195.8857 | 97.2964 | 12.409 | 45.2453 | 545.1705 | 6.7646 | 84.7916 | 66.7128 | 170.6127 | 257.8786 | 74.0854 | 48.0673 | 29.559 | 47.9302 | 0.011847 | 0.0011637 | 0.2271 | 28.914 | 2.0207 | 11.9966 | 2.788 | 311.0962 | 11.948 | 6.0588 | 0.43444 | 6774.7586 | 778.7266 | 1323.7063 | 1375.6595 | 30.9947 | 0.69173 | 21.2974 | 2.8272 | 5977.3388 | 1788.0765 | 560.1648 | 106.9374 | 129.0705 | 8.6278 | 179.7527 | 0.0012261 | 35.6845 | 0.16545 | 14.549 | 55.5741 | 5.8483 | 80.7765 | 199.9009 | 0.10182 | 0.24993 | 0.22885 | 1.1442 | 0.16613 | 38.7021 | 0.0021648 | 13.1212 | 283.3275 | 0.0169 | 172.5974 | 4.5355 | 0.053802 | 0.69887 | 0.27863 | 5.0857 | 0.091086 | 1.4803 | 1.012 | 1.9227 | 5.7575 | 0.044945 | 0.37594 | 0.1946 | 9.2427 | 0.00046867 | 0.0026059 | 0.0021722 | 4.787 | 0.016477 | 0.55976 | 0.20201 | 0.25922 | 0.0010511 | 0.020917 | 0.0165 | 0.26981 | 0.0016559 | 0.021005 | 0.013997 | 1.7539 | 0.0071742 | 0.073472 | 0.033133 | 0.58444 | 0.0047675 | 0.038395 | 0.18546 | 0.52407 | 0.25854 | 1.0918 | 224.1481 | 0.015721 | 2.0008 | 0.011482 | 3.6576 | 4.2564 | 2.3555 | 197.1258 | 0.27896 | 10.855 | 8.9673 | 13.2274 | 105355.9886 | 8.4656 | 311.0061 | 9.2439 | 4.4666 | 2.0564 | 2.0205 | 2.9723 | 1.6443 | 1.9189 | 13.1514 | 3.9617 | 0.71564 | 8.9304 | 2.9654 | 271.697 | 8.428 | 0.43123 | 20.1552 | 26.7017 | 633.2026 | 60.5407 | 4.1319 | 2.7517 | 7.4523 | 7.4135 | 0.24917 | 1.2035 | 4.8683 | 6.3495 | 5.9803 | 0.0019055 | 0.0013564 | 0.0040389 | 1.6001 | 8.7002e-05 | 0.0075656 | 6.2334e-05 | 0.019144 | 0.0024106 | 0.0081039 | 12.0633 | 0.00074177 | 0.5994 | 0.31164 | 7.663 | 1.3901 | 0.036128 | 1.1674 | 0.29913 | 0.021069 | 0.0083149 | 0.0067994 | 0.0036855 | 0.0054423 | 0.0071328 | 0.060336 | 0.081562 | 0.0038881 | 0.033988 | 0.010673 | 1.1454 | 0.00040748 | 0.00047952 | 0.090703 | 0.11462 | 2.8664 | 0.29621 | 0.020382 | 0.042128 | 0.024676 | 0.036671 | 0.0011983 | 0.0056776 | 0.019265 | 0.027046 | 0.025373 | 0.042642 | 0.019004 | 0.057677 | 16.717 | 0.0012122 | 0.099113 | 0.00087353 | 0.41361 | 0.052064 | 0.14179 | 7.8737 | 0.012062 | 20.9176 | 14 | 464.865 | 26.2134 | 1.7407 | 30.3584 | 12.9355 | 0.83699 | 0.10882 | 0.11005 | 0.059614 | 0.099638 | 0.16935 | 1.8647 | 1.2674 | 0.047392 | 0.84801 | 0.18057 | 18.6443 | 0.0032162 | 0.0034182 | 9.5547 | 5.5711 | 160.6936 | 12.7832 | 1.5897 | 0.6211 | 0.4434 | 0.63754 | 0.021041 | 0.084771 | 0.32862 | 1.0789 | 1.1385 | 0.027134 | 0.01186 | 0.014676 | 6.3367 | 0.00086025 | 0.2063 | 0.00059867 | 1.0218 | 0.058939 | 0.11568 | 5.0198 | 0.0087797 | 15.0186 | 7.9951 | 526.993 | 20.0477 | 1.7175 | 18.6792 | 8.2087 | 0.5813 | 0.13668 | 0.21509 | 0.031118 | 0.11177 | 0.075619 | 1.8124 | 0.60962 | 0.17102 | 0.45349 | 0.20893 | 12.0415 | 0.0027164 | 0.0029407 | 3.8333 | 2.796 | 65.1153 | 8.9228 | 3.1659 | 0.23556 | 0.28017 | 0.61664 | 0.014464 | 0.048132 | 0.24626 | 1.0794 | 1.2866 | 0.1581 | 0.0015965 | 0.039608 | 0.011214 | 0.32638 | 0.33319 | 1.3603 | 1.5902 | 4.1151 | 1.1121 | 1.2659
15 | 0.17203 | 0.041994 | 0.020495 | 1.4829 | 0.99967 | 0.99719 | 0.81056 | 0.092423 | 0.91951 | 0.57912 | 0.86824 | 0.70972 | 0.88147 | 0.17134 | 1670.8782 | 183.913 | 0.94093 | 0.82819 | 0.12527 | 0.26593 | 0.37857 | 2.7397 | 1.4555 | 3.3981 | 498.504 | 0.0035997 | 124.9344 | 117.0934 | 11.586 | 172.6142 | 13.8695 | 2.0519 | 58.8333 | 12.5477 | 10.2444 | 0.22672 | 2.3691 | 3.3512 | 2506.0293 | 92.6109 | 84.6474 | 1767.6299 | 105.631 | 97.1216 | 296.9992 | 265.5046 | 256.4523 | 28.2503 | 45.8024 | 0.79434 | 0.36154 | 0.021166 | 0.014887 | 0.002106 | 8.311e-05 | 29.1313 | 12.1309 | 3.2176 | 0.92379 | 0.52968 | 0.10792 | 2.8704 | 51.7951 | 2.6567 | 0.33973 | 0.87729 | 24.1724 | 91.0162 | 37.9945 | 23.9116 | 119.8761 | 9.8607 | 0.037353 | 0.28692 | 0.92457 | 26.3581 | 14.9363 | 810.4003 | 133.2577 | 3.053 | 0.11799 | 0.65517 | 0.097446 | 277.8337 | 152.5749 | 86.4035 | 61.9634 | 15.2665 | 1105.1539 | 239.5827 | 83.069 | 74.719 | 292.4824 | 140.2623 | 83.6351 | 75.0733 | 6.9458 | 0.66262 | 0.58606 | 0.33976 | 70.1743 | 6.1642 | 1.8631 | 2.7246 | 0.1711 | 7.0741e-05 | 29.6004 | 0.93987 | 0.24017 | 0.17542 | 0.15178 | 2.4972 | 0.96607 | 1.0562 | 0.51817 | 99.8654 | 18.8402 | 27.186 | 8.2458 | 133.2486 | 182.6841 | 1803.4589 | 257.1634 | 293.6221 | 185.749 | 918.9292 | 322.0852 | 79.6482 | 476.2035 | 0.23083 | 0.093085 | 0.055437 | 0.076134 | 0.0085148 | 0.0049315 | 2.4759e-05 | 0.0027017 | 31.7407 | 10.9776 | 0.85053 | 0.15059 | 2.1473 | 6.4162 | 367.4809 | 60.9417 | 4.0172 | 5.697 | 124.7093 | 9.1741 | 385.5086 | 499.1792 | 76.8757 | 2.259 | 2.7768 | 1.5554 | 3.3138 | 3.4662 | 107.0374 | 46.4858 | 33.888 | 85.953 | 634.1506 | 67.4 | 600.2579 | 8.3194 | 118.524 | 787.5954 | 138.5731 | 92.7444 | 53.8259 | 64.21 | 232.4403 | 47.9372 | 10.1585 | 168.5654 | 96.1849 | 10.1018 | 44.8004 | 651.1224 | 6.3674 | 68.3915 | 64.1587 | 210.5086 | 266.1387 | 92.6651 | 49.5502 | 29.8965 | 46.7184 | 0.0094347 | 0.0014325 | 0.22465 | 30.6073 | 2.7474 | 8.746 | 2.1588 | 257.6587 | 9.6858 | 4.376 | 0.38358 | 5755.1155 | 746.5836 | 1343.0475 | 1239.4047 | 32.2076 | 1.1077 | 23.7543 | 2.4487 | 5114.7152 | 1828.1322 | 576.0783 | 91.7995 | 145.1554 | 9.7414 | 175.9285 | 0.0012139 | 36.8991 | 0.14481 | 12.5825 | 77.2059 | 5.2177 | 71.8369 | 177.8153 | 0.10644 | 0.19473 | 0.20696 | 1.0938 | 0.15201 | 39.1595 | 0.002095 | 13.2392 | 313.0981 | 0.015806 | 159.2251 | 4.6435 | 0.055168 | 0.73096 | 0.25906 | 5.143 | 0.088405 | 1.3991 | 1.1214 | 1.9455 | 5.1295 | 0.041662 | 0.37822 | 0.18455 | 9.8415 | 0.00040756 | 0.0025107 | 0.0020456 | 4.2631 | 0.017843 | 0.55036 | 0.21019 | 0.26877 | 0.0010861 | 0.020094 | 0.017763 | 0.27839 | 0.0015433 | 0.022785 | 0.014718 | 1.5189 | 0.0067977 | 0.072334 | 0.037842 | 0.55236 | 0.0049824 | 0.044349 | 0.21741 | 0.54575 | 0.29229 | 1.0748 | 231.9829 | 0.016425 | 1.9632 | 0.012836 | 3.9084 | 5.3039 | 2.7772 | 202.006 | 0.23818 | 10.2921 | 8.415 | 12.685 | 112240.4885 | 7.8531 | 348.4597 | 8.0272 | 4.7056 | 1.905 | 2.115 | 2.6991 | 1.7648 | 1.811 | 15.17 | 3.8529 | 0.65023 | 8.3411 | 2.5279 | 245.463 | 8.5074 | 0.46166 | 19.7705 | 27.3275 | 694.239 | 65.0669 | 4.4019 | 3.0451 | 7.9175 | 7.4549 | 0.28164 | 1.2826 | 5.0958 | 6.8185 | 5.8906 | 0.0019692 | 0.001231 | 0.0041498 | 1.4087 | 8.4155e-05 | 0.0070925 | 6.3534e-05 | 0.017874 | 0.0026084 | 0.0087952 | 13.5323 | 0.00068791 | 0.58759 | 0.29087 | 7.4332 | 1.3498 | 0.04142 | 1.2449 | 0.31746 | 0.019353 | 0.0073687 | 0.0069685 | 0.0035823 | 0.0062134 | 0.0067471 | 0.056271 | 0.073551 | 0.0032892 | 0.035347 | 0.009934 | 1.0775 | 0.00040232 | 0.00042404 | 0.10171 | 0.1221 | 2.816 | 0.29767 | 0.022361 | 0.046553 | 0.027995 | 0.036552 | 0.0012605 | 0.0050502 | 0.022171 | 0.024764 | 0.023941 | 0.04025 | 0.016644 | 0.056636 | 19.5178 | 0.0012835 | 0.11065 | 0.00089199 | 0.44682 | 0.051817 | 0.15032 | 6.8572 | 0.011635 | 21.6205 | 14.0178 | 453.4604 | 28.826 | 1.6664 | 26.8335 | 12.803 | 0.84663 | 0.10781 | 0.099214 | 0.058942 | 0.10004 | 0.15793 | 1.9368 | 1.3734 | 0.044452 | 0.84277 | 0.17135 | 19.3207 | 0.0035263 | 0.0036755 | 9.3159 | 4.9464 | 150.1023 | 14.2289 | 1.7647 | 0.61435 | 0.40059 | 0.58468 | 0.02086 | 0.083848 | 0.37785 | 1.1347 | 1.1466 | 0.029434 | 0.012103 | 0.015421 | 6.9494 | 0.00085048 | 0.22256 | 0.00059112 | 0.92486 | 0.06914 | 0.11667 | 5.7755 | 0.0090638 | 17.1714 | 7.8221 | 492.6872 | 20.4048 | 1.7244 | 18.0219 | 8.0328 | 0.49694 | 0.14691 | 0.19875 | 0.029951 | 0.10325 | 0.072756 | 1.9861 | 0.55848 | 0.18529 | 0.48776 | 0.19379 | 12.6688 | 0.0030122 | 0.0029679 | 3.6905 | 2.8442 | 68.5111 | 8.3949 | 3.2984 | 0.25662 | 0.31118 | 0.72853 | 0.01252 | 0.047831 | 0.20416 | 1.2344 | 1.2363 | 0.16209 | 0.0015088 | 0.033412 | 0.01287 | 0.29809 | 0.24176 | 1.5944 | 1.8943 | 4.2222 | 1.4375 | 1.741
16 | 0.16672 | 0.019111 | 0.022594 | 1.1372 | 0.99926 | 0.99672 | 0.77962 | 0.089836 | 0.85879 | 0.6355 | 0.84111 | 0.73513 | 0.80051 | 0.20933 | 1127.6144 | 362.1374 | 0.9629 | 0.81276 | 0.18484 | 0.16242 | 0.20118 | 0.76069 | 1.2901 | 3.8356 | 483.5761 | 0.0084651 | 170.3561 | 108.0274 | 12.0482 | 149.3365 | 15.0343 | 1.9277 | 62.057 | 16.4995 | 9.6577 | 0.2773 | 2.7196 | 2.1256 | 2415.3066 | 80.7929 | 82.0036 | 1888.549 | 124.0994 | 79.9142 | 266.3257 | 240.9514 | 208.4534 | 30.5007 | 48.0691 | 0.84517 | 0.30171 | 0.30959 | 0.016522 | 0.0017894 | 9.5467e-05 | 32.0009 | 14.2258 | 3.4072 | 0.90345 | 0.65634 | 0.11142 | 2.4683 | 71.3646 | 1.5276 | 0.26834 | 0.75163 | 18.7808 | 93.7803 | 37.3687 | 19.8091 | 122.6722 | 9.2137 | 0.030033 | 0.25213 | 0.88358 | 27.9366 | 14.2474 | 748.3495 | 142.711 | 3.2975 | 0.10764 | 0.43823 | 0.10719 | 303.5471 | 137.2037 | 83.9909 | 64.5804 | 16.5171 | 1091.2689 | 272.6795 | 90.5481 | 83.7142 | 269.9903 | 152.4728 | 91.2435 | 70.3928 | 8.8626 | 0.49833 | 0.66612 | 0.55366 | 63.1203 | 7.1798 | 2.1493 | 2.0915 | 0.16686 | 8.4224e-05 | 31.3724 | 1.3533 | 0.21912 | 0.18165 | 0.17842 | 3.4803 | 0.96706 | 1.1093 | 0.48174 | 101.2603 | 17.7669 | 37.406 | 7.9829 | 135.7347 | 187.5947 | 2012.1456 | 213.6369 | 342.3204 | 154.836 | 708.6574 | 310.7792 | 92.7687 | 398.1719 | 0.098165 | 0.023018 | 0.079102 | 0.076936 | 0.0089466 | 0.005168 | 2.7272e-05 | 0.0026032 | 29.2416 | 11.4379 | 1.0108 | 0.14656 | 2.555 | 4.9838 | 292.8256 | 81.8287 | 4.1723 | 4.7521 | 139.6982 | 7.9708 | 416.1914 | 512.192 | 62.0639 | 2.6095 | 4.2969 | 1.5213 | 4.2056 | 4.1203 | 116.393 | 48.6624 | 37.5557 | 81.8804 | 642.794 | 71.96 | 718.7516 | 8.0288 | 110.4982 | 815.8871 | 162.8725 | 87.7043 | 62.3435 | 63.7823 | 230.0127 | 59.3505 | 7.7303 | 162.4596 | 79.6918 | 10.2685 | 54.6142 | 613.4636 | 7.3238 | 80.5444 | 55.1879 | 177.1363 | 242.4637 | 94.195 | 47.2762 | 36.3063 | 40.3437 | 0.008975 | 0.001313 | 0.2325 | 38.1538 | 2.4326 | 11.1739 | 2.1835 | 271.6983 | 11.1306 | 5.6174 | 0.45731 | 5883.1941 | 940.4052 | 1274.437 | 1124.6289 | 29.6142 | 0.7661 | 22.9116 | 2.9508 | 5246.6721 | 1172.4631 | 479.2794 | 104.7219 | 134.8737 | 9.3456 | 145.8359 | 0.0015252 | 29.1771 | 0.17807 | 14.1904 | 82.8143 | 4.2221 | 58.7235 | 165.2267 | 0.10692 | 0.32145 | 0.21378 | 1.2379 | 0.18201 | 40.5566 | 0.0022946 | 15.3044 | 324.9628 | 0.01609 | 163.188 | 4.2368 | 0.051414 | 0.71017 | 0.27384 | 4.7521 | 0.087313 | 1.4914 | 1.1613 | 1.8935 | 5.4925 | 0.041401 | 0.36126 | 0.18284 | 9.3622 | 0.00046424 | 0.0027258 | 0.0021115 | 4.8799 | 0.015952 | 0.54396 | 0.21382 | 0.25584 | 0.0010682 | 0.021713 | 0.018119 | 0.28923 | 0.0015041 | 0.02039 | 0.014463 | 1.7033 | 0.0075002 | 0.065132 | 0.035836 | 0.50734 | 0.005485 | 0.043137 | 0.19868 | 0.51744 | 0.25307 | 1.1171 | 319.3722 | 0.016762 | 1.9721 | 0.011744 | 3.5136 | 4.7008 | 3.0699 | 200.9648 | 0.064431 | 9.7243 | 9.5225 | 15.0559 | 116716.8251 | 8.4008 | 351.8284 | 8.4274 | 4.0319 | 2.0753 | 1.9577 | 2.6678 | 1.5726 | 1.9066 | 12.6382 | 4.3401 | 0.70197 | 7.3576 | 2.7033 | 259.0627 | 8.3018 | 0.46957 | 17.4712 | 25.1015 | 671.6185 | 69.8032 | 4.5966 | 2.6508 | 7.2762 | 7.063 | 0.29045 | 1.2324 | 4.6952 | 6.4906 | 6.4253 | 0.0021507 | 0.0012607 | 0.004349 | 1.5808 | 9.2599e-05 | 0.0069359 | 6.3769e-05 | 0.016869 | 0.0028772 | 0.0086866 | 13.2408 | 0.00077981 | 0.65562 | 0.31384 | 8.5576 | 1.3761 | 0.036902 | 1.3844 | 0.30526 | 0.017763 | 0.0075297 | 0.0065635 | 0.0033737 | 0.0056105 | 0.0072788 | 0.063532 | 0.067576 | 0.0034762 | 0.032873 | 0.011242 | 1.082 | 0.00041414 | 0.00045871 | 0.093319 | 0.13085 | 2.6847 | 0.31659 | 0.022694 | 0.050482 | 0.03003 | 0.038761 | 0.00124 | 0.0058099 | 0.021095 | 0.02364 | 0.027401 | 0.036425 | 0.017841 | 0.058265 | 18.4696 | 0.0011423 | 0.09644 | 0.00089317 | 0.39936 | 0.053304 | 0.15602 | 7.143 | 0.010595 | 21.8065 | 13.12 | 508.3372 | 29.4743 | 1.6123 | 26.8752 | 13.5373 | 0.99761 | 0.1036 | 0.10688 | 0.057833 | 0.092209 | 0.16407 | 1.7075 | 1.3047 | 0.045914 | 0.93111 | 0.14878 | 18.057 | 0.003139 | 0.0031575 | 9.6536 | 5.0468 | 163.8575 | 15.3648 | 1.8263 | 0.67864 | 0.42461 | 0.59326 | 0.022227 | 0.10153 | 0.34941 | 1.175 | 0.99739 | 0.025141 | 0.011748 | 0.016125 | 7.3462 | 0.00084906 | 0.19882 | 0.00063786 | 0.99248 | 0.068585 | 0.1317 | 5.5126 | 0.008663 | 16.3127 | 9.1062 | 508.2233 | 20.3639 | 1.6871 | 17.7623 | 8.3803 | 0.57774 | 0.1518 | 0.23443 | 0.030092 | 0.10432 | 0.0849 | 1.7591 | 0.53991 | 0.17794 | 0.53168 | 0.22595 | 12.9545 | 0.0031689 | 0.002832 | 4.1973 | 2.8338 | 57.1022 | 7.5599 | 3.4139 | 0.25246 | 0.31796 | 0.63428 | 0.014098 | 0.053551 | 0.21675 | 1.2447 | 1.0876 | 0.17399 | 0.0016984 | 0.038512 | 0.012188 | 0.27519 | 0.308 | 1.652 | 1.9774 | 3.6619 | 1.356 | 1.3735
17 | 0.13301 | 0.022477 | 0.011567 | 1.1461 | 0.99855 | 0.99444 | 0.84386 | 0.083329 | 0.8064 | 0.64035 | 0.70082 | 0.80648 | 0.89188 | 0.16725 | 2423.4986 | 218.6939 | 0.94449 | 0.82163 | 0.14998 | 0.29512 | 0.39015 | 2.9203 | 1.0828 | 6.1677 | 359.8922 | 0.0051951 | 155.1148 | 135.0338 | 14.2445 | 137.0598 | 13.0817 | 1.6086 | 53.723 | 14.7578 | 11.5047 | 0.27035 | 1.2096 | 3.999 | 2906.3381 | 83.8366 | 80.4218 | 1826.5821 | 120.0294 | 85.9898 | 275.9594 | 280.9439 | 235.5535 | 29.1095 | 54.9509 | 0.76088 | 0.32256 | 0.3618 | 0.017065 | 0.0022434 | 8.5395e-05 | 30.6401 | 11.7106 | 2.5356 | 0.71465 | 0.66029 | 0.089175 | 2.2073 | 45.3216 | 4.5783 | 0.327 | 0.79651 | 17.0161 | 126.8352 | 32.4197 | 15.8171 | 118.8061 | 10.0141 | 0.034078 | 0.27096 | 0.97376 | 43.1014 | 19.671 | 907.6599 | 96.0344 | 3.397 | 0.11396 | 0.58828 | 0.08647 | 318.6414 | 134.0924 | 80.2961 | 58.1809 | 16.0289 | 1387.5283 | 226.4787 | 74.7059 | 75.5254 | 250.7055 | 143.7159 | 98.2292 | 92.7464 | 7.7937 | 0.54009 | 0.95767 | 0.30846 | 57.5741 | 6.405 | 1.6414 | 2.3519 | 0.17465 | 6.6615e-05 | 30.1418 | 0.94078 | 0.22447 | 0.27539 | 0.1345 | 3.1902 | 0.96076 | 1.1462 | 0.40569 | 82.1142 | 13.2081 | 35.938 | 9.9252 | 120.7535 | 121.5215 | 1742.3125 | 224.4533 | 364.134 | 157.108 | 782.9884 | 302.9333 | 82.0325 | 426.0963 | 0.35613 | 0.32708 | 0.18242 | 0.068896 | 0.01093 | 0.0068813 | 2.3525e-05 | 0.0022772 | 34.5632 | 13.2676 | 0.95912 | 0.18385 | 2.0664 | 6.2366 | 377.0016 | 77.0291 | 3.9679 | 4.1334 | 145.2387 | 10.2448 | 350.9989 | 491.2845 | 66.9577 | 2.3416 | 3.4911 | 1.6532 | 3.0698 | 3.017 | 119.4656 | 51.8236 | 29.9149 | 104.0077 | 582.2642 | 55.0487 | 705.5199 | 10.461 | 105.4608 | 711.4203 | 147.2975 | 98.0514 | 47.3889 | 70.8603 | 207.2528 | 54.5625 | 9.7179 | 196.8276 | 81.1149 | 11.8306 | 43.4538 | 530.1632 | 7.2408 | 65.7397 | 55.4592 | 195.7548 | 278.6452 | 91.7059 | 44.6421 | 34.3844 | 45.3731 | 0.010974 | 0.0012642 | 0.31172 | 39.3257 | 2.7999 | 10.6831 | 2.8717 | 286.5465 | 7.5946 | 5.8582 | 0.53972 | 7201.2633 | 760.0762 | 1503.0884 | 1471.3056 | 34.1734 | 1.2986 | 26.1513 | 2.6698 | 5811.9089 | 1380.1429 | 536.2747 | 96.1874 | 156.444 | 9.9347 | 167.5264 | 0.0013506 | 35.767 | 0.14632 | 12.8455 | 56.4947 | 3.1051 | 85.652 | 220.3326 | 0.11094 | 0.12429 | 0.26699 | 1.3083 | 0.14621 | 37.4245 | 0.0020738 | 15.0418 | 317.6662 | 0.017273 | 152.6746 | 4.8397 | 0.05461 | 0.66459 | 0.29241 | 4.7125 | 0.092637 | 1.435 | 1.0545 | 1.9048 | 5.8424 | 0.039434 | 0.39495 | 0.18044 | 9.9699 | 0.00039741 | 0.002731 | 0.0021391 | 4.514 | 0.017554 | 0.53927 | 0.1955 | 0.29015 | 0.0009499 | 0.01929 | 0.017726 | 0.30319 | 0.001774 | 0.021958 | 0.013541 | 1.4556 | 0.006717 | 0.076993 | 0.036603 | 0.56391 | 0.0051276 | 0.045074 | 0.20182 | 0.5391 | 0.28082 | 1.1059 | 278.9105 | 0.017078 | 2.0022 | 0.011255 | 3.3818 | 5.9667 | 2.9347 | 205.5657 | 0.12876 | 8.9911 | 8.3813 | 13.4388 | 124671.1244 | 7.9689 | 297.1616 | 8.9751 | 4.5833 | 2.1417 | 1.8671 | 2.9378 | 1.5483 | 1.8061 | 13.0488 | 3.8173 | 0.73669 | 8.6304 | 2.8039 | 288.9467 | 9.0178 | 0.43973 | 18.937 | 27.799 | 687.1115 | 62.6596 | 4.9259 | 2.8189 | 7.073 | 7.0116 | 0.26359 | 1.1361 | 5.2841 | 7.0643 | 6.2503 | 0.002126 | 0.001376 | 0.0044493 | 1.6139 | 8.1496e-05 | 0.0076899 | 5.7305e-05 | 0.01674 | 0.0027365 | 0.0088743 | 11.8365 | 0.00072165 | 0.66049 | 0.32689 | 8.3434 | 1.2794 | 0.035464 | 1.1836 | 0.30124 | 0.020458 | 0.006886 | 0.0077464 | 0.0034658 | 0.0057642 | 0.0073441 | 0.063256 | 0.076154 | 0.0032707 | 0.034792 | 0.010298 | 1.1626 | 0.00045846 | 0.00040728 | 0.10724 | 0.11974 | 2.917 | 0.30881 | 0.022568 | 0.043451 | 0.029521 | 0.034995 | 0.0012138 | 0.0052146 | 0.019063 | 0.022649 | 0.022944 | 0.039013 | 0.015921 | 0.063437 | 19.161 | 0.0012412 | 0.091585 | 0.00084987 | 0.37285 | 0.054158 | 0.16538 | 7.6945 | 0.010949 | 19.8692 | 14.2452 | 445.202 | 29.9974 | 1.8064 | 29.0163 | 13.3647 | 0.8683 | 0.11732 | 0.10418 | 0.050559 | 0.087125 | 0.17862 | 1.7611 | 1.4627 | 0.043468 | 0.83255 | 0.16135 | 18.9519 | 0.0035875 | 0.0034877 | 9.8124 | 5.4351 | 140.1536 | 15.1747 | 1.6005 | 0.59226 | 0.42099 | 0.65617 | 0.020475 | 0.093515 | 0.33307 | 0.98362 | 1.103 | 0.029226 | 0.011682 | 0.016002 | 7.6286 | 0.0007747 | 0.20907 | 0.00054545 | 1.0013 | 0.069948 | 0.13269 | 5.3211 | 0.0089367 | 16.9848 | 7.7058 | 586.9529 | 19.9364 | 1.9606 | 19.1122 | 7.82 | 0.48889 | 0.14603 | 0.22365 | 0.032943 | 0.11318 | 0.070851 | 2.0313 | 0.58867 | 0.16891 | 0.5462 | 0.19128 | 11.3453 | 0.002882 | 0.0027915 | 3.7282 | 2.9294 | 67.1051 | 8.6011 | 3.0779 | 0.24973 | 0.27352 | 0.73708 | 0.014223 | 0.048927 | 0.21003 | 1.1003 | 1.2561 | 0.15348 | 0.0017389 | 0.038956 | 0.010962 | 0.27889 | 0.27867 | 1.4738 | 1.5483 | 3.9623 | 1.1582 | 1.5526
18 | 0.13279 | 0.030313 | 0.028462 | 1.3114 | 0.99639 | 0.99472 | 0.72234 | 0.049812 | 0.87064 | 0.48037 | 0.63956 | 0.81236 | 0.76376 | 0.16373 | 1863.4944 | 227.7098 | 0.96412 | 0.81808 | 0.16702 | 0.23989 | 0.34647 | 3.2897 | 0.86996 | 2.8832 | 447.1193 | 0.00082947 | 147.5291 | 102.4193 | 15.0645 | 151.0929 | 15.613 | 1.7739 | 51.2156 | 16.2041 | 10.6366 | 0.29617 | 2.1835 | 3.8731 | 2901.7298 | 90.1 | 85.8641 | 1831.5569 | 110.9523 | 77.5509 | 251.4746 | 250.2042 | 231.7124 | 35.6735 | 51.1932 | 0.9109 | 0.035869 | 0.32936 | 0.017781 | 0.0018992 | 6.9877e-05 | 37.2201 | 11.9844 | 2.9633 | 0.83733 | 0.60716 | 0.11976 | 2.2521 | 58.3181 | 7.9309 | 0.33093 | 0.88711 | 21.6732 | 78.3354 | 40.1378 | 15.9982 | 151.9228 | 7.7835 | 0.034816 | 0.26762 | 0.91496 | 37.3717 | 15.808 | 648.324 | 122.3737 | 2.3736 | 0.093579 | 0.48006 | 0.088164 | 328.9935 | 142.0593 | 97.7606 | 64.9579 | 14.5078 | 1150.0061 | 250.6664 | 100.471 | 88.5668 | 227.4662 | 165.4317 | 95.6776 | 87.5175 | 7.5623 | 0.41024 | 0.84268 | 0.21825 | 66.3909 | 5.9963 | 2.2234 | 2.0373 | 0.17836 | 7.2819e-05 | 26.7639 | 1.0754 | 0.20759 | 0.22751 | 0.17435 | 3.2907 | 0.95922 | 1.3328 | 0.47133 | 87.2507 | 15.4895 | 27.8633 | 10.0159 | 142.05 | 191.636 | 2277.6923 | 219.0807 | 422.7304 | 190.0874 | 872.3633 | 365.6457 | 100.4548 | 459.9065 | 0.39817 | 0.37509 | 0.11843 | 0.083209 | 0.008253 | 0.0059236 | 2.5083e-05 | 0.0020153 | 30.525 | 13.4625 | 0.91602 | 0.20285 | 2.2697 | 5.6638 | 374.1354 | 69.2454 | 3.5502 | 4.9977 | 144.268 | 8.2558 | 365.2006 | 514.3096 | 48.6561 | 2.4975 | 2.9877 | 1.3272 | 3.5361 | 3.7703 | 124.1255 | 44.7189 | 32.1991 | 77.7081 | 684.7562 | 65.074 | 687.8263 | 9.825 | 122.811 | 681.2067 | 132.3559 | 95.0693 | 50.8003 | 78.7832 | 243.9763 | 56.6973 | 8.4922 | 180.739 | 81.771 | 12.5836 | 43.7484 | 568.4652 | 6.826 | 76.1734 | 60.9849 | 194.4391 | 256.532 | 82.6673 | 48.7183 | 32.5402 | 44.2818 | 0.010679 | 0.0011764 | 0.25796 | 36.4003 | 2.543 | 12.9277 | 2.9338 | 330.7775 | 8.4242 | 4.9298 | 0.47745 | 6014.3607 | 812.7747 | 1470.1531 | 1298.1605 | 35.1164 | 1.3176 | 25.8107 | 2.9025 | 4465.2405 | 1305.1439 | 549.3813 | 85.7287 | 118.481 | 9.5681 | 156.6393 | 0.0015974 | 32.5097 | 0.14153 | 13.8993 | 89.9162 | 6.4257 | 50.5634 | 197.713 | 0.1206 | 0.11065 | 0.236 | 0.88653 | 0.17665 | 41.8036 | 0.0023358 | 13.5684 | 294.98 | 0.016996 | 165.6155 | 4.7911 | 0.056189 | 0.68142 | 0.27999 | 4.9028 | 0.083548 | 1.4751 | 1.1073 | 2.0075 | 5.6034 | 0.040671 | 0.3832 | 0.19205 | 9.1444 | 0.00041245 | 0.0025491 | 0.0019732 | 4.2253 | 0.017578 | 0.55405 | 0.18929 | 0.27065 | 0.0010981 | 0.019583 | 0.017025 | 0.28328 | 0.0017372 | 0.022996 | 0.015255 | 1.7424 | 0.0072697 | 0.066237 | 0.032241 | 0.57687 | 0.0048587 | 0.038914 | 0.21522 | 0.51517 | 0.27675 | 1.1849 | 287.9134 | 0.017369 | 1.9908 | 0.012529 | 3.1655 | 3.9816 | 2.6535 | 203.049 | 0.16259 | 10.2467 | 9.0737 | 12.8271 | 107397.7293 | 9.3763 | 330.5083 | 9.108 | 4.6839 | 1.8958 | 2.0418 | 2.9023 | 1.7377 | 1.7307 | 14.3906 | 4.1367 | 0.76037 | 7.576 | 2.8657 | 257.0062 | 8.5872 | 0.41944 | 19.9498 | 28.6346 | 652.01 | 65.3617 | 4.1734 | 3.0755 | 8.4607 | 8.1781 | 0.26129 | 1.1439 | 5.6499 | 7.1794 | 5.7385 | 0.0020358 | 0.0013442 | 0.0043037 | 1.6433 | 8.8572e-05 | 0.0070152 | 5.9283e-05 | 0.017064 | 0.0025356 | 0.0074748 | 11.6227 | 0.00075247 | 0.67862 | 0.30534 | 8.7844 | 1.2908 | 0.036478 | 1.3977 | 0.28582 | 0.019895 | 0.007759 | 0.0067508 | 0.0034193 | 0.0062915 | 0.0066888 | 0.059364 | 0.077504 | 0.0035394 | 0.032779 | 0.011602 | 1.0484 | 0.00046231 | 0.00041679 | 0.10981 | 0.11866 | 2.9925 | 0.3008 | 0.022067 | 0.043909 | 0.026263 | 0.039074 | 0.0011355 | 0.0053793 | 0.018485 | 0.025169 | 0.024537 | 0.04236 | 0.016091 | 0.053477 | 16.9192 | 0.0011982 | 0.09152 | 0.00077299 | 0.43886 | 0.052699 | 0.14868 | 7.0407 | 0.011275 | 22.6069 | 15.1338 | 448.2491 | 29.288 | 1.685 | 30.1849 | 14.584 | 0.88327 | 0.10227 | 0.097548 | 0.056059 | 0.093249 | 0.18249 | 1.7805 | 1.5217 | 0.04412 | 0.85535 | 0.16325 | 21.511 | 0.0036222 | 0.003702 | 10.1064 | 5.5487 | 160.0278 | 13.2497 | 1.5765 | 0.65328 | 0.3868 | 0.56452 | 0.019482 | 0.091899 | 0.39805 | 1.0981 | 1.0671 | 0.026941 | 0.010053 | 0.014387 | 6.617 | 0.00089959 | 0.23265 | 0.00053898 | 0.94 | 0.060346 | 0.12716 | 5.505 | 0.0077449 | 14.6497 | 7.4917 | 487.1484 | 21.0796 | 1.8771 | 18.265 | 7.7726 | 0.53815 | 0.15923 | 0.21167 | 0.028342 | 0.11393 | 0.076364 | 1.7991 | 0.58158 | 0.1911 | 0.49994 | 0.21912 | 13.1235 | 0.002911 | 0.0031293 | 4.2224 | 2.662 | 61.8139 | 8.5067 | 3.3138 | 0.28166 | 0.28624 | 0.65474 | 0.012921 | 0.055851 | 0.23164 | 1.1733 | 1.3017 | 0.16342 | 0.0014565 | 0.036558 | 0.011133 | 0.22793 | 0.26379 | 1.8323 | 2.1262 | 4.4237 | 1.1997 | 1.2915
19 | 0.14448 | 0.0066369 | 0.023335 | 1.4151 | 0.99212 | 0.99611 | 0.65716 | 0.076982 | 0.8944 | 0.69067 | 0.81338 | 0.76773 | 0.75146 | 0.2328 | 2181.8666 | 163.1429 | 0.95561 | 0.85946 | 0.13646 | 0.29019 | 0.47834 | 0.30839 | 1.6783 | 5.5712 | 652.7834 | 0.0048852 | 158.3077 | 107.199 | 12.0804 | 146.3132 | 15.8339 | 1.8961 | 46.3869 | 11.6183 | 11.9606 | 0.24306 | 1.1733 | 2.0945 | 2821.3975 | 84.7602 | 90.5567 | 1789.8444 | 131.2516 | 81.4938 | 286.2668 | 222.5357 | 225.4446 | 34.347 | 59.651 | 0.84333 | 0.18124 | 0.38501 | 0.013951 | 0.002108 | 8.4211e-05 | 28.4103 | 9.6652 | 3.487 | 1.01 | 0.68863 | 0.085416 | 1.9403 | 54.2759 | 9.856 | 0.25653 | 0.8073 | 21.4641 | 117.9792 | 28.391 | 16.6428 | 137.8571 | 10.1294 | 0.03808 | 0.31497 | 0.68242 | 39.9929 | 17.6818 | 704.3782 | 79.3301 | 3.5687 | 0.11934 | 0.55029 | 0.12334 | 247.6372 | 128.9313 | 81.2312 | 62.2715 | 18.2803 | 1120.3581 | 233.0904 | 98.5487 | 93.0683 | 287.557 | 174.6208 | 77.3556 | 89.135 | 6.8726 | 0.7204 | 0.82361 | 0.50134 | 51.0014 | 5.7633 | 1.7823 | 2.8631 | 0.18938 | 9.1397e-05 | 38.8544 | 0.86388 | 0.20643 | 0.17926 | 0.17194 | 2.5789 | 0.96833 | 1.0857 | 0.40915 | 107.8075 | 15.2372 | 28.6861 | 9.6258 | 131.3545 | 133.1081 | 1765.2196 | 278.1877 | 397.3791 | 169.0109 | 733.7425 | 381.1391 | 77.2821 | 430.2598 | 0.30184 | 0.36149 | 0.024873 | 0.081107 | 0.009632 | 0.0058242 | 2.1512e-05 | 0.001984 | 27.6797 | 11.1198 | 0.82663 | 0.16638 | 2.3277 | 5.2769 | 406.7992 | 90.6356 | 2.7754 | 6.0675 | 122.7336 | 9.6862 | 409.4244 | 461.8921 | 51.9527 | 2.0931 | 3.1921 | 1.1933 | 3.7495 | 2.6813 | 128.7477 | 50.76 | 30.7161 | 94.0878 | 699.4555 | 57.9689 | 695.0351 | 9.5352 | 105.7855 | 755.3768 | 136.4231 | 86.4477 | 49.3854 | 60.3102 | 212.867 | 58.9875 | 9.2564 | 191.2385 | 77.9502 | 12.2482 | 48.1425 | 633.2451 | 6.2616 | 86.3221 | 54.1763 | 167.4446 | 276.4727 | 80.4279 | 56.7511 | 34.6773 | 42.6315 | 0.011231 | 0.0010041 | 0.27102 | 35.0915 | 2.3549 | 10.2808 | 2.5155 | 330.1676 | 8.1942 | 5.6998 | 0.51455 | 6160.7445 | 765.4676 | 1380.2582 | 1321.0467 | 35.4204 | 0.92428 | 27.2688 | 2.7559 | 5648.932 | 1582.0352 | 581.0546 | 104.0158 | 142.9108 | 8.1914 | 188.0306 | 0.0014959 | 28.3764 | 0.14762 | 13.4684 | 60.7225 | 5.6705 | 80.1175 | 214.0679 | 0.11275 | 0.27835 | 0.21634 | 1.2743 | 0.16007 | 42.8529 | 0.0022872 | 13.0642 | 277.507 | 0.017865 | 158.7761 | 4.8601 | 0.052764 | 0.69558 | 0.27509 | 5.0406 | 0.089287 | 1.4432 | 1.1423 | 1.9661 | 5.5702 | 0.042973 | 0.36818 | 0.19559 | 9.688 | 0.00038807 | 0.0028553 | 0.002029 | 4.5469 | 0.016552 | 0.4719 | 0.18661 | 0.24842 | 0.0010143 | 0.021563 | 0.015832 | 0.28087 | 0.0015358 | 0.023774 | 0.015635 | 1.5436 | 0.0071234 | 0.067834 | 0.037232 | 0.60042 | 0.0052663 | 0.042703 | 0.19025 | 0.53594 | 0.29669 | 1.1425 | 264.8935 | 0.014427 | 1.9446 | 0.012606 | 4.454 | 5.6236 | 2.8229 | 196.8512 | 0.50037 | 9.9899 | 8.1749 | 14.3719 | 108690.2451 | 8.1258 | 342.7546 | 9.5324 | 3.9749 | 2.1717 | 1.7488 | 2.9986 | 1.7195 | 1.9732 | 14.1752 | 4.3803 | 0.72705 | 8.5079 | 2.8357 | 263.5324 | 8.1487 | 0.4092 | 16.7849 | 24.4834 | 578.5782 | 68.7272 | 4.3637 | 2.7739 | 8.2748 | 7.9727 | 0.26599 | 1.2627 | 5.1541 | 7.002 | 5.9168 | 0.0019794 | 0.0012504 | 0.0042015 | 1.5535 | 8.108e-05 | 0.0071323 | 5.618e-05 | 0.017678 | 0.0026335 | 0.0086293 | 13.7344 | 0.00071645 | 0.63144 | 0.30246 | 7.9036 | 1.3103 | 0.037269 | 1.301 | 0.31207 | 0.018127 | 0.0069821 | 0.0076425 | 0.003349 | 0.0063485 | 0.0074756 | 0.058185 | 0.071913 | 0.0034311 | 0.033401 | 0.010104 | 1.1908 | 0.00039599 | 0.00041174 | 0.095821 | 0.12845 | 2.7707 | 0.32256 | 0.019847 | 0.048665 | 0.025156 | 0.033763 | 0.0011567 | 0.0056377 | 0.021401 | 0.025693 | 0.023616 | 0.036904 | 0.017289 | 0.054424 | 16.4298 | 0.001187 | 0.097294 | 0.00087735 | 0.38165 | 0.051299 | 0.16 | 6.8254 | 0.010837 | 23.2548 | 13.4136 | 482.6108 | 26.3386 | 1.6519 | 27.5791 | 13.7193 | 0.9547 | 0.1164 | 0.10484 | 0.051127 | 0.097025 | 0.15648 | 2.0601 | 1.4763 | 0.046747 | 0.8126 | 0.1544 | 18.2565 | 0.0034287 | 0.0033035 | 10.9494 | 5.4844 | 156.1712 | 13.6293 | 1.6484 | 0.6499 | 0.46606 | 0.62597 | 0.020037 | 0.093935 | 0.35756 | 1.1119 | 1.0209 | 0.024677 | 0.012051 | 0.015677 | 7.4548 | 0.00078406 | 0.2151 | 0.00055065 | 0.88033 | 0.070938 | 0.12837 | 5.2751 | 0.0083082 | 15.5681 | 8.2835 | 522.929 | 19.2003 | 1.7541 | 20.9205 | 8.6804 | 0.50604 | 0.15006 | 0.22039 | 0.032605 | 0.10513 | 0.081811 | 2.0615 | 0.55549 | 0.17325 | 0.49614 | 0.2019 | 12.1958 | 0.0029789 | 0.002993 | 3.8097 | 3.1222 | 62.0048 | 8.2198 | 2.9124 | 0.28351 | 0.30261 | 0.66363 | 0.013525 | 0.056617 | 0.22869 | 1.1866 | 1.2697 | 0.17016 | 0.0014484 | 0.037835 | 0.011828 | 0.33733 | 0.25898 | 1.8688 | 2.0659 | 4.1527 | 1.5393 | 1.2137

## sysB-results
Element | N recovery | P recovery | K recovery | COD recovery | LCA results |  |  | TEA results
Variable | Total N [% N] | Total P [% P] | Total K [% K] | Gas COD [% COD] | H_Ecosystems [points] | H_Health [points] | H_Resources [points] | Annual net cost [USD/cap/yr]
0 | 47.4763 | 35.1265 | 20.6889 | 0 | 0.29144 | 7.2735 | 11.7841 | 94.5662
1 | 57.5823 | 50.707 | 40.4836 | 0 | 0.51206 | 12.108 | 20.0957 | 195.1215
2 | 61.0495 | 38.5622 | 31.3461 | 0 | 0.38913 | 18.1663 | 16.1015 | 155.766
3 | 48.8012 | 35.7909 | 24.0725 | 0 | 0.35358 | 9.2955 | 12.1411 | 131.7809
4 | 43.1946 | 39.4123 | 19.6017 | 0 | 0.23899 | 12.6112 | 9.4094 | 84.8025
5 | 49.0111 | 48.2464 | 29.2932 | 0 | 0.38425 | 11.7436 | 12.8973 | 124.2565
6 | 42.9148 | 29.7546 | 23.5355 | 0 | 0.28306 | 10.512 | 11.4201 | 99.9225
7 | 62.2192 | 61.9486 | 47.1806 | 0 | 0.60791 | 16.1282 | 24.3128 | 255.8774
8 | 43.731 | 31.0127 | 20.9745 | 0 | 0.29963 | 10.861 | 10.7553 | 99.7794
9 | 55.614 | 45.9272 | 29.7304 | 0 | 0.39087 | 14.1694 | 14.9091 | 123.2852
10 | 55.9053 | 28.095 | 27.8688 | 0 | 0.42014 | 8.4306 | 15.7299 | 133.7091
11 | 46.9779 | 50.3303 | 24.2138 | 0 | 0.28669 | 11.1527 | 11.9148 | 133.9167
12 | 58.9218 | 33.3746 | 30.2123 | 0 | 0.39187 | 14.2452 | 14.3516 | 162.6881
13 | 55.7622 | 34.9704 | 30.0745 | 0 | 0.43464 | 10.6863 | 17.4523 | 131.7662
14 | 63.7784 | 38.8306 | 23.9845 | 0 | 0.32112 | 7.534 | 12.7977 | 104.2664
15 | 61.7407 | 28.6282 | 27.0849 | 0 | 0.33737 | 18.3055 | 14.4928 | 116.9306
16 | 56.3109 | 47.3693 | 23.7693 | 0 | 0.3058 | 16.4649 | 10.9651 | 101.2045
17 | 66.847 | 58.6057 | 35.1386 | 0 | 0.44142 | 16.7681 | 17.1801 | 136.6237
18 | 42.1085 | 47.5903 | 21.8517 | 0 | 0.24944 | 11.4043 | 10.8442 | 102.3616
19 | 50.5418 | 53.6296 | 24.6002 | 0 | 0.36943 | 15.7033 | 13.1794 | 138.0335