## ngA-China-param
Element | Excretion-A1 | [21 empty] | MURT-A2 | [11 empty] | NEWgenerator an MBR-A3 | [36 empty] | Sludge pasteurization-A4 | [8 empty] | NEWgenerator ion exchange-A5 | [39 empty] | NEWgenerator chlorination-A6 | [24 empty] | NEWgenerator controls-A8 | [41 empty] | NEWgenerator housing-A9 | [9 empty] | NEWgenerator pretreatment-A10 | [11 empty] | NEWgenerator foundation-A11 |  | MURT-A2 |  |  | TEA |  |  |  | LCA | [225 empty] | NEWgenerator photovoltaic-A7 | [27 empty] | Excretion-A1 | LCA |  |  |  | TEA
Feature | Excretion N prot [fraction] | Excretion P prot v [fraction] | Excretion P prot a [fraction] | Excretion K cal [g K/1000 kcal] | Excretion N exc [fraction of intake] | Excretion P exc [fraction of intake] | Excretion K exc [fraction of intake] | Excretion e exc [fraction of intake] | Excretion N ur [fraction of total] | Excretion P ur [fraction of total] | Excretion K ur [fraction of total] | Excretion e fec [fraction of total] | Excretion N ur NH3 [fraction of total N in urine] | Excretion N fec NH3 [fraction of total N in feces] | Excretion ur exc [g/cap/d] | Excretion fec exc [g/cap/d] | Excretion ur moi [fraction] | Excretion fec moi [fraction] | Excretion mg ur [g Mg/cap/d] | Excretion mg fec [g Mg/cap/d] | Excretion ca ur [g Ca/cap/d] | Excretion ca fec [g Ca/cap/d] | MURT collection period [days] | MURT sludge accum rate [L/cap/yr] | MURT N volatilization [fraction of N input] | MURT squatting pan cost [USD] | MURT urinal cost [USD] | MURT led cost [USD] | MURT anticor floor cost [USD] | MURT fan cost [USD] | MURT circuit change cost [USD] | MURT pipe cost [USD] | MURT squatting pan weight [kg] | MURT urinal weight [kg] | NEWgenerator an MBR anmbr reactor tank [USD] | NEWgenerator an MBR anmbr reactor media [USD] | NEWgenerator an MBR anmbr reactor fittings [USD] | NEWgenerator an MBR anmbr membrane module [USD] | NEWgenerator an MBR anmbr permeate pump [USD] | NEWgenerator an MBR anmbr backwash pump [USD] | NEWgenerator an MBR anmbr water pump [USD] | NEWgenerator an MBR anmbr membrane fittings [USD] | NEWgenerator an MBR anmbr biogas gas bag [USD] | NEWgenerator an MBR anmbr biogas fittings [USD] | NEWgenerator an MBR anmbr biogas ventilation [USD] | NEWgenerator an MBR anmbr COD removal [ratio] | NEWgenerator an MBR anmbr TN removal [ratio] | NEWgenerator an MBR anmbr TP removal [ratio] | NEWgenerator an MBR anmbr water pump energy percycle [kWh] | NEWgenerator an MBR anmbr permeate pump energy percycle [kWh] | NEWgenerator an MBR anmbr backwash pump energy percycle [kWh] | NEWgenerator an MBR anmbr batch cycle perday [# batches day-1] | NEWgenerator an MBR anmbr labor maintenance membrane chem cleaning [hrs/yr] | NEWgenerator an MBR anmbr labor maintenance sludge removal [hrs/yr] | NEWgenerator an MBR anmbr labor replacement membrane pump [hrs/yr] | NEWgenerator an MBR anmbr labor replacement permeate pump [hrs/yr] | NEWgenerator an MBR anmbr labor replacement membrane module [hrs/yr] | NEWgenerator an MBR anmbr labor replacement misc repairs [hr/y] | NEWgenerator an MBR anmbr reactor weight [kg] | NEWgenerator an MBR anmbr tau [d] | NEWgenerator an MBR anmbr soluble methane fraction [nan] | NEWgenerator an MBR anmbr VSS TSS ratio [nan] | NEWgenerator an MBR anmbr membrane weight [kg] | NEWgenerator an MBR anmbr PE weight [kg] | NEWgenerator an MBR anmbr PVC weight [kg] | NEWgenerator an MBR anmbr plastic weight [kg] | NEWgenerator an MBR anmbr piping [USD] | NEWgenerator an MBR anmbr piping PVC weight [kg] | NEWgenerator an MBR anmbr sludge yield [kg-VSS/kg-BOD removed] | NEWgenerator an MBR anmbr methane yield [m3-CH4/kg COD removed] | NEWgenerator an MBR dissolved methane HFMC removed [nan] | Sludge pasteurization sludge dryer weight [kg] | Sludge pasteurization sludge barrel weight [kg] | Sludge pasteurization sludge dryer [USD] | Sludge pasteurization sludge barrel [USD] | Sludge pasteurization sludge labor maintenance [h] | Fraction biogas lost [fraction] | Biogas efficiency [fraction] | Heat loss [fraction] | Sludge temperature [fraction] | NEWgenerator ion exchange ion eq2 tank [USD] | NEWgenerator ion exchange ion eq2 pump [USD] | NEWgenerator ion exchange ion eq2 powered valve [USD] | NEWgenerator ion exchange ion eq2 fittings [USD] | NEWgenerator ion exchange ion zeolite tanks [USD] | NEWgenerator ion exchange ion filtration media [USD] | NEWgenerator ion exchange ion gac [USD] | NEWgenerator ion exchange ion zeolite [USD] | NEWgenerator ion exchange ion zeolite fittings [USD] | NEWgenerator ion exchange ion eq3 tank [USD] | NEWgenerator ion exchange ion eq3 pump [USD] | NEWgenerator ion exchange ion eq3 filter [USD] | NEWgenerator ion exchange ion eq3 fittings [USD] | NEWgenerator ion exchange ion COD removal [nan] | NEWgenerator ion exchange ion TN removal [nan] | NEWgenerator ion exchange ion TP removal [nan] | NEWgenerator ion exchange ion labor maintenance zeolite regeneration [hr/y] | NEWgenerator ion exchange ion labor maintenance GAC replacement [hr/y] | NEWgenerator ion exchange ion labor replacement zeolite [hr/y] | NEWgenerator ion exchange ion labor replacement misc repairs [hr/y] | NEWgenerator ion exchange ion labor replacement other pump [hrs/yr] | NEWgenerator ion exchange ion backwash pump energy percycle [kWh] | NEWgenerator ion exchange ion batch cycle perday [# batches day-1] | NEWgenerator ion exchange ion gac unit cost [USD/kg] | NEWgenerator ion exchange ion zeolite unit cost [USD/kg] | NEWgenerator ion exchange ion na cl unit cost [USD/kg] | NEWgenerator ion exchange ion na OH unit cost [USD/kg] | NEWgenerator ion exchange ion regen freq per yr [events/yr] | NEWgenerator ion exchange ion regen efficiency [nan] | NEWgenerator ion exchange ion polycarbonate weight [kg] | NEWgenerator ion exchange ion steel weight [kg] | NEWgenerator ion exchange ion PE weight [kg] | NEWgenerator ion exchange ion PVC weight [kg] | NEWgenerator ion exchange ion plastic weight [kg] | NEWgenerator ion exchange ion piping PVC weight [kg] | NEWgenerator ion exchange ion piping [USD] | NEWgenerator ion exchange ion replacement scenario drums [USD] | NEWgenerator ion exchange ion largerncs scenario zeolite tanks [USD] | NEWgenerator ion exchange ion largerncs scenario zeolite [USD] | NEWgenerator ion exchange ion zeolite fittings largerncs [USD] | NEWgenerator chlorination chlorination recycle pump [USD] | NEWgenerator chlorination chlorination electochlorinator [USD] | NEWgenerator chlorination chlorination powered valve [USD] | NEWgenerator chlorination chlorination fittings [USD] | NEWgenerator chlorination chlorination tanks [USD] | NEWgenerator chlorination chlorination COD removal [%] | NEWgenerator chlorination chlorination TN removal [%] | NEWgenerator chlorination chlorination TP removal [%] | NEWgenerator chlorination chlorination chlorinator energy percycle [kWh] | NEWgenerator chlorination chlorination pump energy percycle [kWh] | NEWgenerator chlorination chlorination ventilation energy percycle [kWh] | NEWgenerator chlorination chlorination valve energy percycle [kWh] | NEWgenerator chlorination chlorination product water pump energy percycle [kWh] | NEWgenerator chlorination chlorination batch cycle per day [# batches day-1] | NEWgenerator chlorination chlorination labor maintenance chlorinator recharging [hr/y] | NEWgenerator chlorination chlorination labor replacement chlorinator replacement [hr/y] | NEWgenerator chlorination chlorination labor replacement other pump [hr/y] | NEWgenerator chlorination chlorination labor replacement misc repairs [hr/y] | NEWgenerator chlorination chlorination na cl dosage [mg/L] | NEWgenerator chlorination chlorination throughput flow [L/d] | NEWgenerator chlorination chlorination PE weight [kg] | NEWgenerator chlorination chlorination PVC weight [kg] | NEWgenerator chlorination chlorination electronics active weight [kg] | NEWgenerator chlorination chlorination piping [USD] | NEWgenerator chlorination chlorination piping PVC weight [kg] | NEWgenerator controls control box enclosure panel [USD] | NEWgenerator controls control box arduino microcontroller [USD] | NEWgenerator controls control box microcontroller din rails [USD] | NEWgenerator controls control box wifi [USD] | NEWgenerator controls control box solid state relays [USD] | NEWgenerator controls control box other relays [USD] | NEWgenerator controls control box conductors [USD] | NEWgenerator controls control box din rails [USD] | NEWgenerator controls control sensors enclosure panel [USD] | NEWgenerator controls control sensors signal conditioners [USD] | NEWgenerator controls control sensors din rails [USD] | NEWgenerator controls control sensors voltage converter [USD] | NEWgenerator controls control orp enclosure panel [USD] | NEWgenerator controls control orp voltage converter [USD] | NEWgenerator controls control orp controller [USD] | NEWgenerator controls control orp probe [USD] | NEWgenerator controls control orp cables [USD] | NEWgenerator controls control pump enclosure panel [USD] | NEWgenerator controls control pump voltage converter [USD] | NEWgenerator controls control pump voltage rectifier [USD] | NEWgenerator controls control pump box relay [USD] | NEWgenerator controls control sensors level sensor [USD] | NEWgenerator controls control sensors level switch [USD] | NEWgenerator controls control sensors flow switches [USD] | NEWgenerator controls control sensors proximity sensor [USD] | NEWgenerator controls control stranded cables [USD] | NEWgenerator controls control sensor cables [USD] | NEWgenerator controls control cable glands [USD] | NEWgenerator controls control gauge ferrules [USD] | NEWgenerator controls control zip ties [USD] | NEWgenerator controls control terminal block jumper [USD] | NEWgenerator controls control system energy percycle [kW] | NEWgenerator controls control system ORP energy percycle [kW] | NEWgenerator controls control background runtime energy perday [kWh] | NEWgenerator controls control batch cycle perday [# batches day-1] | NEWgenerator controls control labor replacement misc repairs [hr/y] | NEWgenerator controls control polycarbonate weight [kg] | NEWgenerator controls control aluminum weight [kg] | NEWgenerator controls control cable length [m] | NEWgenerator controls control electronics passive weight [kg] | NEWgenerator controls control electronics active weight [kg] | NEWgenerator controls control control units weight [kg] | NEWgenerator housing housing framework [USD] | NEWgenerator housing housing framework shipping [USD] | NEWgenerator housing housing fittings [USD] | NEWgenerator housing housing steel weight [kg] | NEWgenerator housing housing zinc coated steel weight [kg] | NEWgenerator housing housing zinc coat [m2] | NEWgenerator housing housing aluminum weight [kg] | NEWgenerator housing housing PE weight [kg] | NEWgenerator housing housing largerncs framework [USD] | NEWgenerator housing cheaper housing framework [USD] | NEWgenerator pretreatment pretreatment eq tank [USD] | NEWgenerator pretreatment pretreatment tank PE weight [kg] | NEWgenerator pretreatment pretreatment piping [USD] | NEWgenerator pretreatment pretreatment piping PVC weight [kg] | NEWgenerator pretreatment pretreatment feed pump [USD] | NEWgenerator pretreatment pretreatment feed pump energy percycle [kWh] | NEWgenerator pretreatment pretreatment batch cycle perday [# batches day-1] | NEWgenerator pretreatment pretreatment labor replacement other pump [hrs/yr] | NEWgenerator pretreatment pretreatment labor screen pit cleaning [hrs/yr] | NEWgenerator pretreatment pretreatment barscreen cost [USD] | NEWgenerator pretreatment pretreatment barscreen weight [kg] | NEWgenerator pretreatment pretreatment barscreen [USD] | NEWgenerator foundation foundation concrete unit cost [USD m-3] | NEWgenerator foundation foundation concrete thickness [m] | Max ch4 emission [g CH4/g COD] | Full degradation time [yr] | Log degradation [-] | Price factor [-] | Zeolite price [USD/kg] | GAC price [USD/kg] | Na OH price [USD/kg] | CH4 CF [kg CO2-eq/kg CH4] | CH4 ecosystems CF [points/kg CH4] | CH4 health CF [points/kg CH4] | N2O CF [kg CO2-eq/kg N2O] | N2O ecosystems CF [points/kg N2O] | N2O health CF [points/kg N2O] | N fertilizer CF [kg CO2-eq/kg N] | N fertilizer ecosystems CF [points/kg N] | N fertilizer health CF [points/kg N] | N fertilizer resources CF [points/kg N] | P fertilizer CF [kg CO2-eq/kg P] | P fertilizer ecosystems CF [points/kg P] | P fertilizer health CF [points/kg P] | P fertilizer resources CF [points/kg P] | K fertilizer CF [kg CO2-eq/kg K] | K fertilizer ecosystems CF [points/kg K] | K fertilizer health CF [points/kg K] | K fertilizer resources CF [points/kg K] | Conc nh3 CF [kg CO2-eq/kg] | Conc nh3 ecosystems CF [points/kg] | Conc nh3 health CF [points/kg] | Conc nh3 resources CF [points/kg] | GAC CF [kg CO2-eq/kg] | GAC ecosystems CF [points/kg] | GAC health CF [points/kg] | GAC resources CF [points/kg] | Zeolite CF [kg CO2-eq/kg] | Zeolite ecosystems CF [points/kg] | Zeolite health CF [points/kg] | Zeolite resources CF [points/kg] | Na cl CF [kg CO2-eq/kg] | Na cl ecosystems CF [points/kg] | Na cl health CF [points/kg] | Na cl resources CF [points/kg] | Na OH CF [kg CO2-eq/kg] | Na OH ecosystems CF [points/kg] | Na OH health CF [points/kg] | Na OH resources CF [points/kg] | LPG CF [kg CO2-eq/kg] | LPG ecosystems CF [points/kg] | LPG health CF [points/kg] | LPG resources CF [points/kg] | Excavation-Global warming [kg CO2-eq/m3] | Brick-Global warming [kg CO2-eq/kg] | Cement-Global warming [kg CO2-eq/kg] | Concrete-Global warming [kg CO2-eq/m3] | Gravel-Global warming [kg CO2-eq/kg] | Plastic-Global warming [kg CO2-eq/kg] | Sand-Global warming [kg CO2-eq/kg] | Stainless steel-global warming [kg CO2-eq/kg] | Stainless steel sheet-global warming [kg CO2-eq/kg] | Steel-Global warming [kg CO2-eq/kg] | Wood-Global warming [kg CO2-eq/m3] | Trucking-Global warming [kg CO2-eq/tonne*km] | Electric motor-global warming [kg CO2-eq/ea] | Electronics-Global warming [kg CO2-eq/kg] | Catalytic converter-global warming [kg CO2-eq/ea] | Oil heat exchanger-global warming [kg CO2-eq/ea] | Pump-Global warming [kg CO2-eq/ea] | Hydronic heat exchanger-global warming [kg CO2-eq/ea] | Electric connectors-global warming [kg CO2-eq/kg] | Electric cables-global warming [kg CO2-eq/m] | PVC-Global warming [kg CO2-eq/kg] | PE-Global warming [kg CO2-eq/kg] | Polymer-Global warming [kg CO2-eq/kg] | Cationic resin-global warming [kg CO2-eq/kg] | Ceramic-Global warming [kg CO2-eq/kg] | Fan-Global warming [kg CO2-eq/kg] | Aluminum-Global warming [kg CO2-eq/kg] | LPG-Global warming [kg CO2-eq/kg] | Zinc coat-global warming [kg CO2-eq/m2] | Polyacrylamide-Global warming [kg CO2-eq/kg] | Photovoltaic panel-global warming [kg CO2-eq/m2] | GACProduction-Global warming [kg CO2-eq/kg] | GACRegeneration-Global warming [kg CO2-eq/kg] | Switches-Global warming [kg CO2-eq/kg] | Control units-global warming [kg CO2-eq/kg] | Electronics active-global warming [kg CO2-eq/kg] | Electronics passive-global warming [kg CO2-eq/kg] | Transformers-Global warming [kg CO2-eq/kg] | Fertilizer offset-global warming [kg CO2-eq/kg] | Polycarbonate-Global warming [kg CO2-eq/kg] | Membrane-Global warming [kg CO2-eq/kg] | Na cl-global warming [kg CO2-eq/kg] | Na oh-global warming [kg CO2-eq/kg] | Zeolite-Global warming [kg CO2-eq/kg] | Battery-Global warming [kg CO2-eq/kg] | Lithium battery-global warming [kg CO2-eq/kg] | Excavation-H ecosystems [kg CO2-eq/m3] | Brick-H ecosystems [kg CO2-eq/kg] | Cement-H ecosystems [kg CO2-eq/kg] | Concrete-H ecosystems [kg CO2-eq/m3] | Gravel-H ecosystems [kg CO2-eq/kg] | Plastic-H ecosystems [kg CO2-eq/kg] | Sand-H ecosystems [kg CO2-eq/kg] | Stainless steel-h ecosystems [kg CO2-eq/kg] | Stainless steel sheet-h ecosystems [kg CO2-eq/kg] | Steel-H ecosystems [kg CO2-eq/kg] | Wood-H ecosystems [kg CO2-eq/m3] | Trucking-H ecosystems [kg CO2-eq/tonne*km] | Electric motor-h ecosystems [kg CO2-eq/ea] | Electronics-H ecosystems [kg CO2-eq/kg] | Catalytic converter-h ecosystems [kg CO2-eq/ea] | Oil heat exchanger-h ecosystems [kg CO2-eq/ea] | Pump-H ecosystems [kg CO2-eq/ea] | Hydronic heat exchanger-h ecosystems [kg CO2-eq/ea] | Electric connectors-h ecosystems [kg CO2-eq/kg] | Electric cables-h ecosystems [kg CO2-eq/m] | PVC-H ecosystems [kg CO2-eq/kg] | PE-H ecosystems [kg CO2-eq/kg] | Polymer-H ecosystems [kg CO2-eq/kg] | Cationic resin-h ecosystems [kg CO2-eq/kg] | Ceramic-H ecosystems [kg CO2-eq/kg] | Fan-H ecosystems [kg CO2-eq/kg] | Aluminum-H ecosystems [kg CO2-eq/kg] | LPG-H ecosystems [kg CO2-eq/kg] | Zinc coat-h ecosystems [kg CO2-eq/m2] | Polyacrylamide-H ecosystems [kg CO2-eq/kg] | Photovoltaic panel-h ecosystems [kg CO2-eq/m2] | GACProduction-H ecosystems [kg CO2-eq/kg] | GACRegeneration-H ecosystems [kg CO2-eq/kg] | Switches-H ecosystems [kg CO2-eq/kg] | Control units-h ecosystems [kg CO2-eq/kg] | Electronics active-h ecosystems [kg CO2-eq/kg] | Electronics passive-h ecosystems [kg CO2-eq/kg] | Transformers-H ecosystems [kg CO2-eq/kg] | Fertilizer offset-h ecosystems [kg CO2-eq/kg] | Polycarbonate-H ecosystems [kg CO2-eq/kg] | Membrane-H ecosystems [kg CO2-eq/kg] | Na cl-h ecosystems [kg CO2-eq/kg] | Na oh-h ecosystems [kg CO2-eq/kg] | Zeolite-H ecosystems [kg CO2-eq/kg] | Battery-H ecosystems [kg CO2-eq/kg] | Lithium battery-h ecosystems [kg CO2-eq/kg] | Excavation-H health [kg CO2-eq/m3] | Brick-H health [kg CO2-eq/kg] | Cement-H health [kg CO2-eq/kg] | Concrete-H health [kg CO2-eq/m3] | Gravel-H health [kg CO2-eq/kg] | Plastic-H health [kg CO2-eq/kg] | Sand-H health [kg CO2-eq/kg] | Stainless steel-h health [kg CO2-eq/kg] | Stainless steel sheet-h health [kg CO2-eq/kg] | Steel-H health [kg CO2-eq/kg] | Wood-H health [kg CO2-eq/m3] | Trucking-H health [kg CO2-eq/tonne*km] | Electric motor-h health [kg CO2-eq/ea] | Electronics-H health [kg CO2-eq/kg] | Catalytic converter-h health [kg CO2-eq/ea] | Oil heat exchanger-h health [kg CO2-eq/ea] | Pump-H health [kg CO2-eq/ea] | Hydronic heat exchanger-h health [kg CO2-eq/ea] | Electric connectors-h health [kg CO2-eq/kg] | Electric cables-h health [kg CO2-eq/m] | PVC-H health [kg CO2-eq/kg] | PE-H health [kg CO2-eq/kg] | Polymer-H health [kg CO2-eq/kg] | Cationic resin-h health [kg CO2-eq/kg] | Ceramic-H health [kg CO2-eq/kg] | Fan-H health [kg CO2-eq/kg] | Aluminum-H health [kg CO2-eq/kg] | LPG-H health [kg CO2-eq/kg] | Zinc coat-h health [kg CO2-eq/m2] | Polyacrylamide-H health [kg CO2-eq/kg] | Photovoltaic panel-h health [kg CO2-eq/m2] | GACProduction-H health [kg CO2-eq/kg] | GACRegeneration-H health [kg CO2-eq/kg] | Switches-H health [kg CO2-eq/kg] | Control units-h health [kg CO2-eq/kg] | Electronics active-h health [kg CO2-eq/kg] | Electronics passive-h health [kg CO2-eq/kg] | Transformers-H health [kg CO2-eq/kg] | Fertilizer offset-h health [kg CO2-eq/kg] | Polycarbonate-H health [kg CO2-eq/kg] | Membrane-H health [kg CO2-eq/kg] | Na cl-h health [kg CO2-eq/kg] | Na oh-h health [kg CO2-eq/kg] | Zeolite-H health [kg CO2-eq/kg] | Battery-H health [kg CO2-eq/kg] | Lithium battery-h health [kg CO2-eq/kg] | Excavation-H resources [kg CO2-eq/m3] | Brick-H resources [kg CO2-eq/kg] | Cement-H resources [kg CO2-eq/kg] | Concrete-H resources [kg CO2-eq/m3] | Gravel-H resources [kg CO2-eq/kg] | Plastic-H resources [kg CO2-eq/kg] | Sand-H resources [kg CO2-eq/kg] | Stainless steel-h resources [kg CO2-eq/kg] | Stainless steel sheet-h resources [kg CO2-eq/kg] | Steel-H resources [kg CO2-eq/kg] | Wood-H resources [kg CO2-eq/m3] | Trucking-H resources [kg CO2-eq/tonne*km] | Electric motor-h resources [kg CO2-eq/ea] | Electronics-H resources [kg CO2-eq/kg] | Catalytic converter-h resources [kg CO2-eq/ea] | Oil heat exchanger-h resources [kg CO2-eq/ea] | Pump-H resources [kg CO2-eq/ea] | Hydronic heat exchanger-h resources [kg CO2-eq/ea] | Electric connectors-h resources [kg CO2-eq/kg] | Electric cables-h resources [kg CO2-eq/m] | PVC-H resources [kg CO2-eq/kg] | PE-H resources [kg CO2-eq/kg] | Polymer-H resources [kg CO2-eq/kg] | Cationic resin-h resources [kg CO2-eq/kg] | Ceramic-H resources [kg CO2-eq/kg] | Fan-H resources [kg CO2-eq/kg] | Aluminum-H resources [kg CO2-eq/kg] | LPG-H resources [kg CO2-eq/kg] | Zinc coat-h resources [kg CO2-eq/m2] | Polyacrylamide-H resources [kg CO2-eq/kg] | Photovoltaic panel-h resources [kg CO2-eq/m2] | GACProduction-H resources [kg CO2-eq/kg] | GACRegeneration-H resources [kg CO2-eq/kg] | Switches-H resources [kg CO2-eq/kg] | Control units-h resources [kg CO2-eq/kg] | Electronics active-h resources [kg CO2-eq/kg] | Electronics passive-h resources [kg CO2-eq/kg] | Transformers-H resources [kg CO2-eq/kg] | Fertilizer offset-h resources [kg CO2-eq/kg] | Polycarbonate-H resources [kg CO2-eq/kg] | Membrane-H resources [kg CO2-eq/kg] | Na cl-h resources [kg CO2-eq/kg] | Na oh-h resources [kg CO2-eq/kg] | Zeolite-H resources [kg CO2-eq/kg] | Battery-H resources [kg CO2-eq/kg] | Lithium battery-h resources [kg CO2-eq/kg] | NEWgenerator photovoltaic pv panel [USD] | NEWgenerator photovoltaic pv panel shipping [USD] | NEWgenerator photovoltaic pv racking system [USD] | NEWgenerator photovoltaic pv charge controllers [USD] | NEWgenerator photovoltaic pv connectors [USD] | NEWgenerator photovoltaic pv combiner box [USD] | NEWgenerator photovoltaic pv circuit breaker [USD] | NEWgenerator photovoltaic pv battery [USD] | NEWgenerator photovoltaic pv battery connectors [USD] | NEWgenerator photovoltaic pv battery switch [USD] | NEWgenerator photovoltaic pv battery terminal [USD] | NEWgenerator photovoltaic pv dc enclosure panel [USD] | NEWgenerator photovoltaic pv dc din rail [USD] | NEWgenerator photovoltaic pv dc din circuit breaker [USD] | NEWgenerator photovoltaic pv dc distribution block [USD] | NEWgenerator photovoltaic pv dc voltage converter [USD] | NEWgenerator photovoltaic pv misc [USD] | NEWgenerator photovoltaic pv labor replacement batteries [hr/y] | NEWgenerator photovoltaic pv lithium battery [USD] | NEWgenerator photovoltaic pv labor replacement misc repairs [hr/y] | NEWgenerator photovoltaic pv photovoltaic panel area [m2] | NEWgenerator photovoltaic pv aluminum weight [kg] | NEWgenerator photovoltaic pv control units weight [kg] | NEWgenerator photovoltaic pv cable length [m] | NEWgenerator photovoltaic pv connectors weight [kg] | NEWgenerator photovoltaic pv switch weight [kg] | NEWgenerator photovoltaic pv polycarbonate weight [kg] | NEWgenerator photovoltaic pv electronics passive weight [kg] | Operator daily wage [USD/h] | Energy gwp [kg CO2-eq/kWh] | Energy h ecosystems [points/kWh] | Energy h health [points/kWh] | Energy h resources [points/kWh] | Nacl price [USD/kg] | Lpg price [USD/kg] | N fertilizer price [USD/kg N] | P fertilizer price [USD/kg P] | K fertilizer price [USD/kg K] | Nh3 fertilizer price [USD/kg N]
0 | 0.15954 | 0.044428 | 0.027789 | 1.1721 | 0.99025 | 0.9955 | 0.85646 | 0.053596 | 0.84405 | 0.47399 | 0.76713 | 0.79215 | 0.75344 | 0.21889 | 1552.6478 | 403.6454 | 0.95609 | 0.7698 | 0.19713 | 0.31239 | 0.20321 | 1.3191 | 2.6167 | 381.4416 | 0.0066764 | 163.3524 | 110.4494 | 14.5527 | 179.2253 | 13.874 | 1.8826 | 59.9823 | 15.7254 | 10.1142 | 2307.3066 | 98.5692 | 99.7975 | 1887.9017 | 101.7362 | 83.0796 | 259.9971 | 235.3734 | 234.3679 | 29.5542 | 55.9395 | 0.80614 | 0.2658 | 0.1361 | 0.019406 | 0.0017616 | 6.5029e-05 | 38.7563 | 10.97 | 2.7698 | 0.73213 | 0.54842 | 0.099869 | 2.3589 | 49.2972 | 2.7462 | 0.24919 | 0.8567 | 19.782 | 93.3104 | 41.2512 | 24.7296 | 133.5703 | 7.8615 | 0.03849 | 0.26325 | 0.80506 | 42.6548 | 18.9113 | 798.739 | 89.8037 | 2.3878 | 0.12545 | 0.55614 | 0.090186 | 308.5859 | 151.5191 | 97.2598 | 63.1728 | 17.3238 | 1144.4767 | 273.2536 | 72.9454 | 76.406 | 236.0305 | 180.3303 | 96.2256 | 74.6998 | 6.893 | 0.43162 | 0.57049 | 0.56484 | 53.1377 | 5.3827 | 1.9939 | 2.5825 | 0.19131 | 8.1966e-05 | 37.6182 | 0.84032 | 0.26026 | 0.17212 | 0.14854 | 3.2797 | 0.95083 | 1.3138 | 0.51609 | 99.9404 | 18.0823 | 24.2825 | 7.7263 | 120.5344 | 134.8719 | 1850.1894 | 273.523 | 309.8713 | 197.388 | 889.1993 | 399.433 | 80.8491 | 461.7334 | 0.027673 | 0.17902 | 0.028914 | 0.058317 | 0.0076795 | 0.0048892 | 2.8788e-05 | 0.0022794 | 34.2981 | 12.5837 | 1.0564 | 0.19153 | 2.2782 | 6.4544 | 424.4858 | 66.9632 | 4.1929 | 3.8305 | 123.9966 | 9.0637 | 131.8924 | 41.9203 | 36.0874 | 91.892 | 590.2966 | 68.9955 | 571.2684 | 8.8682 | 120.0867 | 772.7105 | 149.9126 | 102.6214 | 48.3629 | 71.6038 | 203.466 | 56.4853 | 8.6721 | 194.0155 | 93.9693 | 12.2384 | 41.5181 | 582.9939 | 5.8174 | 78.56 | 65.4515 | 186.1975 | 279.2553 | 89.4673 | 48.8826 | 30.5386 | 41.8436 | 0.010133 | 0.001001 | 0.26131 | 29.2189 | 2.0618 | 13.2487 | 2.6162 | 255.5897 | 8.7057 | 3.775 | 0.59517 | 7369.1726 | 778.8934 | 1491.1767 | 1366.8643 | 34.6026 | 0.69415 | 25.2838 | 2.9821 | 5654.9354 | 1268.9937 | 592.808 | 101.9676 | 130.2901 | 9.0187 | 157.8576 | 0.0013455 | 36.8815 | 0.16955 | 12.9224 | 90.1871 | 5.8588 | 59.5632 | 220.2143 | 0.10768 | 0.25112 | 1.6737 | 2.7182 | 0.18632 | 0.21741 | 1.3519 | 0.16493 | 31.9657 | 0.0026189 | 12.7438 | 299.494 | 0.02392 | 120.3962 | 5.4428 | 0.048447 | 0.67215 | 0.25956 | 4.8378 | 0.089793 | 1.7881 | 1.0801 | 1.5216 | 0.019365 | 0.11623 | 0.0494 | 4.6462 | 0.036818 | 0.5172 | 0.20788 | 8.1948 | 0.00041234 | 0.0033039 | 0.0030353 | 4.8122 | 0.020041 | 0.33141 | 0.22682 | 0.24542 | 0.0011808 | 0.019536 | 0.012502 | 1.1861 | 0.0047805 | 0.092595 | 0.056202 | 0.70238 | 0.0035973 | 0.044453 | 0.19383 | 0.5326 | 0.27725 | 0.98425 | 220.7486 | 0.016088 | 2.0033 | 0.011183 | 4.5336 | 4.2052 | 3.1497 | 206.9315 | 0.42874 | 9.1403 | 8.1549 | 12.5482 | 121011.5704 | 8.572 | 308.3086 | 8.9503 | 4.7654 | 2.2422 | 1.8679 | 2.9511 | 1.5074 | 1.8604 | 14.077 | 3.9564 | 0.70746 | 7.5111 | 2.9956 | 281.0027 | 8.1428 | 0.47678 | 18.4982 | 28.1876 | 604.8809 | 65.6542 | 4.1674 | 2.6853 | 8.0382 | 8.4794 | 0.26605 | 1.1303 | 5.6514 | 6.8475 | 6.7521 | 0.0020988 | 0.001282 | 0.004123 | 1.5866 | 9.6316e-05 | 0.006449 | 6.2995e-05 | 0.018428 | 0.002536 | 0.0080874 | 11.7778 | 0.00077942 | 0.67762 | 0.30928 | 7.9705 | 1.2834 | 0.035356 | 1.2298 | 0.33026 | 0.018702 | 0.00778 | 0.0065452 | 0.003618 | 0.0058899 | 0.0072869 | 0.061023 | 0.073737 | 0.0036018 | 0.031372 | 0.010194 | 1.1774 | 0.00041364 | 0.00047506 | 0.10897 | 0.12621 | 3.0884 | 0.31642 | 0.021811 | 0.043066 | 0.025853 | 0.03569 | 0.001173 | 0.0048008 | 0.02217 | 0.025379 | 0.022787 | 0.041578 | 0.018843 | 0.061156 | 16.8071 | 0.0013377 | 0.097153 | 0.00080928 | 0.40486 | 0.051687 | 0.14568 | 7.9453 | 0.011102 | 21.0587 | 13.919 | 450.2663 | 29.953 | 1.691 | 28.2552 | 15.4975 | 0.99606 | 0.10108 | 0.10539 | 0.051885 | 0.0867 | 0.17634 | 1.73 | 1.3587 | 0.043664 | 0.7936 | 0.17088 | 20.9656 | 0.0036756 | 0.0037416 | 9.3906 | 5.6265 | 166.9511 | 15.3434 | 1.8398 | 0.63483 | 0.4563 | 0.63001 | 0.021035 | 0.094829 | 0.33585 | 1.1615 | 0.98526 | 0.025519 | 0.010076 | 0.015514 | 6.5259 | 0.00086653 | 0.22964 | 0.00053925 | 0.92893 | 0.069863 | 0.13636 | 5.3145 | 0.0089113 | 17.3014 | 8.233 | 502.602 | 20.9554 | 1.9171 | 18.3154 | 8.0362 | 0.51438 | 0.16235 | 0.22971 | 0.027258 | 0.10185 | 0.082249 | 1.9629 | 0.54317 | 0.17408 | 0.49895 | 0.20879 | 13.4239 | 0.0027711 | 0.002966 | 4.0698 | 2.7548 | 57.5611 | 9.0737 | 2.9369 | 0.26401 | 0.3095 | 0.64217 | 0.013311 | 0.056398 | 0.2465 | 1.2115 | 1.2944 | 793.6918 | 323.5164 | 260.3807 | 218.6955 | 62.4555 | 92.9655 | 45.8238 | 3607.7064 | 306.6453 | 77.5056 | 18.7299 | 118.8637 | 8.9263 | 204.0886 | 101.3183 | 12.3637 | 57.5993 | 0.46067 | 3728.7957 | 2.4772 | 7.574 | 2.1257 | 3.0199 | 12.2884 | 0.4531 | 0.81002 | 2.866 | 0.26876 | 42.0523 | 0.72755 | 0.0021961 | 0.036196 | 0.025341 | 0.2877 | 0.89099 | 0.99933 | 1.8808 | 1.1447 | 0.63662
1 | 0.18228 | 0.01774 | 0.018591 | 1.1052 | 0.9963 | 0.99141 | 0.90613 | 0.075178 | 0.82783 | 0.62292 | 0.62686 | 0.79975 | 0.88767 | 0.22591 | 1596.1067 | 294.903 | 0.95436 | 0.80693 | 0.14984 | 0.21379 | 0.3924 | 3.3884 | 2.8538 | 325.8599 | 0.00087373 | 170.7921 | 118.4706 | 15.319 | 156.5312 | 17.015 | 1.804 | 58.3223 | 17.8621 | 11.0562 | 2708.8687 | 100.4406 | 82.0753 | 1637.8679 | 98.7763 | 85.9864 | 241.5511 | 283.8394 | 239.3399 | 32.4161 | 45.1034 | 0.89708 | 0.067183 | 0.23476 | 0.015638 | 0.002336 | 9.4002e-05 | 34.5005 | 13.2669 | 2.6769 | 1.0217 | 0.57725 | 0.097901 | 2.0335 | 44.0998 | 12.0102 | 0.25391 | 0.80322 | 21.4275 | 118.3156 | 29.1426 | 19.2748 | 127.4948 | 8.3793 | 0.036101 | 0.23099 | 0.97589 | 30.3657 | 14.007 | 875.2024 | 119.659 | 2.935 | 0.12164 | 0.53691 | 0.1108 | 250.744 | 161.5659 | 91.4996 | 69.862 | 14.3462 | 1306.3888 | 233.8613 | 68.8689 | 86.8261 | 238.2036 | 143.3436 | 87.2174 | 75.7327 | 6.8011 | 0.7915 | 0.99691 | 0.47849 | 67.1473 | 6.5367 | 2.0187 | 2.7931 | 0.14346 | 9.0662e-05 | 32.0804 | 0.88172 | 0.24211 | 0.21976 | 0.17924 | 3.4098 | 0.96911 | 1.2509 | 0.47973 | 71.4586 | 18.6433 | 33.5184 | 8.5502 | 142.8082 | 166.0642 | 2002.4104 | 250.6521 | 380.3853 | 169.7481 | 779.4119 | 375.1762 | 98.5285 | 456.1963 | 0.25866 | 0.20776 | 0.046677 | 0.080604 | 0.0088351 | 0.0065907 | 2.2304e-05 | 0.0025359 | 29.2537 | 12.0563 | 1.1035 | 0.16329 | 2.8653 | 4.2178 | 323.5896 | 71.6528 | 2.6102 | 6.1255 | 117.5767 | 8.6402 | 127.8219 | 41.7657 | 35.8716 | 88.1153 | 619.609 | 64.755 | 605.3208 | 10.1911 | 132.7625 | 720.8636 | 163.4796 | 101.093 | 60.0687 | 68.1309 | 239.2875 | 54.2534 | 9.7882 | 171.9294 | 97.4836 | 12.4567 | 46.6593 | 563.9644 | 6.3737 | 83.8365 | 68.0473 | 189.1875 | 317.8265 | 73.6093 | 44.7895 | 31.8765 | 40.3521 | 0.0092838 | 0.0011112 | 0.26678 | 27.5649 | 2.7612 | 10.1949 | 2.484 | 328.3412 | 10.4502 | 5.7018 | 0.42027 | 5639.3266 | 816.7068 | 1239.8436 | 1105.0434 | 26.7002 | 0.9337 | 22.7475 | 2.4173 | 5422.621 | 1582.6621 | 502.6897 | 88.291 | 122.2923 | 7.7553 | 195.4537 | 0.0011212 | 38.7244 | 0.14144 | 14.0635 | 82.1514 | 5.9886 | 86.3219 | 162.1516 | 0.1159 | 0.22939 | 2.2443 | 3.1539 | 0.12237 | 0.20887 | 0.86203 | 0.12105 | 32.6914 | 0.0029149 | 14.6259 | 282.9116 | 0.026063 | 111.7546 | 5.144 | 0.04803 | 0.66382 | 0.2505 | 4.59 | 0.093364 | 1.7657 | 1.149 | 1.5252 | 0.019905 | 0.12297 | 0.055356 | 4.1805 | 0.035175 | 0.53461 | 0.20004 | 8.7568 | 0.00042762 | 0.0034615 | 0.003244 | 5.2483 | 0.021135 | 0.34991 | 0.20521 | 0.26714 | 0.0011087 | 0.022871 | 0.013489 | 1.1321 | 0.0054508 | 0.10119 | 0.05456 | 0.78235 | 0.0036449 | 0.041626 | 0.1797 | 0.54654 | 0.27331 | 1.0801 | 380.5987 | 0.01276 | 1.9372 | 0.012385 | 4.7155 | 5.6256 | 2.7297 | 195.1271 | 0.33633 | 9.7535 | 9.2681 | 12.8695 | 107725.0801 | 8.7674 | 316.1761 | 8.7888 | 4.623 | 1.8691 | 1.9472 | 2.877 | 1.7141 | 1.8683 | 13.8428 | 4.1533 | 0.75453 | 8.1838 | 2.8476 | 282.2606 | 8.6157 | 0.41048 | 19.5944 | 27.6976 | 644.5375 | 66.4971 | 4.8857 | 2.7202 | 8.2308 | 7.9275 | 0.27822 | 1.3093 | 5.3474 | 6.7288 | 5.932 | 0.0022367 | 0.0012918 | 0.004034 | 1.6396 | 9.4169e-05 | 0.0066361 | 6.4715e-05 | 0.019115 | 0.0028842 | 0.0087625 | 13.0269 | 0.00070315 | 0.63815 | 0.31274 | 7.3203 | 1.3885 | 0.035705 | 1.3673 | 0.29782 | 0.019213 | 0.0079641 | 0.0069681 | 0.0033744 | 0.0061905 | 0.0066906 | 0.062603 | 0.068577 | 0.0032869 | 0.035423 | 0.010806 | 1.1648 | 0.00047753 | 0.00042088 | 0.090879 | 0.12096 | 2.715 | 0.28667 | 0.019495 | 0.048452 | 0.02547 | 0.032707 | 0.0011876 | 0.0048811 | 0.018529 | 0.027161 | 0.024779 | 0.038339 | 0.017651 | 0.063957 | 18.4646 | 0.001307 | 0.10605 | 0.00085573 | 0.37629 | 0.04877 | 0.15874 | 7.7282 | 0.011447 | 22.0991 | 13.7601 | 539.1724 | 30.0177 | 1.845 | 26.995 | 13.5953 | 0.85593 | 0.10214 | 0.10003 | 0.056115 | 0.094805 | 0.17291 | 2.0087 | 1.3796 | 0.040588 | 0.86239 | 0.15077 | 21.3943 | 0.0036065 | 0.0035094 | 10.1633 | 5.4188 | 165.7328 | 14.8792 | 1.7041 | 0.68927 | 0.45212 | 0.64737 | 0.021433 | 0.086179 | 0.35339 | 1.1078 | 1.1727 | 0.029403 | 0.010404 | 0.015913 | 6.8254 | 0.00079085 | 0.1996 | 0.00062138 | 0.98414 | 0.060792 | 0.1167 | 5.138 | 0.0082869 | 16.895 | 9.0282 | 552.2002 | 18.8687 | 1.8863 | 19.1601 | 9.1211 | 0.52902 | 0.1393 | 0.20762 | 0.032366 | 0.10597 | 0.078739 | 1.9186 | 0.56842 | 0.19115 | 0.48644 | 0.1966 | 12.2328 | 0.0032295 | 0.0027469 | 3.9207 | 2.9928 | 58.9865 | 9.0311 | 3.1449 | 0.24802 | 0.28511 | 0.67111 | 0.012422 | 0.051382 | 0.20292 | 1.1136 | 1.0847 | 632.8494 | 314.5341 | 226.4205 | 189.7388 | 58.3932 | 101.4096 | 45.1634 | 3020.5538 | 251.3189 | 94.1197 | 17.1727 | 111.1072 | 8.1771 | 229.6014 | 94.1253 | 10.9987 | 60.7781 | 0.37233 | 3145.315 | 2.7176 | 5.1078 | 2.2137 | 2.1329 | 10.7721 | 0.4715 | 0.73114 | 3.3016 | 0.29725 | 36.2628 | 0.76296 | 0.0022133 | 0.03658 | 0.02602 | 0.39517 | 1.1024 | 0.93282 | 1.7405 | 0.99679 | 0.8437
2 | 0.13248 | 0.0094065 | 0.020061 | 1.4617 | 0.99775 | 0.99601 | 0.77992 | 0.066226 | 0.89852 | 0.69407 | 0.64808 | 0.87433 | 0.89679 | 0.22911 | 2057.4381 | 228.1742 | 0.94396 | 0.79138 | 0.16557 | 0.23846 | 0.25541 | 2.9799 | 3.7227 | 816.5224 | 0.0027832 | 166.1458 | 126.9377 | 15.1847 | 134.5314 | 12.3933 | 2.2998 | 54.6175 | 17.5076 | 13.0758 | 2810.0397 | 93.2344 | 96.6549 | 1845.8394 | 132.8913 | 89.6461 | 267.2172 | 214.9909 | 263.1436 | 33.1178 | 52.4132 | 0.82341 | 0.34818 | 0.015854 | 0.019657 | 0.0019858 | 8.9377e-05 | 35.6793 | 11.668 | 3.1465 | 0.90779 | 0.70901 | 0.10674 | 2.0821 | 62.4719 | 1.3043 | 0.34563 | 0.83633 | 25.9059 | 79.4499 | 40.6726 | 23.7558 | 152.2588 | 8.2093 | 0.038537 | 0.32535 | 0.87705 | 33.8001 | 16.2814 | 890.9605 | 120.5454 | 2.5822 | 0.10252 | 0.62566 | 0.087323 | 326.0185 | 167.1766 | 86.2889 | 68.6481 | 17.634 | 1224.05 | 241.3874 | 100.21 | 72.0699 | 286.1816 | 148.6309 | 100.4086 | 84.4279 | 7.9362 | 0.39721 | 0.88892 | 0.45785 | 67.2095 | 6.0728 | 1.7047 | 2.2661 | 0.15358 | 8.4273e-05 | 35.4708 | 1.0399 | 0.20286 | 0.2451 | 0.17087 | 2.7323 | 0.95918 | 0.86092 | 0.54264 | 110.4439 | 16.6857 | 33.8388 | 9.028 | 136.3478 | 116.0935 | 1735.6071 | 227.7544 | 372.9145 | 154.5518 | 816.1534 | 350.823 | 96.7767 | 426.1964 | 0.42721 | 0.24518 | 0.20932 | 0.076211 | 0.010561 | 0.0052121 | 2.5891e-05 | 0.0026194 | 38.1229 | 11.7369 | 1.175 | 0.14161 | 2.0083 | 6.1054 | 379.7109 | 85.3527 | 3.4873 | 4.995 | 150.2045 | 10.0244 | 106.7858 | 44.5192 | 34.1235 | 84.7344 | 649.7414 | 71.2842 | 617.1782 | 8.2887 | 137.6049 | 704.5852 | 155.7096 | 103.8756 | 55.8862 | 75.1101 | 194.3306 | 52.1124 | 9.0523 | 154.1402 | 73.6449 | 11.7032 | 53.6327 | 641.6708 | 5.7654 | 79.3896 | 70.8201 | 209.2185 | 314.5883 | 78.984 | 50.337 | 34.3028 | 50.052 | 0.0083271 | 0.0010086 | 0.30249 | 39.5866 | 2.6025 | 11.9107 | 2.1673 | 244.6655 | 7.8757 | 4.6561 | 0.57416 | 6793.0474 | 729.7887 | 1356.2349 | 1511.8017 | 32.0947 | 0.84876 | 25.8086 | 3.1455 | 5874.4537 | 1280.5194 | 536.4541 | 92.3871 | 153.194 | 8.1076 | 153.4875 | 0.0014334 | 37.7261 | 0.17021 | 13.2984 | 53.7474 | 3.9855 | 92.42 | 214.7668 | 0.10407 | 0.26679 | 1.0767 | 2.492 | 0.36211 | 0.26837 | 1.0276 | 0.15297 | 33.0284 | 0.0030424 | 13.608 | 283.8545 | 0.026431 | 124.961 | 5.3651 | 0.04904 | 0.59196 | 0.26101 | 5.1221 | 0.098646 | 1.8092 | 1.0705 | 1.5029 | 0.019612 | 0.11967 | 0.053396 | 4.6601 | 0.04052 | 0.51557 | 0.21553 | 9.1984 | 0.00048132 | 0.0033747 | 0.0031232 | 5.661 | 0.019136 | 0.37025 | 0.2271 | 0.28881 | 0.0012651 | 0.02159 | 0.012334 | 1.2247 | 0.0057431 | 0.096633 | 0.054995 | 0.66625 | 0.0036583 | 0.041419 | 0.1948 | 0.52163 | 0.2521 | 1.1775 | 240.0185 | 0.014043 | 1.98 | 0.012984 | 3.6299 | 3.7841 | 3.034 | 206.2076 | 0.47625 | 10.5044 | 8.463 | 14.0748 | 123750.312 | 9.2329 | 310.7796 | 8.1862 | 4.3532 | 2.1639 | 2.0292 | 3.0581 | 1.5675 | 2.027 | 12.7758 | 3.8094 | 0.76075 | 8.9092 | 2.751 | 251.9818 | 8.4632 | 0.44436 | 19.2726 | 24.7699 | 663.4639 | 61.6568 | 4.8223 | 2.5837 | 7.7532 | 7.6516 | 0.26813 | 1.1998 | 5.2707 | 7.2942 | 6.4944 | 0.0021683 | 0.0012103 | 0.004388 | 1.5493 | 8.3622e-05 | 0.0065429 | 5.9256e-05 | 0.016818 | 0.0024863 | 0.0074897 | 12.7773 | 0.00079395 | 0.6825 | 0.30366 | 8.1718 | 1.2204 | 0.040275 | 1.3064 | 0.28066 | 0.020569 | 0.0075828 | 0.0072399 | 0.003786 | 0.0055307 | 0.0069225 | 0.058777 | 0.077014 | 0.0037788 | 0.033517 | 0.010315 | 1.1506 | 0.00040112 | 0.00040116 | 0.10598 | 0.11422 | 2.9371 | 0.32309 | 0.021609 | 0.050387 | 0.028847 | 0.036893 | 0.0012474 | 0.0050952 | 0.019771 | 0.026335 | 0.024631 | 0.039304 | 0.018603 | 0.055014 | 17.4919 | 0.001363 | 0.099253 | 0.00077356 | 0.4083 | 0.054202 | 0.15172 | 7.2946 | 0.012173 | 23.7369 | 13.6962 | 479.0585 | 27.9209 | 1.6497 | 29.7992 | 13.5335 | 0.92662 | 0.10563 | 0.096948 | 0.05566 | 0.090093 | 0.15521 | 1.9055 | 1.3325 | 0.041387 | 0.89057 | 0.15251 | 20.596 | 0.0037293 | 0.0031509 | 9.91 | 5.1464 | 145.5716 | 13.5336 | 1.7201 | 0.58506 | 0.38285 | 0.6014 | 0.021961 | 0.09029 | 0.39258 | 1.0122 | 1.1535 | 0.026361 | 0.010431 | 0.013828 | 6.9671 | 0.00080754 | 0.21157 | 0.00056251 | 0.84437 | 0.069015 | 0.11822 | 5.4125 | 0.0093993 | 15.565 | 8.9414 | 564.6537 | 19.9391 | 1.7167 | 19.0376 | 7.5345 | 0.50191 | 0.15063 | 0.23828 | 0.031926 | 0.098131 | 0.07769 | 1.7239 | 0.64958 | 0.18262 | 0.53507 | 0.2304 | 12.49 | 0.0029358 | 0.00312 | 3.5768 | 2.8109 | 67.9378 | 8.6265 | 2.8499 | 0.23802 | 0.27798 | 0.70427 | 0.012204 | 0.048785 | 0.21552 | 1.1488 | 1.1083 | 841.754 | 297.8804 | 231.3274 | 196.2066 | 63.214 | 91.8259 | 40.8198 | 3256.4272 | 321.2193 | 88.2381 | 19.0457 | 112.0783 | 10.1025 | 235.1086 | 87.0702 | 13.2688 | 61.9771 | 0.36624 | 2698.3777 | 2.6156 | 7.8978 | 1.9286 | 2.6353 | 9.0895 | 0.60149 | 0.82245 | 4.0268 | 0.30573 | 59.9776 | 0.67645 | 0.0022323 | 0.034763 | 0.027557 | 0.32941 | 0.98364 | 1.0578 | 1.5335 | 1.3222 | 0.86994
3 | 0.18948 | 0.031536 | 0.012491 | 1.281 | 0.99512 | 0.99572 | 0.93349 | 0.042567 | 0.87374 | 0.60419 | 0.80459 | 0.86597 | 0.8839 | 0.16475 | 1317.9793 | 240.3351 | 0.94749 | 0.8389 | 0.13418 | 0.17922 | 0.21919 | 2.4657 | 5.185 | 530.0622 | 0.0048544 | 144.0809 | 110.2556 | 13.9897 | 156.0485 | 14.2168 | 2.0184 | 56.8598 | 15.0438 | 11.6295 | 2398.3229 | 80.7284 | 102.1781 | 1725.1591 | 104.3926 | 91.0757 | 248.1918 | 230.9257 | 258.4703 | 30.4324 | 49.2774 | 0.77668 | 0.10037 | 0.18877 | 0.014579 | 0.0016479 | 6.6339e-05 | 39.2514 | 11.3044 | 2.5363 | 0.71916 | 0.62564 | 0.11508 | 2.7599 | 66.3247 | 11.368 | 0.26077 | 0.84915 | 21.0833 | 77.7771 | 27.9944 | 19.7119 | 150.2871 | 9.3111 | 0.033833 | 0.30684 | 0.93964 | 37.6635 | 16.9971 | 744.2363 | 92.8327 | 3.2398 | 0.076047 | 0.59325 | 0.076441 | 261.9829 | 130.8413 | 92.6017 | 71.0309 | 13.9872 | 1191.4886 | 236.8445 | 79.4975 | 90.601 | 224.4054 | 154.3376 | 90.0036 | 92.8311 | 7.0635 | 0.66455 | 0.72153 | 0.42835 | 64.8704 | 5.0456 | 2.2752 | 1.9803 | 0.18957 | 8.578e-05 | 38.6611 | 1.2713 | 0.25935 | 0.25128 | 0.15305 | 2.5091 | 0.9547 | 0.98174 | 0.5325 | 68.371 | 12.4895 | 29.7985 | 10.1546 | 141.8659 | 171.7736 | 1838.6507 | 223.959 | 427.2555 | 193.0326 | 763.3724 | 305.583 | 97.5171 | 389.8882 | 0.11396 | 0.062606 | 0.015762 | 0.072163 | 0.0096223 | 0.0049626 | 2.717e-05 | 0.0022549 | 28.6022 | 11.3546 | 0.90634 | 0.16919 | 2.7093 | 6.6322 | 401.8443 | 59.1264 | 3.9303 | 5.5844 | 130.1855 | 8.1265 | 135.1511 | 43.0874 | 33.283 | 92.3574 | 602.9288 | 66.9916 | 558.5993 | 8.6948 | 124.2464 | 654.2655 | 130.5909 | 94.4693 | 59.1872 | 75.95 | 197.8023 | 57.9363 | 9.9327 | 180.7817 | 89.1921 | 11.2221 | 49.3275 | 676.5089 | 6.401 | 71.4352 | 69.996 | 192.2913 | 323.4012 | 95.275 | 55.1529 | 34.7539 | 49.0167 | 0.0087305 | 0.001317 | 0.25242 | 31.3241 | 2.3361 | 10.778 | 3.1189 | 308.1425 | 7.6474 | 5.3336 | 0.60998 | 7181.3345 | 760.4182 | 1333.2337 | 1496.8445 | 32.8 | 0.96754 | 24.1096 | 3.2126 | 5334.8836 | 1176.4792 | 470.7109 | 85.301 | 133.4282 | 7.9327 | 155.1229 | 0.0013761 | 26.8958 | 0.14458 | 12.2675 | 52.941 | 3.4537 | 77.4939 | 158.4387 | 0.10875 | 0.29821 | 1.203 | 2.8205 | 0.38302 | 0.25607 | 0.94064 | 0.14403 | 37.0611 | 0.0026496 | 13.398 | 278.337 | 0.02541 | 126.6703 | 5.6289 | 0.045352 | 0.64622 | 0.25894 | 4.7993 | 0.088955 | 1.7632 | 1.0494 | 1.5498 | 0.017703 | 0.11836 | 0.055824 | 4.7019 | 0.035963 | 0.50731 | 0.20303 | 8.4558 | 0.0004037 | 0.0037824 | 0.0028938 | 5.0047 | 0.020811 | 0.39519 | 0.21228 | 0.27224 | 0.0010923 | 0.021227 | 0.012861 | 1.1249 | 0.0049219 | 0.089419 | 0.057522 | 0.7083 | 0.0039268 | 0.047591 | 0.18672 | 0.53654 | 0.28344 | 1.1813 | 352.4621 | 0.014202 | 1.9562 | 0.012436 | 4.1174 | 5.7608 | 2.212 | 205.1635 | 0.24248 | 10.8222 | 9.0945 | 12.7868 | 105621.4891 | 8.2203 | 297.9943 | 9.2576 | 4.167 | 1.8905 | 1.7619 | 2.931 | 1.5615 | 1.7713 | 12.9228 | 4.1374 | 0.72643 | 8.7264 | 2.6932 | 276.8516 | 7.9326 | 0.45777 | 17.6565 | 28.4042 | 696.3423 | 67.8715 | 4.446 | 2.644 | 8.3743 | 7.787 | 0.26973 | 1.1526 | 5.0635 | 6.9275 | 5.888 | 0.0019446 | 0.0011459 | 0.0046525 | 1.4314 | 9.2448e-05 | 0.0072089 | 6.1216e-05 | 0.019521 | 0.002682 | 0.0074188 | 12.0135 | 0.00066341 | 0.6083 | 0.2836 | 7.5688 | 1.3332 | 0.034887 | 1.416 | 0.30176 | 0.020669 | 0.0078843 | 0.0074643 | 0.0033148 | 0.0060408 | 0.0063033 | 0.058311 | 0.077868 | 0.0033434 | 0.029645 | 0.011286 | 1.2312 | 0.00047543 | 0.00044651 | 0.10794 | 0.11512 | 2.9412 | 0.29213 | 0.022109 | 0.05002 | 0.027845 | 0.034902 | 0.00111 | 0.0055827 | 0.019216 | 0.025004 | 0.026849 | 0.040953 | 0.01838 | 0.059476 | 19.4506 | 0.0013179 | 0.094119 | 0.00082325 | 0.41857 | 0.047798 | 0.14255 | 7.821 | 0.011683 | 21.1867 | 13.3774 | 500.8786 | 29.2745 | 1.7311 | 29.1081 | 14.1436 | 0.90274 | 0.12061 | 0.10277 | 0.057589 | 0.086312 | 0.16382 | 1.8898 | 1.4627 | 0.047378 | 0.91753 | 0.14883 | 19.1163 | 0.0034747 | 0.0034201 | 10.9289 | 5.5696 | 162.6618 | 13.3741 | 1.5706 | 0.67548 | 0.39966 | 0.60577 | 0.0202 | 0.093413 | 0.36081 | 1.0187 | 1.158 | 0.025931 | 0.011712 | 0.014061 | 7.1011 | 0.00081721 | 0.2141 | 0.00056988 | 0.93723 | 0.062339 | 0.11441 | 5.2502 | 0.0092893 | 15.7357 | 7.4784 | 482.9368 | 17.842 | 1.8783 | 19.6272 | 8.5693 | 0.55098 | 0.1457 | 0.20814 | 0.026985 | 0.098308 | 0.07171 | 1.8412 | 0.60189 | 0.17937 | 0.54496 | 0.22803 | 12.6378 | 0.002696 | 0.0031692 | 3.5258 | 3.1696 | 65.5375 | 8.7995 | 3.1 | 0.24508 | 0.30099 | 0.61277 | 0.013256 | 0.054168 | 0.22618 | 1.2654 | 1.2712 | 749.1922 | 349.162 | 208.1648 | 226.3728 | 53.6245 | 106.6512 | 37.377 | 2981.4407 | 280.2432 | 79.1323 | 19.7288 | 121.6732 | 8.0546 | 211.9696 | 93.6886 | 13.4746 | 55.8276 | 0.41771 | 3324.7546 | 2.0698 | 5.5951 | 2.3418 | 2.9615 | 13.3556 | 0.39886 | 0.7579 | 3.1554 | 0.34632 | 51.0492 | 0.73351 | 0.002559 | 0.037488 | 0.027865 | 0.31911 | 0.80896 | 1.0316 | 2.0478 | 0.94163 | 0.67504
4 | 0.17926 | 0.024937 | 0.016917 | 1.418 | 0.9927 | 0.99891 | 0.89492 | 0.045783 | 0.86101 | 0.6669 | 0.68798 | 0.7363 | 0.78899 | 0.16246 | 1014.9091 | 219.5665 | 0.94807 | 0.82539 | 0.15266 | 0.3079 | 0.15694 | 0.16033 | 1.5267 | 474.6149 | 0.0077445 | 141.628 | 128.3893 | 13.5685 | 126.2767 | 15.4724 | 2.0576 | 53.4956 | 15.4519 | 9.7619 | 3101.3814 | 85.2234 | 91.7791 | 1811.8818 | 108.1418 | 86.8327 | 291.0887 | 216.0511 | 207.2902 | 36.8779 | 56.7679 | 0.90736 | 0.30324 | 0.22256 | 0.017153 | 0.0017516 | 6.7954e-05 | 33.9551 | 14.2831 | 3.2259 | 0.93807 | 0.59304 | 0.08663 | 2.6793 | 47.234 | 11.0592 | 0.28512 | 0.89056 | 25.3366 | 124.9146 | 25.8219 | 16.2435 | 135.447 | 9.752 | 0.039526 | 0.30099 | 0.72259 | 41.0194 | 14.3504 | 638.4446 | 86.7867 | 3.3501 | 0.083305 | 0.68296 | 0.11532 | 296.3889 | 150.3798 | 101.9175 | 72.8066 | 18.0236 | 1158.0976 | 277.5694 | 92.6679 | 93.0847 | 255.0941 | 183.2342 | 101.4468 | 71.1467 | 7.6027 | 0.5497 | 0.70217 | 0.343 | 55.1099 | 6.7875 | 1.675 | 2.0909 | 0.18417 | 7.6277e-05 | 30.3121 | 1.3073 | 0.24021 | 0.21808 | 0.19497 | 2.5843 | 0.96607 | 1.0346 | 0.39065 | 87.3022 | 19.2987 | 26.4058 | 9.8259 | 139.287 | 183.7408 | 2286.8783 | 244.9412 | 327.5781 | 163.3749 | 914.1287 | 347.4119 | 86.8966 | 401.9432 | 0.19635 | 0.0821 | 0.1099 | 0.064487 | 0.0089404 | 0.0053392 | 2.625e-05 | 0.0025032 | 33.0291 | 10.6487 | 0.83869 | 0.17896 | 2.4125 | 4.7698 | 429.9881 | 74.1183 | 3.6962 | 4.1994 | 140.7871 | 7.9433 | 119.2756 | 51.218 | 30.3814 | 99.3916 | 723.599 | 56.6535 | 690.8278 | 9.961 | 105.7005 | 796.3309 | 166.8259 | 98.6014 | 49.4688 | 67.4312 | 215.6531 | 56.6631 | 8.8212 | 157.5284 | 77.9621 | 10.9064 | 45.0001 | 602.7765 | 7.3328 | 87.3571 | 57.0571 | 178.0745 | 268.0067 | 85.9848 | 47.5254 | 28.772 | 45.9883 | 0.010328 | 0.0012373 | 0.23834 | 26.4901 | 2.3972 | 14.0994 | 2.565 | 220.9061 | 10.8795 | 3.9751 | 0.44033 | 6926.0083 | 763.9963 | 1175.2566 | 1315.8861 | 34.3633 | 1.178 | 23.0279 | 2.4563 | 4942.8365 | 1680.2689 | 482.5294 | 105.5692 | 148.9612 | 9.2703 | 148.1674 | 0.0015922 | 39.6015 | 0.15092 | 12.5441 | 64.5628 | 5.4549 | 63.3428 | 200.7459 | 0.11763 | 0.25781 | 1.5441 | 3.477 | 0.19697 | 0.20015 | 1.2859 | 0.16803 | 34.0704 | 0.0028019 | 12.4617 | 306.7838 | 0.024737 | 126.0364 | 5.0715 | 0.042627 | 0.61438 | 0.27614 | 5.0852 | 0.090442 | 1.7785 | 1.0587 | 1.5692 | 0.020131 | 0.11165 | 0.052525 | 4.3872 | 0.039059 | 0.48881 | 0.20918 | 9.0275 | 0.00042104 | 0.0032751 | 0.0028093 | 5.4714 | 0.018252 | 0.34606 | 0.23479 | 0.27499 | 0.0012082 | 0.022565 | 0.01229 | 1.343 | 0.0051387 | 0.084114 | 0.048312 | 0.68738 | 0.0035617 | 0.043561 | 0.16725 | 0.54208 | 0.29299 | 0.99645 | 254.3624 | 0.017804 | 1.9835 | 0.01258 | 3.1375 | 5.5516 | 2.9527 | 193.9132 | 0.18601 | 9.7887 | 8.923 | 13.1606 | 120826.4839 | 9.1121 | 305.1384 | 8.347 | 4.2316 | 2.123 | 1.8259 | 2.7447 | 1.6189 | 1.8254 | 13.4231 | 4.4469 | 0.78507 | 7.3766 | 2.6245 | 258.1095 | 8.899 | 0.47586 | 18.296 | 26.2433 | 631.3246 | 70.6789 | 4.4172 | 3.0395 | 7.1951 | 8.1092 | 0.29265 | 1.3482 | 4.8272 | 6.4124 | 6.1765 | 0.0022659 | 0.0013742 | 0.0044643 | 1.5712 | 8.6423e-05 | 0.0075894 | 6.345e-05 | 0.017151 | 0.0026463 | 0.0081904 | 13.5174 | 0.00074101 | 0.63056 | 0.2853 | 8.6195 | 1.414 | 0.038588 | 1.3482 | 0.27742 | 0.020887 | 0.0080604 | 0.0073013 | 0.0037107 | 0.0053951 | 0.006535 | 0.062263 | 0.071763 | 0.0033804 | 0.034807 | 0.0098374 | 1.1246 | 0.00043852 | 0.00046104 | 0.098507 | 0.12874 | 3.0757 | 0.32451 | 0.023357 | 0.043694 | 0.028393 | 0.037017 | 0.0011637 | 0.0053588 | 0.020754 | 0.026985 | 0.025164 | 0.037245 | 0.016856 | 0.062288 | 17.0168 | 0.0012601 | 0.097619 | 0.00086058 | 0.41431 | 0.049511 | 0.14649 | 6.9707 | 0.010848 | 22.5401 | 13.2761 | 483.1021 | 27.368 | 1.8391 | 28.4799 | 13.2105 | 0.91714 | 0.11721 | 0.093647 | 0.052962 | 0.098841 | 0.17103 | 1.7692 | 1.4093 | 0.048509 | 0.83316 | 0.15522 | 21.473 | 0.003132 | 0.0032402 | 10.2507 | 5.392 | 142.4623 | 13.7744 | 1.66 | 0.57596 | 0.46093 | 0.62508 | 0.020667 | 0.091461 | 0.33028 | 1.1687 | 1.18 | 0.028271 | 0.011799 | 0.01629 | 6.7255 | 0.00089157 | 0.21883 | 0.00059818 | 0.99788 | 0.061868 | 0.12371 | 4.8756 | 0.0085722 | 15.3558 | 7.7802 | 517.7942 | 20.1644 | 1.8479 | 20.8225 | 8.272 | 0.56204 | 0.14772 | 0.21424 | 0.032224 | 0.11356 | 0.076476 | 2.0675 | 0.63247 | 0.16845 | 0.47191 | 0.20474 | 11.4258 | 0.003283 | 0.0030637 | 3.8878 | 2.6299 | 62.8682 | 8.0666 | 3.0401 | 0.25498 | 0.29163 | 0.62135 | 0.012897 | 0.055447 | 0.22099 | 1.0939 | 1.2437 | 805.8053 | 352.9574 | 218.1702 | 190.359 | 68.3479 | 89.2715 | 36.7072 | 3424.5167 | 257.8971 | 83.79 | 22.5728 | 138.62 | 10.1871 | 251.4815 | 106.6642 | 11.9184 | 51.17 | 0.34245 | 2964.3198 | 2.5121 | 5.0189 | 1.4763 | 2.4578 | 11.8718 | 0.61395 | 0.64832 | 3.2037 | 0.3169 | 39.1025 | 0.76816 | 0.002252 | 0.035662 | 0.024824 | 0.38111 | 0.99613 | 0.97964 | 1.6499 | 1.1775 | 0.77119
5 | 0.14684 | 0.030706 | 0.0087926 | 1.3436 | 0.99662 | 0.99774 | 0.69043 | 0.079775 | 0.81124 | 0.50115 | 0.71548 | 0.76131 | 0.79507 | 0.17494 | 1710.083 | 138.6788 | 0.95086 | 0.81571 | 0.16086 | 0.23235 | 0.16913 | 2.0767 | 6.6801 | 354.401 | 0.0094395 | 137.2038 | 108.2019 | 13.0863 | 165.4689 | 17.9078 | 2.1073 | 63.0783 | 14.3917 | 13.3474 | 2992.8143 | 98.054 | 106.7763 | 1775.722 | 114.6723 | 78.4013 | 241.8062 | 278.203 | 253.143 | 35.1098 | 53.3246 | 0.75698 | 0.051325 | 0.28558 | 0.014775 | 0.0020222 | 6.9216e-05 | 30.6837 | 10.2175 | 3.0283 | 0.80935 | 0.56301 | 0.11269 | 2.0118 | 54.9761 | 9.0618 | 0.35938 | 0.78811 | 27.4517 | 126.269 | 37.5703 | 17.1728 | 117.7396 | 9.4517 | 0.032962 | 0.27602 | 0.9646 | 28.8465 | 20.0654 | 711.0972 | 131.6484 | 3.5711 | 0.07143 | 0.61065 | 0.10195 | 242.8041 | 140.4876 | 80.4336 | 66.7561 | 15.5125 | 1043.281 | 214.647 | 71.2475 | 70.298 | 253.4021 | 151.5272 | 78.0942 | 78.2729 | 7.6579 | 0.49095 | 0.78664 | 0.40165 | 69.86 | 5.867 | 1.888 | 2.6447 | 0.17764 | 7.0194e-05 | 39.0529 | 1.1102 | 0.24981 | 0.24044 | 0.1894 | 3.1242 | 0.96124 | 0.90683 | 0.49685 | 106.1144 | 13.9401 | 39.238 | 7.965 | 123.2103 | 199.4488 | 2252.3114 | 269.7426 | 348.1454 | 158.8047 | 769.1018 | 366.1044 | 100.4555 | 368.5941 | 0.10368 | 0.26752 | 0.139 | 0.085811 | 0.0076462 | 0.0062967 | 2.3181e-05 | 0.0023762 | 26.5126 | 12.8809 | 1.0688 | 0.1573 | 1.9522 | 5.4126 | 331.4115 | 62.1985 | 3.7636 | 5.4756 | 158.3124 | 7.7357 | 111.3364 | 44.7045 | 33.7941 | 80.6628 | 686.5206 | 70.1273 | 595.4003 | 9.5431 | 117.7218 | 622.0968 | 141.7748 | 99.9146 | 58.6805 | 61.4984 | 199.8309 | 47.2112 | 9.6467 | 183.8828 | 94.614 | 9.3601 | 50.0534 | 671.8018 | 6.2821 | 85.6173 | 67.0806 | 208.0248 | 255.7548 | 72.4688 | 48.4331 | 33.5579 | 43.7611 | 0.00847 | 0.0013579 | 0.24457 | 36.1742 | 2.6898 | 14.0283 | 2.4215 | 240.6033 | 10.7095 | 5.5596 | 0.37528 | 6307.9482 | 872.4888 | 1531.786 | 1026.3513 | 33.2245 | 1.0742 | 26.0985 | 2.9493 | 5146.7015 | 1233.2129 | 611.5547 | 81.8975 | 140.1395 | 8.6012 | 165.8079 | 0.0012325 | 27.5394 | 0.15768 | 11.4368 | 84.6509 | 3.1339 | 72.0769 | 188.2564 | 0.11117 | 0.27652 | 1.7035 | 3.5407 | 0.10434 | 0.23813 | 0.9696 | 0.19138 | 35.4199 | 0.0025349 | 14.4938 | 322.1855 | 0.023654 | 115.8822 | 5.2875 | 0.046065 | 0.6259 | 0.24819 | 4.6787 | 0.092554 | 1.7387 | 1.0068 | 1.4921 | 0.018986 | 0.11376 | 0.050657 | 4.4331 | 0.035702 | 0.54534 | 0.22244 | 8.5525 | 0.0004413 | 0.0035048 | 0.0028034 | 5.1579 | 0.02213 | 0.39964 | 0.23899 | 0.2589 | 0.0012431 | 0.01977 | 0.014244 | 1.2799 | 0.0049671 | 0.087576 | 0.054333 | 0.64538 | 0.0032944 | 0.04589 | 0.1707 | 0.52849 | 0.26679 | 1.1371 | 367.9589 | 0.016932 | 1.9625 | 0.01219 | 3.8306 | 4.0004 | 2.3337 | 197.4161 | 0.43492 | 9.393 | 9.0165 | 14.5112 | 115216.8914 | 8.3008 | 334.4955 | 9.4435 | 4.4796 | 2.1967 | 1.9077 | 2.7861 | 1.4911 | 1.6756 | 13.0182 | 4.027 | 0.74977 | 8.5942 | 3.0311 | 249.3802 | 8.3103 | 0.46067 | 16.7421 | 24.5987 | 675.1615 | 69.4224 | 4.9097 | 3.0826 | 7.5666 | 8.3914 | 0.25996 | 1.1677 | 5.4845 | 6.6344 | 6.5629 | 0.0019954 | 0.0012618 | 0.0039845 | 1.3655 | 8.4726e-05 | 0.0073916 | 5.5816e-05 | 0.018216 | 0.0028333 | 0.007359 | 11.8477 | 0.00076776 | 0.59793 | 0.2728 | 8.296 | 1.239 | 0.04132 | 1.2037 | 0.30371 | 0.020081 | 0.0082678 | 0.0067741 | 0.0034207 | 0.00655 | 0.0069959 | 0.054318 | 0.076539 | 0.0034023 | 0.033231 | 0.011688 | 1.0955 | 0.00047003 | 0.00044816 | 0.10224 | 0.1104 | 2.7642 | 0.32772 | 0.020454 | 0.042477 | 0.028462 | 0.035537 | 0.0012554 | 0.0053165 | 0.021918 | 0.024613 | 0.027335 | 0.037892 | 0.016231 | 0.054696 | 16.3215 | 0.0011356 | 0.091516 | 0.00083656 | 0.44537 | 0.051933 | 0.15324 | 7.9255 | 0.011984 | 20.623 | 13.101 | 457.7175 | 25.8933 | 1.7961 | 29.1884 | 14.9893 | 0.96332 | 0.10956 | 0.10082 | 0.054314 | 0.097015 | 0.17763 | 2.0122 | 1.3959 | 0.042082 | 0.92856 | 0.1726 | 20.3875 | 0.0036455 | 0.0036884 | 9.7241 | 4.9374 | 153.8409 | 15.2657 | 1.6687 | 0.68321 | 0.43244 | 0.67184 | 0.021897 | 0.1021 | 0.35726 | 1.1432 | 1.0138 | 0.027346 | 0.010882 | 0.015119 | 7.3166 | 0.00088384 | 0.2151 | 0.00058902 | 1.0222 | 0.067264 | 0.13249 | 5.195 | 0.0084935 | 16.7409 | 8.5914 | 490.8321 | 21.0924 | 1.863 | 18.7836 | 7.6939 | 0.54715 | 0.14374 | 0.19749 | 0.028635 | 0.10847 | 0.070963 | 1.883 | 0.58813 | 0.17703 | 0.46476 | 0.1996 | 11.1615 | 0.0031996 | 0.0031504 | 3.728 | 2.6753 | 58.2906 | 8.3486 | 3.1943 | 0.27287 | 0.26989 | 0.73686 | 0.014645 | 0.049244 | 0.22368 | 1.1972 | 1.1243 | 816.7483 | 326.5309 | 209.5461 | 225.635 | 56.7078 | 94.1636 | 39.1668 | 3058.8358 | 266.0575 | 98.355 | 21.3057 | 117.4643 | 9.3989 | 189.0265 | 107.4469 | 10.3734 | 53.4453 | 0.32575 | 3600.5832 | 2.2868 | 6.2833 | 2.0314 | 3.3289 | 10.9002 | 0.52258 | 0.68975 | 3.5733 | 0.25283 | 65.6869 | 0.6846 | 0.0025391 | 0.038443 | 0.029467 | 0.30366 | 0.7811 | 1.0863 | 1.7064 | 1.0358 | 0.68624
6 | 0.16064 | 0.018381 | 0.018104 | 1.385 | 0.99225 | 0.99164 | 0.96663 | 0.070059 | 0.85904 | 0.60872 | 0.7803 | 0.80758 | 0.82961 | 0.23975 | 1053.0208 | 206.6091 | 0.9551 | 0.84122 | 0.12688 | 0.22287 | 0.064561 | 0.94551 | 2.0917 | 304.1074 | 0.00014592 | 118.6453 | 95.08 | 14.7916 | 148.6823 | 12.5187 | 2.1193 | 57.9564 | 13.0301 | 11.4651 | 2896.0164 | 75.5014 | 93.6772 | 1666.1236 | 123.1199 | 80.8086 | 282.489 | 247.2872 | 208.8347 | 36.3472 | 46.182 | 0.77147 | 0.12613 | 0.20108 | 0.017598 | 0.0020824 | 7.725e-05 | 28.8288 | 11.9774 | 3.3236 | 0.99603 | 0.62212 | 0.094223 | 2.5189 | 52.8415 | 4.0765 | 0.32795 | 0.89994 | 24.0616 | 89.901 | 35.8855 | 20.7067 | 130.621 | 8.0534 | 0.031707 | 0.25679 | 0.82637 | 40.0643 | 12.9669 | 787.7781 | 133.1953 | 3.8777 | 0.097782 | 0.6796 | 0.11441 | 218.5229 | 165.6673 | 78.4139 | 71.8639 | 17.0697 | 1232.9853 | 250.563 | 85.6232 | 88.6799 | 231.309 | 145.3069 | 88.8599 | 90.5429 | 8.8885 | 0.47865 | 0.85489 | 0.26167 | 61.9081 | 5.7137 | 1.8505 | 2.2014 | 0.1649 | 7.6837e-05 | 30.4402 | 1.3535 | 0.24759 | 0.21196 | 0.15732 | 3.2399 | 0.96287 | 1.133 | 0.551 | 86.0651 | 12.7285 | 38.3689 | 8.2073 | 124.7542 | 145.6997 | 2078.4585 | 233.4882 | 307.2175 | 188.8713 | 726.9904 | 335.5188 | 93.6185 | 437.0751 | 0.08504 | 0.36682 | 0.17526 | 0.059674 | 0.0083774 | 0.0054673 | 2.8311e-05 | 0.0020006 | 36.3134 | 11.888 | 1.1311 | 0.18339 | 2.1639 | 6.0347 | 351.8369 | 96.3241 | 2.6546 | 6.0308 | 140.1003 | 9.9299 | 114.0062 | 45.618 | 36.8635 | 102.8643 | 679.8856 | 55.6852 | 626.0967 | 10.4989 | 109.5629 | 634.7418 | 135.5999 | 82.0031 | 63.2875 | 72.5298 | 221.4893 | 60.4295 | 8.9267 | 167.1772 | 87.1535 | 10.0185 | 44.2684 | 534.5542 | 6.1631 | 75.6507 | 53.767 | 205.586 | 240.2843 | 78.0392 | 46.2839 | 32.4882 | 42.3867 | 0.0107 | 0.0012809 | 0.30824 | 37.9781 | 2.4774 | 11.6571 | 2.9413 | 321.6803 | 11.4544 | 4.5073 | 0.51064 | 5678.7946 | 791.3284 | 1204.2431 | 1285.5137 | 29.2105 | 0.80381 | 21.4864 | 2.6023 | 5022.9994 | 1727.2534 | 565.2434 | 86.1115 | 151.4816 | 9.405 | 184.4651 | 0.0011105 | 32.8013 | 0.15402 | 11.7618 | 94.3406 | 5.3807 | 89.2188 | 193.1863 | 0.12072 | 0.25946 | 2.1445 | 3.2291 | 0.3047 | 0.24254 | 0.83393 | 0.17832 | 35.9084 | 0.0025662 | 13.155 | 325.7644 | 0.025782 | 114.3821 | 5.652 | 0.044668 | 0.6384 | 0.27804 | 4.9814 | 0.094752 | 1.6545 | 1.0122 | 1.6002 | 0.018412 | 0.116 | 0.05479 | 4.2192 | 0.040071 | 0.54255 | 0.2122 | 8.9273 | 0.00045591 | 0.003606 | 0.0029734 | 4.6763 | 0.018427 | 0.38007 | 0.20413 | 0.28775 | 0.0011309 | 0.021891 | 0.014415 | 1.2988 | 0.0052352 | 0.10175 | 0.057794 | 0.7307 | 0.0037859 | 0.0486 | 0.16469 | 0.541 | 0.30566 | 1.1064 | 288.4113 | 0.012392 | 1.9395 | 0.01167 | 3.9343 | 4.4975 | 2.4986 | 188.0501 | 0.36433 | 10.1098 | 8.8115 | 15.1012 | 113462.873 | 8.505 | 329.739 | 9.5203 | 4.1301 | 2.2309 | 2.113 | 2.5476 | 1.4697 | 1.9419 | 13.1485 | 3.8438 | 0.76698 | 8.0426 | 2.8538 | 275.2667 | 7.9709 | 0.46485 | 17.4778 | 25.017 | 601.0443 | 65.1202 | 4.6131 | 2.749 | 7.4053 | 8.2597 | 0.27212 | 1.285 | 5.5255 | 6.424 | 6.0251 | 0.0020107 | 0.0011602 | 0.0042632 | 1.4565 | 9.3121e-05 | 0.006613 | 5.7643e-05 | 0.018937 | 0.0023826 | 0.0082721 | 13.7527 | 0.0007306 | 0.6958 | 0.32336 | 8.4979 | 1.362 | 0.036522 | 1.3378 | 0.285 | 0.021269 | 0.007015 | 0.0063754 | 0.0034904 | 0.0065183 | 0.0073564 | 0.057284 | 0.079886 | 0.0034659 | 0.035543 | 0.011388 | 1.1954 | 0.00042373 | 0.00047744 | 0.096314 | 0.11684 | 2.6509 | 0.31389 | 0.022186 | 0.042585 | 0.02714 | 0.036412 | 0.001144 | 0.0058081 | 0.018891 | 0.027461 | 0.023677 | 0.042092 | 0.018799 | 0.055953 | 18.5981 | 0.0012757 | 0.1033 | 0.0008058 | 0.39993 | 0.046179 | 0.14069 | 7.4323 | 0.010248 | 22.828 | 14.4897 | 501.7371 | 26.8293 | 1.8725 | 27.3817 | 13.3637 | 0.93898 | 0.10036 | 0.092744 | 0.05903 | 0.095518 | 0.16268 | 1.7618 | 1.3002 | 0.042889 | 0.79658 | 0.1604 | 18.1356 | 0.0033242 | 0.0037825 | 10.4175 | 4.9501 | 141.4382 | 13.0228 | 1.7431 | 0.62378 | 0.44486 | 0.62064 | 0.020811 | 0.089741 | 0.3336 | 1.0873 | 1.0966 | 0.029147 | 0.0099926 | 0.015214 | 6.4359 | 0.00087687 | 0.23237 | 0.00056674 | 0.89308 | 0.064906 | 0.13143 | 5.556 | 0.0077871 | 16.3549 | 8.3758 | 538.3526 | 17.9517 | 1.7707 | 18.1815 | 8.0805 | 0.48929 | 0.16563 | 0.20255 | 0.029804 | 0.11302 | 0.083125 | 1.7721 | 0.561 | 0.18689 | 0.4497 | 0.22581 | 13.13 | 0.0030157 | 0.0028642 | 3.6906 | 2.8401 | 62.4063 | 8.9636 | 3.3907 | 0.26054 | 0.3208 | 0.62976 | 0.012689 | 0.048303 | 0.21621 | 1.3156 | 1.1506 | 758.207 | 267.0613 | 255.449 | 186.557 | 60.5879 | 85.7308 | 44.9157 | 3456.6722 | 289.3609 | 81.8923 | 17.5926 | 122.8515 | 9.5375 | 227.5115 | 89.0303 | 11.7559 | 65.0843 | 0.43526 | 2346.919 | 2.8491 | 5.9013 | 1.4901 | 3.145 | 10.133 | 0.54786 | 0.69795 | 3.075 | 0.28456 | 72.9098 | 0.81119 | 0.0022815 | 0.039205 | 0.026323 | 0.36618 | 0.87362 | 0.94098 | 1.7496 | 1.3146 | 0.6979
7 | 0.17442 | 0.027083 | 0.013268 | 1.3076 | 0.99568 | 0.99334 | 0.7591 | 0.049692 | 0.77092 | 0.71325 | 0.76075 | 0.8188 | 0.7762 | 0.23417 | 1194.8515 | 336.6846 | 0.96199 | 0.81985 | 0.12437 | 0.15705 | 0.4517 | 2.2618 | 5.9345 | 691.8857 | 0.0042952 | 147.3491 | 103.9778 | 16.3837 | 162.8089 | 15.8034 | 1.8229 | 64.269 | 16.1972 | 13.9328 | 2842.8892 | 91.9029 | 80.4262 | 1862.0776 | 130.7341 | 97.862 | 309.9307 | 271.2402 | 215.1951 | 31.5851 | 48.3402 | 0.84508 | 0.25323 | 0.29518 | 0.018086 | 0.0020481 | 7.0606e-05 | 38.0486 | 9.6972 | 2.8517 | 0.85951 | 0.52264 | 0.10205 | 2.1653 | 53.37 | 10.3413 | 0.31247 | 0.87187 | 16.8574 | 87.3116 | 31.8416 | 17.8591 | 139.9958 | 9.5629 | 0.039277 | 0.28676 | 0.84801 | 30.9917 | 20.7148 | 848.4447 | 100.0021 | 2.889 | 0.10547 | 0.43026 | 0.11986 | 223.1142 | 157.0893 | 96.9253 | 57.7217 | 16.295 | 1258.4328 | 219.4395 | 76.6067 | 91.381 | 221.666 | 140.7614 | 83.1179 | 79.7415 | 8.6891 | 0.73323 | 0.91937 | 0.52213 | 50.7658 | 6.7038 | 2.2932 | 2.6061 | 0.19835 | 7.0703e-05 | 31.6269 | 1.1851 | 0.26975 | 0.27392 | 0.1455 | 2.9882 | 0.96456 | 1.0754 | 0.34338 | 82.8436 | 16.6107 | 29.4297 | 9.2267 | 135.441 | 151.5047 | 2047.2 | 211.4569 | 398.9859 | 176.4627 | 855.8132 | 381.0344 | 85.8443 | 476.9292 | 0.24622 | 0.037759 | 0.10663 | 0.067923 | 0.0092323 | 0.0061531 | 2.0649e-05 | 0.002462 | 36.954 | 10.3319 | 0.80181 | 0.17641 | 2.6854 | 5.8274 | 394.9454 | 76.5569 | 3.3053 | 5.1637 | 136.1484 | 9.1896 | 127.543 | 48.901 | 35.3307 | 94.7594 | 710.3483 | 66.4673 | 732.7725 | 10.0871 | 123.0444 | 657.2709 | 147.604 | 107.2813 | 52.3096 | 73.1439 | 226.6223 | 61.8214 | 8.3595 | 203.2799 | 90.2181 | 12.5047 | 43.1279 | 516.1186 | 6.9672 | 82.786 | 66.3775 | 168.7138 | 286.2033 | 76.4503 | 55.35 | 32.3538 | 39.6752 | 0.0089428 | 0.0012061 | 0.22345 | 37.1032 | 2.4461 | 8.8704 | 2.2962 | 289.6739 | 11.5708 | 6.0323 | 0.53715 | 6380.3426 | 834.1212 | 1440.4605 | 1324.9218 | 35.0042 | 1.2211 | 27.0069 | 3.0294 | 5957.6603 | 1833.5631 | 585.4006 | 107.9647 | 120.7653 | 9.576 | 175.6709 | 0.0011634 | 33.7385 | 0.18373 | 13.442 | 55.7442 | 4.1444 | 84.3339 | 169.2057 | 0.12478 | 0.28457 | 1.9344 | 2.3091 | 0.16951 | 0.2112 | 1.3244 | 0.13213 | 31.549 | 0.0030426 | 12.8632 | 307.9247 | 0.0225 | 121.44 | 5.2364 | 0.045762 | 0.68645 | 0.25556 | 4.9638 | 0.087119 | 1.8203 | 1.1265 | 1.4054 | 0.01911 | 0.11282 | 0.054378 | 4.582 | 0.038067 | 0.4994 | 0.20604 | 8.0839 | 0.00046509 | 0.003421 | 0.0029065 | 4.8386 | 0.02039 | 0.3544 | 0.24442 | 0.24244 | 0.0010982 | 0.019007 | 0.014509 | 1.3034 | 0.005658 | 0.086934 | 0.048864 | 0.67366 | 0.003374 | 0.044033 | 0.18102 | 0.5244 | 0.26212 | 1.0254 | 348.3192 | 0.013223 | 1.9971 | 0.011802 | 5.0925 | 4.9882 | 2.5861 | 196.9026 | 0.14467 | 10.3005 | 8.3824 | 15.1953 | 108453.2922 | 7.941 | 349.2967 | 9.6927 | 4.4062 | 2.0896 | 2.0155 | 2.8015 | 1.6761 | 1.9313 | 14.3024 | 3.7818 | 0.67395 | 7.7239 | 2.7715 | 243.9833 | 9.1181 | 0.45023 | 20.3767 | 29.3873 | 619.6649 | 67.6936 | 4.646 | 2.9349 | 7.8099 | 6.9591 | 0.24072 | 1.2106 | 5.4309 | 7.1889 | 6.3875 | 0.0019621 | 0.0013054 | 0.004612 | 1.4776 | 9.4826e-05 | 0.0067999 | 5.6846e-05 | 0.01795 | 0.0024294 | 0.0086029 | 13.8888 | 0.00080265 | 0.61547 | 0.32702 | 8.1828 | 1.373 | 0.034459 | 1.3904 | 0.27565 | 0.019439 | 0.0069842 | 0.0066212 | 0.0032661 | 0.005652 | 0.0062686 | 0.0615 | 0.079214 | 0.0038947 | 0.032333 | 0.011582 | 1.078 | 0.00045727 | 0.00042603 | 0.095038 | 0.12976 | 2.7021 | 0.30827 | 0.022434 | 0.04677 | 0.025321 | 0.038496 | 0.0012675 | 0.0049405 | 0.02173 | 0.024933 | 0.023142 | 0.037589 | 0.017007 | 0.056593 | 19.0621 | 0.0011958 | 0.092363 | 0.00078092 | 0.44785 | 0.049361 | 0.16701 | 6.6362 | 0.010617 | 22.2713 | 14.6399 | 469.3874 | 28.89 | 1.7558 | 28.8311 | 14.538 | 0.82221 | 0.11267 | 0.095836 | 0.058365 | 0.091249 | 0.18243 | 1.7924 | 1.5158 | 0.041793 | 0.88046 | 0.16576 | 18.7249 | 0.0035786 | 0.0036288 | 11.0585 | 5.025 | 156.2282 | 13.2865 | 1.6248 | 0.61341 | 0.42023 | 0.55921 | 0.018823 | 0.099707 | 0.34398 | 1.1836 | 1.0285 | 0.025282 | 0.012073 | 0.01451 | 6.6518 | 0.00090652 | 0.23906 | 0.0005786 | 0.96572 | 0.065541 | 0.11313 | 4.9877 | 0.0082392 | 15.908 | 8.6874 | 544.8025 | 19.4168 | 1.7274 | 17.7266 | 7.605 | 0.49438 | 0.15414 | 0.23414 | 0.028785 | 0.11447 | 0.077573 | 2.0026 | 0.62013 | 0.18927 | 0.48069 | 0.18975 | 11.3856 | 0.0031592 | 0.0026966 | 4.1197 | 3.0195 | 56.6343 | 8.0372 | 3.0564 | 0.27785 | 0.28359 | 0.71588 | 0.012599 | 0.047905 | 0.20915 | 1.1271 | 1.2076 | 700.9835 | 286.9706 | 261.1956 | 193.3766 | 57.2943 | 108.9876 | 44.1274 | 3363.5261 | 302.7792 | 85.0821 | 17.8725 | 113.1467 | 8.4491 | 220.2305 | 100.8671 | 12.0458 | 58.2103 | 0.38408 | 2814.3168 | 2.2466 | 6.9843 | 1.5829 | 2.8636 | 9.9709 | 0.42288 | 0.9728 | 2.7391 | 0.22746 | 48.0474 | 0.79965 | 0.0023172 | 0.039013 | 0.024678 | 0.34401 | 1.0439 | 0.973 | 1.8426 | 1.2268 | 0.89722
8 | 0.1393 | 0.01582 | 0.022537 | 1.2622 | 0.99989 | 0.99444 | 0.81765 | 0.089145 | 0.92159 | 0.39256 | 0.85046 | 0.81488 | 0.84137 | 0.2229 | 1826.3377 | 364.9954 | 0.93235 | 0.86494 | 0.18594 | 0.25904 | 0.33977 | 1.8431 | 3.2977 | 617.1118 | 0.0088397 | 174.4157 | 121.349 | 16.8903 | 139.1539 | 13.3659 | 2.0524 | 52.0806 | 14.0044 | 13.6547 | 2941.6386 | 95.9961 | 104.8113 | 1487.5757 | 120.8269 | 92.4138 | 281.4169 | 273.7271 | 199.0047 | 37.4698 | 44.4866 | 0.87049 | 0.31886 | 0.051427 | 0.013521 | 0.0022043 | 7.5983e-05 | 31.2222 | 12.5217 | 2.933 | 0.7621 | 0.49793 | 0.11005 | 2.3313 | 48.6749 | 3.7471 | 0.29228 | 0.86813 | 22.2739 | 98.7144 | 37.879 | 21.6065 | 128.7045 | 9.8464 | 0.034104 | 0.27163 | 0.90241 | 41.7377 | 15.2441 | 688.6083 | 94.3561 | 3.7953 | 0.086968 | 0.4729 | 0.10968 | 276.7871 | 143.8674 | 82.4119 | 66.8918 | 16.543 | 1107.1504 | 226.9451 | 96.3572 | 80.2349 | 281.4249 | 162.5747 | 78.5371 | 73.187 | 6.9297 | 0.69946 | 0.66645 | 0.37929 | 56.6042 | 4.8518 | 1.9556 | 2.153 | 0.1951 | 7.3707e-05 | 35.9937 | 1.0131 | 0.22018 | 0.20458 | 0.13683 | 3.3036 | 0.96342 | 1.3632 | 0.42188 | 90.266 | 16.2216 | 26.5387 | 8.1493 | 158.4057 | 184.4024 | 2173.3826 | 248.0532 | 417.1996 | 165.7436 | 790.7488 | 368.9321 | 91.5221 | 409.9777 | 0.40371 | 0.31865 | 0.19083 | 0.077713 | 0.0086245 | 0.0058071 | 2.0267e-05 | 0.0020441 | 30.0889 | 9.7401 | 0.87963 | 0.20342 | 2.0653 | 6.8711 | 376.1912 | 65.5354 | 2.7147 | 5.3526 | 143.2862 | 10.212 | 139.6775 | 49.6998 | 29.0705 | 79.994 | 697.772 | 57.3622 | 723.6238 | 9.8836 | 114.7442 | 679.9762 | 146.566 | 108.8456 | 54.228 | 62.7862 | 222.3392 | 51.0112 | 8.3371 | 177.7571 | 90.8283 | 9.7078 | 52.032 | 591.0832 | 5.952 | 68.4696 | 63.8053 | 158.6475 | 300.9219 | 82.0846 | 43.5379 | 29.4889 | 43.1188 | 0.010007 | 0.0013696 | 0.31544 | 34.8472 | 2.8355 | 9.268 | 2.7781 | 203.5736 | 8.7907 | 4.296 | 0.48054 | 6140.3739 | 892.6867 | 1404.1312 | 1141.7864 | 31.256 | 1.1472 | 24.2214 | 2.5039 | 4499.5249 | 1434.3314 | 521.668 | 101.3621 | 129.0667 | 9.9595 | 171.6906 | 0.0015292 | 35.2425 | 0.18093 | 14.3749 | 79.0802 | 4.7352 | 52.1187 | 211.096 | 0.11547 | 0.23849 | 2.8986 | 2.6892 | 0.14485 | 0.22205 | 0.90527 | 0.17467 | 36.8638 | 0.0027512 | 13.0301 | 276.8347 | 0.022701 | 122.3802 | 4.9139 | 0.046652 | 0.6499 | 0.24332 | 4.7893 | 0.10094 | 1.7268 | 1.1018 | 1.4554 | 0.018311 | 0.12461 | 0.055234 | 4.1272 | 0.038244 | 0.52994 | 0.21678 | 8.0413 | 0.00043618 | 0.0033994 | 0.0028545 | 4.7573 | 0.019405 | 0.3346 | 0.21529 | 0.256 | 0.0012807 | 0.02201 | 0.012648 | 1.1762 | 0.0053283 | 0.088948 | 0.052732 | 0.71923 | 0.0038195 | 0.046995 | 0.18899 | 0.53886 | 0.29933 | 1.1601 | 260.8778 | 0.015665 | 1.9523 | 0.012823 | 3.7915 | 4.7522 | 2.6356 | 191.9252 | 0.30048 | 10.8819 | 8.0859 | 14.7463 | 117234.2202 | 8.1158 | 356.2306 | 9.6033 | 4.665 | 2.0522 | 1.8379 | 2.8467 | 1.7373 | 1.7158 | 14.8381 | 3.9001 | 0.68808 | 8.6587 | 2.7242 | 253.9332 | 8.2431 | 0.48641 | 19.3213 | 25.6106 | 652.5719 | 61.0427 | 4.1252 | 3.0994 | 7.6767 | 7.5788 | 0.24623 | 1.3165 | 5.1332 | 7.2375 | 6.1367 | 0.0020664 | 0.001171 | 0.0040623 | 1.3738 | 8.2696e-05 | 0.0069998 | 6.4898e-05 | 0.017133 | 0.0027986 | 0.0087343 | 13.2979 | 0.00072081 | 0.65787 | 0.27915 | 8.5232 | 1.1951 | 0.040573 | 1.25 | 0.28451 | 0.01924 | 0.0074728 | 0.0074964 | 0.0031913 | 0.0059393 | 0.0067555 | 0.063687 | 0.072178 | 0.0036246 | 0.031677 | 0.010569 | 1.2495 | 0.00043492 | 0.00043467 | 0.092836 | 0.11796 | 2.5744 | 0.28798 | 0.019689 | 0.048879 | 0.027457 | 0.037972 | 0.0010783 | 0.0055568 | 0.019467 | 0.023865 | 0.026475 | 0.041156 | 0.016013 | 0.064552 | 17.6229 | 0.0012498 | 0.10436 | 0.00091236 | 0.43562 | 0.045511 | 0.13919 | 8.0509 | 0.010304 | 23.171 | 14.0913 | 523.0399 | 29.4489 | 1.879 | 30.4163 | 13.0864 | 0.89252 | 0.10332 | 0.10208 | 0.054999 | 0.099938 | 0.15901 | 1.8313 | 1.4745 | 0.045892 | 0.76702 | 0.16818 | 18.9917 | 0.003506 | 0.0033834 | 9.9904 | 5.1128 | 164.6212 | 14.7947 | 1.8055 | 0.60366 | 0.42735 | 0.56856 | 0.022205 | 0.10107 | 0.34817 | 1.0541 | 1.0014 | 0.026962 | 0.010759 | 0.014043 | 7.0354 | 0.00091066 | 0.20577 | 0.00063501 | 1.0166 | 0.059494 | 0.12223 | 5.0229 | 0.009169 | 14.9025 | 7.6325 | 496.6385 | 18.2963 | 1.8287 | 19.6973 | 8.1933 | 0.55847 | 0.15556 | 0.21963 | 0.029412 | 0.1094 | 0.075112 | 1.8219 | 0.55563 | 0.18464 | 0.50729 | 0.20203 | 12.8022 | 0.0031168 | 0.0032661 | 3.8296 | 2.9486 | 61.5419 | 8.4969 | 3.3292 | 0.24347 | 0.27936 | 0.68683 | 0.013439 | 0.053186 | 0.24159 | 1.181 | 1.3082 | 685.6325 | 339.5364 | 245.1937 | 204.3855 | 55.7032 | 114.3003 | 46.9582 | 3866.8289 | 283.0592 | 91.3807 | 20.9501 | 104.3006 | 9.8636 | 198.5811 | 99.354 | 13.7473 | 58.7521 | 0.34488 | 2263.1188 | 2.8108 | 7.3631 | 2.0821 | 3.3809 | 13.2521 | 0.48896 | 0.91651 | 4.4669 | 0.32834 | 74.2914 | 0.74532 | 0.0022931 | 0.038201 | 0.028924 | 0.33966 | 0.93287 | 0.75461 | 1.4235 | 1.068 | 0.75747
9 | 0.14456 | 0.021384 | 0.007399 | 1.4441 | 0.99334 | 0.99842 | 0.78624 | 0.058952 | 0.87969 | 0.54721 | 0.74094 | 0.7862 | 0.85784 | 0.17184 | 1485.4368 | 182.3761 | 0.95916 | 0.84437 | 0.2034 | 0.24764 | 0.49061 | 2.8356 | 3.1696 | 203.7657 | 0.0095386 | 145.0896 | 95.4877 | 13.8468 | 123.4412 | 15.3403 | 1.6329 | 60.7819 | 13.7731 | 12.8339 | 3040.6378 | 87.143 | 93.362 | 1551.143 | 116.0255 | 77.6796 | 251.0023 | 219.9851 | 237.5123 | 29.1682 | 47.2998 | 0.85623 | 0.2867 | 0.37412 | 0.018768 | 0.0016345 | 8.7215e-05 | 29.6904 | 12.0272 | 2.9933 | 0.83597 | 0.52946 | 0.10939 | 2.6239 | 45.3306 | 8.9833 | 0.24375 | 0.83134 | 26.4803 | 103.4969 | 30.889 | 20.2471 | 144.8545 | 9.1576 | 0.035238 | 0.25117 | 0.75673 | 35.3629 | 12.2485 | 661.7663 | 82.7646 | 2.3234 | 0.080077 | 0.64298 | 0.079229 | 271.3424 | 163.7158 | 99.4381 | 56.129 | 16.2187 | 1364.9815 | 264.5122 | 87.7144 | 83.7833 | 242.5812 | 177.6909 | 80.2563 | 91.5311 | 8.0768 | 0.60145 | 0.75975 | 0.18703 | 48.6571 | 5.977 | 2.3935 | 2.7439 | 0.18568 | 6.7546e-05 | 34.2657 | 1.0522 | 0.25555 | 0.17584 | 0.18134 | 3.0544 | 0.95514 | 0.87678 | 0.40402 | 81.4277 | 17.6485 | 36.7083 | 7.8622 | 148.8537 | 130.7302 | 2195.1747 | 277.2135 | 294.5078 | 203.4009 | 691.371 | 341.0913 | 78.2789 | 449.8418 | 0.014166 | 0.12259 | 0.19552 | 0.082204 | 0.0084844 | 0.0066633 | 2.2871e-05 | 0.0026024 | 27.6243 | 13.1649 | 1.0154 | 0.18639 | 2.3464 | 4.4944 | 406.0934 | 93.1126 | 4.0577 | 5.8547 | 151.178 | 9.3715 | 109.2285 | 46.2695 | 31.1114 | 81.7998 | 767.3607 | 61.2268 | 583.7679 | 9.7022 | 136.0507 | 666.7502 | 126.9329 | 95.0355 | 62.6322 | 70.3634 | 246.1884 | 58.4931 | 10.1008 | 152.087 | 82.4845 | 10.3805 | 42.676 | 620.3089 | 7.393 | 76.7009 | 58.6594 | 183.2306 | 308.9109 | 80.1936 | 42.8701 | 30.9663 | 44.5032 | 0.012162 | 0.00096005 | 0.27774 | 28.7035 | 2.1533 | 13.1561 | 3.3459 | 261.6439 | 11.0722 | 5.3964 | 0.53933 | 7052.2027 | 961.1827 | 1373.365 | 1047.3588 | 30.8624 | 0.7589 | 20.8143 | 2.5151 | 4719.5196 | 1511.0494 | 603.0651 | 107.1122 | 124.467 | 8.8999 | 160.7739 | 0.0013111 | 28.4421 | 0.15583 | 11.1314 | 87.6465 | 4.496 | 69.2058 | 175.4867 | 0.11002 | 0.22313 | 2.7576 | 2.5998 | 0.156 | 0.25237 | 1.2295 | 0.19353 | 33.4458 | 0.0028388 | 12.643 | 294.0521 | 0.025099 | 118.4963 | 5.7708 | 0.043359 | 0.63522 | 0.24001 | 5.0546 | 0.097464 | 1.7487 | 1.0934 | 1.5652 | 0.018749 | 0.11688 | 0.054225 | 4.527 | 0.037905 | 0.50409 | 0.22873 | 7.9278 | 0.00040872 | 0.0032195 | 0.0031861 | 5.3584 | 0.021973 | 0.38391 | 0.21565 | 0.26422 | 0.0011983 | 0.020273 | 0.01335 | 1.3274 | 0.0051835 | 0.091563 | 0.055652 | 0.76103 | 0.0037349 | 0.045414 | 0.16223 | 0.51071 | 0.29557 | 1.066 | 284.2595 | 0.017578 | 1.9617 | 0.011297 | 4.9124 | 5.3026 | 2.9249 | 192.9171 | 0.52591 | 9.2276 | 8.6371 | 13.7444 | 109701.4707 | 9.0464 | 319.9212 | 8.7427 | 4.255 | 2.0466 | 1.9296 | 2.5766 | 1.7062 | 1.7084 | 13.7559 | 4.3767 | 0.77349 | 8.0994 | 3.0553 | 255.7732 | 8.6856 | 0.42586 | 17.9925 | 29.0467 | 623.09 | 59.6742 | 4.778 | 2.9978 | 7.9668 | 7.3804 | 0.28267 | 1.2616 | 4.6882 | 7.5811 | 6.7005 | 0.002113 | 0.001186 | 0.00392 | 1.4914 | 8.06e-05 | 0.0067127 | 5.4658e-05 | 0.016722 | 0.002408 | 0.0078932 | 12.6737 | 0.00077247 | 0.59413 | 0.30294 | 7.6355 | 1.2083 | 0.038926 | 1.1673 | 0.29513 | 0.020324 | 0.0069109 | 0.0064878 | 0.0035115 | 0.0056275 | 0.007498 | 0.056756 | 0.075689 | 0.0035374 | 0.035944 | 0.010862 | 1.0352 | 0.00041888 | 0.00040821 | 0.10107 | 0.12035 | 2.8789 | 0.32113 | 0.020885 | 0.045953 | 0.026549 | 0.033192 | 0.0011051 | 0.0054371 | 0.020082 | 0.024425 | 0.027249 | 0.03886 | 0.017112 | 0.057188 | 16.5217 | 0.0013477 | 0.11023 | 0.00078317 | 0.42817 | 0.053819 | 0.16345 | 6.8771 | 0.011257 | 22.9214 | 15.0574 | 474.9053 | 26.4921 | 1.7086 | 27.7858 | 14.7454 | 0.8733 | 0.11589 | 0.090548 | 0.056948 | 0.10363 | 0.16029 | 1.8641 | 1.3678 | 0.045224 | 0.8693 | 0.17916 | 18.4669 | 0.0031943 | 0.0031036 | 9.1097 | 5.3438 | 158.8075 | 15.0825 | 1.7692 | 0.66153 | 0.43358 | 0.64123 | 0.019252 | 0.084115 | 0.38951 | 0.99925 | 1.0603 | 0.029921 | 0.010585 | 0.016637 | 7.348 | 0.00077236 | 0.2378 | 0.00062834 | 0.85457 | 0.066303 | 0.13554 | 5.6017 | 0.0083923 | 17.0332 | 8.4552 | 580.6905 | 17.3952 | 1.6857 | 17.388 | 8.9727 | 0.58475 | 0.13732 | 0.22167 | 0.02931 | 0.10684 | 0.079729 | 2.0808 | 0.59681 | 0.17481 | 0.54179 | 0.2188 | 13.3449 | 0.0030843 | 0.0032298 | 3.6212 | 3.0956 | 66.904 | 7.8843 | 3.2332 | 0.28406 | 0.32787 | 0.71068 | 0.01364 | 0.053899 | 0.21335 | 1.1036 | 1.1665 | 645.7831 | 342.2845 | 266.3357 | 209.42 | 69.8622 | 99.6332 | 40.5003 | 3825.1969 | 260.7883 | 99.3439 | 22.2799 | 130.2666 | 9.2101 | 224.0905 | 112.3495 | 11.4549 | 62.1871 | 0.47707 | 3464.1165 | 2.1778 | 6.5402 | 1.8805 | 2.38 | 11.4776 | 0.59322 | 0.77067 | 4.2886 | 0.26523 | 33.0313 | 0.71113 | 0.0024192 | 0.040113 | 0.026824 | 0.3094 | 1.016 | 1.0402 | 1.4519 | 1.2037 | 0.88934
10 | 0.1869 | 0.020069 | 0.011659 | 1.135 | 0.99158 | 0.99971 | 0.87854 | 0.087876 | 0.88171 | 0.56011 | 0.69777 | 0.77569 | 0.8497 | 0.19149 | 1486.1589 | 417.087 | 0.95794 | 0.85383 | 0.19529 | 0.3326 | 0.13269 | 3.4644 | 4.819 | 135.3854 | 0.0018389 | 153.7982 | 122.2787 | 14.1599 | 151.8043 | 14.0908 | 2.208 | 50.568 | 13.5698 | 11.8875 | 2690.4893 | 78.237 | 90.4548 | 1693.9214 | 103.6881 | 76.902 | 298.509 | 266.1122 | 217.4068 | 32.5407 | 51.5477 | 0.70454 | 0.12238 | 0.16205 | 0.016032 | 0.001847 | 8.0076e-05 | 32.9752 | 13.4479 | 3.57 | 0.80478 | 0.61016 | 0.0808 | 1.9398 | 57.0997 | 6.3146 | 0.29409 | 0.75394 | 24.9628 | 120.9333 | 39.0647 | 24.0443 | 153.9845 | 9.0386 | 0.030432 | 0.28422 | 0.92945 | 34.3793 | 17.5073 | 919.2984 | 112.3953 | 2.101 | 0.12964 | 0.43806 | 0.12309 | 229.4141 | 145.8963 | 88.5323 | 69.0466 | 15.9225 | 1297.2057 | 269.8897 | 66.849 | 69.046 | 278.2731 | 138.2851 | 97.1949 | 83.1595 | 7.1744 | 0.61546 | 0.96879 | 0.30965 | 49.5568 | 6.3094 | 1.7687 | 2.7233 | 0.16081 | 6.4687e-05 | 36.855 | 1.2582 | 0.22842 | 0.18627 | 0.14238 | 3.5451 | 0.95288 | 1.3285 | 0.45603 | 79.4415 | 14.3644 | 37.5674 | 9.9613 | 125.9698 | 211.5272 | 1714.8646 | 216.8453 | 359.517 | 185.5424 | 861.987 | 327.6255 | 77.652 | 430.5839 | 0.38262 | 0.14239 | 0.062814 | 0.06735 | 0.0098116 | 0.0071997 | 2.5236e-05 | 0.0023962 | 38.7065 | 12.434 | 1.1451 | 0.16097 | 2.6324 | 4.2787 | 292.3805 | 86.3802 | 4.1055 | 3.96 | 154.4864 | 9.4355 | 118.0916 | 40.2865 | 37.7642 | 83.387 | 654.2579 | 63.5689 | 700.1719 | 10.3607 | 129.9071 | 746.3982 | 161.4843 | 92.0318 | 60.9297 | 77.1051 | 253.5376 | 53.5529 | 10.0517 | 160.9057 | 81.3269 | 11.5524 | 47.5964 | 579.5401 | 5.7062 | 65.8125 | 64.5289 | 191.1603 | 290.101 | 86.3526 | 53.3985 | 27.8547 | 47.271 | 0.011501 | 0.0010533 | 0.28604 | 33.5371 | 2.6722 | 9.788 | 3.2349 | 301.9058 | 8.3652 | 5.7835 | 0.51525 | 6677.3228 | 846.0156 | 1430.5751 | 1214.247 | 32.2246 | 0.91236 | 26.6126 | 2.6834 | 4632.4781 | 1315.507 | 624.2903 | 93.9229 | 137.4997 | 8.5432 | 186.9084 | 0.0011916 | 37.1241 | 0.16208 | 14.3176 | 66.1059 | 4.8692 | 60.9889 | 194.6492 | 0.12286 | 0.22189 | 2.3009 | 3.7575 | 0.22791 | 0.20466 | 1.0203 | 0.19797 | 30.82 | 0.0028931 | 13.8444 | 316.2366 | 0.026287 | 131.0133 | 5.4263 | 0.045561 | 0.65291 | 0.26496 | 4.7288 | 0.093145 | 1.8519 | 1.065 | 1.4441 | 0.019207 | 0.10695 | 0.052058 | 4.3615 | 0.038794 | 0.52676 | 0.21858 | 7.8538 | 0.00041641 | 0.0036526 | 0.0027163 | 5.5378 | 0.02062 | 0.35798 | 0.23062 | 0.25093 | 0.0011506 | 0.021341 | 0.012073 | 1.1958 | 0.0053962 | 0.090917 | 0.050989 | 0.69536 | 0.0033495 | 0.043086 | 0.18296 | 0.52334 | 0.30289 | 1.0512 | 271.2328 | 0.014529 | 1.9885 | 0.012755 | 5.2008 | 4.3432 | 2.6713 | 186.284 | 0.1655 | 9.3578 | 9.1335 | 12.9761 | 103480.5671 | 8.3408 | 293.1256 | 9.1896 | 4.7123 | 1.9121 | 1.7397 | 2.7365 | 1.6821 | 1.6797 | 15.0733 | 4.2038 | 0.66402 | 7.6037 | 2.5563 | 264.5658 | 9.1454 | 0.4404 | 20.0875 | 28.8006 | 701.9213 | 65.9728 | 4.2369 | 2.7054 | 7.2578 | 7.2802 | 0.25111 | 1.2957 | 4.952 | 6.5533 | 5.7584 | 0.0022727 | 0.0013088 | 0.0045444 | 1.6329 | 9.1705e-05 | 0.0070969 | 6.2083e-05 | 0.019599 | 0.0028446 | 0.0079732 | 13.1524 | 0.00069763 | 0.57874 | 0.32863 | 8.4185 | 1.1705 | 0.034349 | 1.2936 | 0.31916 | 0.019722 | 0.0081872 | 0.0071466 | 0.0036843 | 0.0060634 | 0.0073849 | 0.05954 | 0.078627 | 0.0038466 | 0.0351 | 0.011191 | 1.1331 | 0.00045389 | 0.00040382 | 0.10411 | 0.1227 | 2.7697 | 0.31145 | 0.02302 | 0.046447 | 0.026071 | 0.038125 | 0.0011432 | 0.0054658 | 0.019088 | 0.025772 | 0.025769 | 0.039833 | 0.015807 | 0.06344 | 19.7323 | 0.0013754 | 0.10113 | 0.00090931 | 0.39268 | 0.046883 | 0.14857 | 7.4228 | 0.011239 | 21.4372 | 14.7417 | 509.0498 | 28.1446 | 1.6336 | 27.5286 | 13.8769 | 0.95032 | 0.11135 | 0.09488 | 0.052403 | 0.099497 | 0.17862 | 1.697 | 1.4945 | 0.046448 | 0.89776 | 0.16362 | 19.7041 | 0.0034333 | 0.0031971 | 10.4954 | 5.7048 | 151.2983 | 13.6817 | 1.6358 | 0.5919 | 0.40387 | 0.65423 | 0.022656 | 0.096421 | 0.3393 | 1.1297 | 1.0791 | 0.026195 | 0.01112 | 0.016695 | 6.8713 | 0.00076223 | 0.20812 | 0.00055125 | 0.88006 | 0.064717 | 0.12334 | 5.6243 | 0.0081324 | 17.5815 | 7.9221 | 505.026 | 19.1707 | 1.8117 | 19.2636 | 8.6916 | 0.49549 | 0.15718 | 0.22606 | 0.031017 | 0.099856 | 0.075491 | 1.9366 | 0.57552 | 0.1719 | 0.45419 | 0.2141 | 12.9788 | 0.0027195 | 0.0029314 | 3.662 | 3.1263 | 63.6017 | 8.6693 | 3.0107 | 0.26572 | 0.27259 | 0.66168 | 0.013835 | 0.054639 | 0.2354 | 1.234 | 1.2917 | 778.7253 | 318.6968 | 201.4612 | 172.5292 | 71.0021 | 110.6127 | 47.9681 | 3701.4757 | 275.1893 | 89.8885 | 22.78 | 133.5196 | 8.3385 | 240.8048 | 97.4775 | 12.6815 | 63.0579 | 0.42763 | 3207.2221 | 2.0153 | 5.4456 | 1.5922 | 2.2179 | 12.7715 | 0.49937 | 0.62358 | 2.9383 | 0.33936 | 45.1097 | 0.74206 | 0.0024794 | 0.040364 | 0.02807 | 0.36117 | 0.95694 | 0.9181 | 1.6004 | 1.0187 | 0.73916
11 | 0.15564 | 0.026132 | 0.014903 | 1.1424 | 0.99934 | 0.99033 | 0.71655 | 0.036425 | 0.8891 | 0.52745 | 0.75461 | 0.81237 | 0.78412 | 0.19625 | 1385.6092 | 303.757 | 0.96386 | 0.79552 | 0.17928 | 0.16268 | 0.1116 | 3.2398 | 4.4581 | 655.5523 | 0.0010058 | 149.3198 | 132.5309 | 14.8662 | 145.0734 | 13.0969 | 1.9654 | 47.4113 | 12.2536 | 10.7819 | 2650.569 | 78.849 | 88.4388 | 1727.6967 | 121.3994 | 81.6023 | 230.5972 | 239.3121 | 221.8015 | 34.0378 | 59.0181 | 0.89082 | 0.17537 | 0.35284 | 0.014953 | 0.002148 | 7.8451e-05 | 33.405 | 12.4691 | 2.5996 | 0.79053 | 0.65573 | 0.088128 | 2.2368 | 65.9145 | 1.9264 | 0.27322 | 0.75989 | 19.413 | 85.3118 | 28.842 | 21.1084 | 125.6847 | 8.4663 | 0.035923 | 0.32368 | 0.63719 | 24.9698 | 16.386 | 818.3119 | 137.2472 | 2.6415 | 0.11688 | 0.70343 | 0.10314 | 238.2674 | 134.0765 | 78.1029 | 62.1925 | 18.21 | 1320.551 | 254.0421 | 88.7057 | 82.2418 | 269.8782 | 159.3943 | 94.042 | 81.3047 | 8.5671 | 0.7722 | 0.82747 | 0.19247 | 71.5331 | 6.9559 | 1.639 | 1.9234 | 0.17487 | 7.23e-05 | 28.5191 | 1.3287 | 0.21105 | 0.20174 | 0.13504 | 2.5488 | 0.96729 | 1.2752 | 0.38273 | 96.6027 | 13.1805 | 27.3986 | 8.4599 | 150.8016 | 140.98 | 1932.5495 | 231.7217 | 411.5737 | 172.3464 | 879.3786 | 397.961 | 95.3318 | 447.8219 | 0.36057 | 0.22526 | 0.085651 | 0.07427 | 0.0074612 | 0.0068465 | 2.3585e-05 | 0.0020842 | 31.491 | 10.9209 | 1.0816 | 0.14459 | 2.1212 | 6.596 | 389.8945 | 69.6099 | 3.229 | 5.0626 | 138.0795 | 10.2313 | 124.6899 | 52.4121 | 32.5765 | 101.3754 | 586.0182 | 73.1517 | 708.6372 | 9.3955 | 121.4221 | 737.1698 | 158.6956 | 105.3294 | 51.2483 | 58.8262 | 211.7709 | 48.1118 | 8.1958 | 200.4068 | 74.9657 | 10.633 | 50.3607 | 615.9892 | 6.7715 | 68.0353 | 71.7797 | 196.9652 | 275.1642 | 76.0394 | 56.3871 | 29.8094 | 51.3582 | 0.0095242 | 0.0011568 | 0.29515 | 35.4539 | 1.9575 | 9.0104 | 3.1683 | 314.853 | 11.7838 | 5.1195 | 0.46202 | 6187.6515 | 936.552 | 1556.4075 | 1403.5197 | 33.5595 | 0.73422 | 23.1487 | 2.8351 | 5276.1078 | 1869.3893 | 506.9425 | 89.7666 | 157.9924 | 8.253 | 192.5685 | 0.0012547 | 29.0881 | 0.17791 | 13.774 | 48.017 | 4.9457 | 50.52 | 222.0814 | 0.1046 | 0.24297 | 2.6954 | 2.1449 | 0.26673 | 0.21764 | 1.1462 | 0.18531 | 34.9477 | 0.0029858 | 14.8004 | 301.2052 | 0.024384 | 115.4087 | 5.2536 | 0.043757 | 0.62288 | 0.2672 | 4.8538 | 0.098029 | 1.6839 | 1.0379 | 1.3843 | 0.018084 | 0.11773 | 0.056241 | 4.4928 | 0.036579 | 0.52471 | 0.22011 | 7.6835 | 0.00039801 | 0.0036577 | 0.0030527 | 5.427 | 0.021759 | 0.38723 | 0.24591 | 0.28293 | 0.0012555 | 0.020829 | 0.014076 | 1.3237 | 0.0056165 | 0.099663 | 0.051539 | 0.65588 | 0.0034117 | 0.040383 | 0.17475 | 0.51398 | 0.3085 | 1.1169 | 375.164 | 0.012971 | 1.9996 | 0.012067 | 4.3868 | 6.1397 | 2.8121 | 204.6421 | 0.26076 | 10.3748 | 9.379 | 13.8054 | 114238.5107 | 9.3925 | 345.6694 | 9.3103 | 4.0443 | 2.2714 | 1.8129 | 2.7131 | 1.4557 | 2.0006 | 12.5654 | 4.2508 | 0.66608 | 7.7012 | 2.5858 | 262.727 | 8.4917 | 0.4476 | 18.7326 | 27.3037 | 657.2679 | 70.1176 | 4.5023 | 2.7734 | 7.911 | 7.2372 | 0.28482 | 1.1614 | 4.9041 | 6.8069 | 6.2902 | 0.0020617 | 0.001245 | 0.0043317 | 1.6148 | 8.2041e-05 | 0.0072893 | 5.4761e-05 | 0.020216 | 0.0025151 | 0.0078065 | 12.9777 | 0.00071786 | 0.66493 | 0.28973 | 7.7077 | 1.2626 | 0.039908 | 1.1958 | 0.30628 | 0.018406 | 0.0074441 | 0.0070364 | 0.0035836 | 0.0061455 | 0.0070942 | 0.058134 | 0.070581 | 0.0032813 | 0.032908 | 0.0098999 | 1.1477 | 0.00039717 | 0.00039564 | 0.10532 | 0.12709 | 2.5481 | 0.2995 | 0.021257 | 0.049196 | 0.030012 | 0.03206 | 0.0011277 | 0.0050033 | 0.01858 | 0.026574 | 0.023766 | 0.042635 | 0.019018 | 0.053086 | 17.2734 | 0.001217 | 0.10161 | 0.00088638 | 0.37875 | 0.04481 | 0.14441 | 7.1396 | 0.011711 | 20.7358 | 15.1696 | 495.79 | 26.1354 | 1.909 | 26.809 | 14.4183 | 0.88125 | 0.11967 | 0.10714 | 0.057041 | 0.093325 | 0.16519 | 1.8562 | 1.3144 | 0.044694 | 0.8736 | 0.17404 | 17.7668 | 0.0033698 | 0.0033523 | 9.6357 | 4.8189 | 143.9075 | 12.8761 | 1.6974 | 0.68234 | 0.4121 | 0.66123 | 0.019467 | 0.097727 | 0.36442 | 1.0926 | 1.0538 | 0.028607 | 0.011423 | 0.016389 | 6.3074 | 0.0008375 | 0.22163 | 0.00061199 | 0.9058 | 0.071062 | 0.12008 | 5.1052 | 0.0078402 | 16.1572 | 8.4798 | 559.2391 | 18.8459 | 1.9601 | 21.0523 | 8.3888 | 0.51698 | 0.14057 | 0.21172 | 0.02795 | 0.1113 | 0.072664 | 1.8698 | 0.60593 | 0.16474 | 0.51243 | 0.21744 | 11.7223 | 0.0029033 | 0.0028233 | 4.1696 | 2.7873 | 66.3061 | 7.5158 | 3.4261 | 0.23875 | 0.32041 | 0.60997 | 0.014238 | 0.051046 | 0.22918 | 1.2766 | 1.2656 | 719.0129 | 279.2385 | 235.4225 | 179.8603 | 66.5211 | 96.3522 | 35.8347 | 3118.6114 | 243.0044 | 95.8071 | 20.7235 | 131.5096 | 8.7075 | 215.5235 | 109.0488 | 10.8463 | 50.8851 | 0.47101 | 2412.9643 | 2.4217 | 5.2654 | 1.7846 | 2.2997 | 11.3431 | 0.64312 | 0.96257 | 4.126 | 0.21408 | 31.0031 | 0.78328 | 0.0023623 | 0.039548 | 0.029713 | 0.32439 | 0.8525 | 0.88959 | 1.9933 | 1.2527 | 0.78198
12 | 0.13514 | 0.035348 | 0.021881 | 1.3644 | 0.9971 | 0.99728 | 0.95035 | 0.081905 | 0.84107 | 0.44549 | 0.70216 | 0.71462 | 0.86971 | 0.2077 | 1907.9281 | 191.3807 | 0.94494 | 0.8517 | 0.1704 | 0.27227 | 0.34551 | 0.6589 | 7.6431 | 259.7181 | 0.0034382 | 125.7202 | 105.0854 | 17.4822 | 169.019 | 15.1291 | 1.708 | 55.8664 | 16.8949 | 12.2919 | 2974.8617 | 86.3987 | 86.4389 | 1520.4416 | 105.8509 | 99.6952 | 233.8054 | 251.8957 | 243.5808 | 34.8731 | 57.675 | 0.91792 | 0.2425 | 0.065644 | 0.017396 | 0.0015867 | 8.4288e-05 | 27.2383 | 13.1146 | 3.4771 | 0.91831 | 0.51054 | 0.082562 | 2.5805 | 63.9153 | 6.962 | 0.34903 | 0.77369 | 20.4271 | 105.9551 | 30.5718 | 15.8304 | 142.9688 | 7.7307 | 0.03652 | 0.23518 | 0.82931 | 38.8921 | 18.752 | 593.7349 | 108.1614 | 2.2618 | 0.075172 | 0.6594 | 0.084024 | 301.522 | 138.9144 | 94.4389 | 56.7872 | 14.6774 | 1066.5445 | 281.443 | 103.6505 | 73.1415 | 276.4216 | 167.4208 | 94.796 | 70.2886 | 8.7764 | 0.71899 | 0.79716 | 0.23527 | 58.2794 | 7.0441 | 1.7536 | 2.4001 | 0.14766 | 9.1933e-05 | 32.758 | 1.1353 | 0.22226 | 0.25515 | 0.1301 | 3.5185 | 0.95132 | 1.1654 | 0.47651 | 104.2743 | 14.7277 | 24.9019 | 8.6741 | 155.8739 | 175.3864 | 2120.8738 | 257.9793 | 334.1973 | 161.9878 | 841.5234 | 392.789 | 89.8741 | 417.135 | 0.18092 | 0.19303 | 0.092237 | 0.081029 | 0.0099479 | 0.005052 | 2.4108e-05 | 0.0021728 | 30.5356 | 10.0114 | 1.0257 | 0.15421 | 2.2148 | 4.886 | 307.9757 | 79.3231 | 2.8331 | 5.675 | 122.7084 | 8.964 | 138.2388 | 40.7891 | 29.0367 | 77.8231 | 776.4343 | 59.568 | 547.1198 | 9.2695 | 114.9192 | 789.2044 | 138.6177 | 90.1429 | 54.8443 | 78.8253 | 243.2353 | 50.7603 | 7.9484 | 192.8071 | 84.3092 | 11.0788 | 46.1834 | 519.965 | 6.0816 | 72.3556 | 59.7634 | 202.2157 | 270.2303 | 88.7004 | 52.688 | 36.573 | 51.5448 | 0.011631 | 0.0013263 | 0.3097 | 32.3157 | 1.9721 | 11.049 | 2.8372 | 223.1979 | 10.2313 | 4.1602 | 0.39952 | 6970.6993 | 920.9942 | 1552.5697 | 1269.8633 | 28.4427 | 1.318 | 20.3146 | 2.5885 | 5466.825 | 1633.2455 | 553.463 | 84.1902 | 156.0617 | 10.3103 | 151.958 | 0.0016109 | 30.3416 | 0.14835 | 13.0775 | 62.3128 | 3.2705 | 55.794 | 171.8991 | 0.11276 | 0.24662 | 2.4396 | 2.2507 | 0.24782 | 0.26479 | 1.1648 | 0.13872 | 35.1067 | 0.0029412 | 14.1513 | 321.0395 | 0.02461 | 128.8901 | 5.4844 | 0.047779 | 0.67568 | 0.26907 | 4.9398 | 0.095174 | 1.6307 | 1.028 | 1.6033 | 0.019501 | 0.11905 | 0.053841 | 4.2832 | 0.038452 | 0.55362 | 0.21104 | 8.887 | 0.00042968 | 0.0035398 | 0.0027347 | 5.0989 | 0.019619 | 0.3509 | 0.2326 | 0.26392 | 0.0011383 | 0.019308 | 0.013561 | 1.2725 | 0.0055643 | 0.096684 | 0.047801 | 0.76899 | 0.0038477 | 0.046553 | 0.17363 | 0.5157 | 0.28172 | 1.0418 | 318.2676 | 0.017167 | 1.9332 | 0.01227 | 4.1914 | 3.7432 | 2.1436 | 188.3516 | 0.49709 | 9.6337 | 9.333 | 14.2087 | 118199.2749 | 8.0414 | 315.0621 | 8.2985 | 3.9538 | 1.9803 | 1.7781 | 2.6853 | 1.5981 | 1.9766 | 13.9761 | 4.2886 | 0.64989 | 8.3716 | 2.6544 | 289.0076 | 7.7488 | 0.47091 | 19.7934 | 26.6808 | 583.0302 | 64.478 | 4.2106 | 2.8528 | 8.1323 | 7.4526 | 0.24378 | 1.2222 | 4.7309 | 7.3953 | 6.4607 | 0.0019189 | 0.0013623 | 0.0039439 | 1.5167 | 8.9043e-05 | 0.006406 | 6.0004e-05 | 0.018616 | 0.0025726 | 0.008874 | 12.2657 | 0.00076036 | 0.65084 | 0.29792 | 8.8799 | 1.4034 | 0.037724 | 1.4069 | 0.32316 | 0.01798 | 0.0081314 | 0.0073425 | 0.0032168 | 0.0057582 | 0.0075489 | 0.055278 | 0.0711 | 0.003747 | 0.031112 | 0.0095859 | 1.1095 | 0.00041104 | 0.00041636 | 0.10701 | 0.11302 | 3.0103 | 0.29432 | 0.020585 | 0.047725 | 0.025173 | 0.032977 | 0.0012153 | 0.0056537 | 0.021025 | 0.024129 | 0.025631 | 0.036889 | 0.018263 | 0.060224 | 18.0381 | 0.0012818 | 0.10948 | 0.00089773 | 0.38181 | 0.052512 | 0.15727 | 7.5297 | 0.010949 | 19.9207 | 12.8862 | 456.393 | 28.4319 | 1.6693 | 29.6373 | 15.4078 | 0.82741 | 0.11436 | 0.10898 | 0.053683 | 0.10154 | 0.15658 | 1.9482 | 1.5418 | 0.047941 | 0.82289 | 0.15789 | 20.6742 | 0.0037023 | 0.0036122 | 9.3139 | 4.7749 | 151.1735 | 14.3017 | 1.7839 | 0.64541 | 0.41117 | 0.55363 | 0.022976 | 0.099039 | 0.36476 | 0.97453 | 0.98213 | 0.0289 | 0.012032 | 0.016083 | 7.4993 | 0.00075488 | 0.23544 | 0.00062453 | 0.95663 | 0.063099 | 0.12983 | 5.9019 | 0.0086958 | 16.2915 | 8.811 | 509.2342 | 20.284 | 1.9235 | 18.5702 | 8.5484 | 0.50835 | 0.16005 | 0.20517 | 0.031368 | 0.10096 | 0.08431 | 2.0445 | 0.58385 | 0.16285 | 0.5214 | 0.19514 | 12.3627 | 0.0028247 | 0.002785 | 4.2013 | 3.1432 | 67.2925 | 8.2968 | 3.3551 | 0.23454 | 0.32623 | 0.72912 | 0.014026 | 0.055663 | 0.20802 | 1.2827 | 1.1367 | 730.2367 | 332.1663 | 220.3869 | 207.8817 | 63.6593 | 105.7743 | 39.603 | 3760.4384 | 311.0054 | 77.9419 | 18.3325 | 124.3875 | 9.052 | 214.3848 | 91.5793 | 11.5066 | 56.7626 | 0.39246 | 2887.1234 | 2.3158 | 8.1096 | 2.0072 | 3.1203 | 10.47 | 0.57432 | 0.78663 | 3.4236 | 0.25053 | 28.9156 | 0.7818 | 0.0024602 | 0.04092 | 0.02559 | 0.29836 | 0.93784 | 0.77245 | 1.6141 | 0.92242 | 0.72548
13 | 0.16352 | 0.033093 | 0.0026715 | 1.2048 | 0.99898 | 0.99243 | 0.91526 | 0.030571 | 0.86951 | 0.51101 | 0.80742 | 0.84748 | 0.83987 | 0.20098 | 2405.715 | 135.4456 | 0.94084 | 0.85886 | 0.14407 | 0.19044 | 0.45701 | 2.6815 | 4.1327 | 485.2401 | 0.0080894 | 134.939 | 117.8236 | 15.9039 | 138.6378 | 14.7954 | 1.7526 | 56.4506 | 14.7814 | 12.5625 | 2590.5298 | 83.7556 | 86.9316 | 1919.5397 | 119.0679 | 94.2705 | 289.7001 | 224.5874 | 251.5826 | 31.2607 | 50.9069 | 0.73461 | 0.22952 | 0.32592 | 0.015539 | 0.0021312 | 9.0593e-05 | 37.1522 | 12.865 | 2.7497 | 0.98953 | 0.67006 | 0.11897 | 2.6992 | 70.5549 | 7.5882 | 0.27608 | 0.82615 | 18.151 | 109.8496 | 34.2343 | 16.4234 | 123.061 | 8.6869 | 0.037385 | 0.26501 | 0.67391 | 36.246 | 21.3239 | 539.7174 | 123.8256 | 3.678 | 0.12082 | 0.4922 | 0.088998 | 313.5897 | 128.7394 | 94.0167 | 61.825 | 17.7362 | 1388.5912 | 257.1703 | 77.966 | 78.2158 | 261.7381 | 164.0374 | 91.556 | 76.6783 | 8.409 | 0.52835 | 0.59883 | 0.42092 | 64.6062 | 7.1053 | 2.1481 | 2.3476 | 0.15728 | 9.3337e-05 | 34.7575 | 0.98369 | 0.20376 | 0.19607 | 0.16406 | 2.6995 | 0.96079 | 1.1868 | 0.43421 | 94.008 | 18.7239 | 31.2604 | 8.7545 | 154.4521 | 158.5097 | 2114.647 | 241.1498 | 369.2335 | 152.1737 | 709.3125 | 383.6453 | 82.5405 | 491.9 | 0.30537 | 0.38895 | 0.12445 | 0.061557 | 0.0079684 | 0.006086 | 1.9216e-05 | 0.0019787 | 35.4203 | 11.076 | 0.89323 | 0.17121 | 2.5766 | 4.6526 | 413.3417 | 75.6866 | 3.0015 | 5.8932 | 132.0916 | 8.2322 | 115.173 | 52.1027 | 31.6829 | 99.1348 | 759.1961 | 60.1358 | 674.5077 | 10.6761 | 140.0202 | 780.1755 | 151.6683 | 86.6252 | 51.8124 | 69.7658 | 250.7234 | 62.6901 | 9.3331 | 163.4044 | 85.5769 | 11.3853 | 48.1538 | 545.2086 | 6.8173 | 75.1789 | 68.8589 | 162.6255 | 294.6822 | 83.8675 | 53.9924 | 35.809 | 52.6103 | 0.0093447 | 0.0010856 | 0.3283 | 31.0735 | 2.2891 | 11.3203 | 3.3307 | 277.4784 | 9.7867 | 5.1965 | 0.58507 | 6010.3481 | 808.6059 | 1461.7585 | 1465.7272 | 29.6801 | 0.87407 | 23.5951 | 2.6386 | 4590.6008 | 1473.3516 | 631.3355 | 98.7532 | 125.9116 | 9.7298 | 179.6171 | 0.0014523 | 35.9616 | 0.16428 | 14.6943 | 77.1016 | 5.0951 | 66.2711 | 206.242 | 0.11317 | 0.30424 | 2.0118 | 3.3323 | 0.20807 | 0.23081 | 0.9205 | 0.15181 | 36.0983 | 0.0026718 | 15.0426 | 271.8111 | 0.025475 | 109.3517 | 5.7171 | 0.046216 | 0.60451 | 0.25672 | 5.1733 | 0.093939 | 1.8553 | 1.1191 | 1.4657 | 0.018232 | 0.1143 | 0.056686 | 4.4166 | 0.037712 | 0.52161 | 0.22569 | 8.3576 | 0.00044676 | 0.0033295 | 0.0029401 | 5.0342 | 0.019939 | 0.39163 | 0.21975 | 0.27004 | 0.0011643 | 0.020315 | 0.013705 | 1.1109 | 0.0056852 | 0.098982 | 0.053739 | 0.72397 | 0.0038927 | 0.048859 | 0.16821 | 0.53439 | 0.25443 | 1.0111 | 312.9626 | 0.015354 | 1.945 | 0.011344 | 5.3494 | 4.115 | 2.4843 | 203.3701 | 0.06517 | 10.7502 | 8.5167 | 13.5362 | 106243.365 | 7.793 | 300.3861 | 8.0805 | 4.3146 | 2 | 1.8777 | 3.0468 | 1.5371 | 1.908 | 14.6767 | 4.3998 | 0.7029 | 7.896 | 2.8176 | 270.0225 | 9.0366 | 0.42133 | 19.8804 | 28.0898 | 587.9874 | 62.3653 | 4.3481 | 3.1215 | 8.2784 | 8.1454 | 0.25349 | 1.232 | 5.0902 | 6.5773 | 6.0899 | 0.0019014 | 0.0012255 | 0.004274 | 1.41 | 9.6649e-05 | 0.0074404 | 5.7884e-05 | 0.018559 | 0.0027849 | 0.0076871 | 12.5183 | 0.00071208 | 0.62512 | 0.33297 | 7.4647 | 1.3273 | 0.041082 | 1.2207 | 0.32948 | 0.017784 | 0.0083033 | 0.0077306 | 0.0038318 | 0.0054554 | 0.0066185 | 0.063184 | 0.068119 | 0.0039521 | 0.029926 | 0.0096979 | 1.0868 | 0.00040415 | 0.00041565 | 0.094858 | 0.13181 | 2.9953 | 0.28441 | 0.021432 | 0.049789 | 0.028034 | 0.034342 | 0.0012739 | 0.0056899 | 0.020208 | 0.023571 | 0.02342 | 0.040279 | 0.0173 | 0.061491 | 18.1638 | 0.0011585 | 0.095557 | 0.00087019 | 0.45313 | 0.05128 | 0.15578 | 6.7403 | 0.011558 | 20.4333 | 14.9804 | 487.6914 | 30.7059 | 1.9202 | 30.0703 | 15.2419 | 0.95395 | 0.11363 | 0.099032 | 0.050099 | 0.088538 | 0.18447 | 1.966 | 1.2749 | 0.042434 | 0.90761 | 0.17664 | 20.2358 | 0.0034018 | 0.0034499 | 9.8209 | 5.0537 | 159.0955 | 14.6964 | 1.5389 | 0.65601 | 0.44699 | 0.61188 | 0.021224 | 0.092642 | 0.38438 | 1.0284 | 1.1232 | 0.025016 | 0.011018 | 0.014336 | 7.1648 | 0.00086591 | 0.23182 | 0.00055764 | 0.9734 | 0.063916 | 0.1341 | 5.4928 | 0.0079287 | 15.3708 | 7.8427 | 535.1679 | 19.7057 | 1.9546 | 19.987 | 8.7579 | 0.5699 | 0.1522 | 0.23208 | 0.028302 | 0.11764 | 0.07375 | 1.7608 | 0.61029 | 0.18028 | 0.4923 | 0.20667 | 11.9902 | 0.0028402 | 0.0027747 | 3.8041 | 2.7018 | 68.2434 | 7.9183 | 2.9625 | 0.25845 | 0.3068 | 0.7246 | 0.013099 | 0.057378 | 0.23874 | 1.0807 | 1.178 | 767.0112 | 282.2476 | 225.0192 | 211.1439 | 64.8775 | 90.0982 | 38.5334 | 3721.4262 | 297.1577 | 86.4918 | 19.3109 | 135.1684 | 9.6804 | 238.1505 | 102.7488 | 13.0044 | 49.4483 | 0.4479 | 2489.3671 | 1.9672 | 7.8219 | 2.389 | 2.6897 | 12.6317 | 0.53942 | 0.66645 | 3.7781 | 0.30895 | 77.6899 | 0.8123 | 0.0021457 | 0.035995 | 0.025107 | 0.37383 | 1.1396 | 1.1017 | 1.794 | 1.0808 | 0.63354
14 | 0.14998 | 0.011557 | 0.010895 | 1.4278 | 0.99402 | 0.99092 | 0.70099 | 0.032177 | 0.80136 | 0.63698 | 0.56847 | 0.84279 | 0.81794 | 0.21454 | 1801.6934 | 449.9495 | 0.93691 | 0.87554 | 0.18856 | 0.28618 | 0.31211 | 1.4782 | 4.5784 | 333.5924 | 0.0052379 | 152.4027 | 114.1409 | 18.1156 | 173.2047 | 14.9241 | 1.927 | 68.3075 | 14.2357 | 11.7657 | 2780.2942 | 89.2573 | 83.0434 | 1937.2166 | 109.3604 | 100.1293 | 305.1676 | 259.4748 | 247.5304 | 28.3784 | 55.7839 | 0.93992 | 0.079408 | 0.023981 | 0.016596 | 0.0022348 | 8.5626e-05 | 36.7161 | 13.8827 | 2.4272 | 0.86006 | 0.56627 | 0.085818 | 2.1158 | 68.5426 | 4.6708 | 0.31863 | 0.77803 | 17.6769 | 117.3586 | 35.2106 | 18.6641 | 120.8809 | 8.8399 | 0.033267 | 0.24988 | 0.70276 | 43.9977 | 18.2551 | 562.0749 | 140.5208 | 3.4788 | 0.11427 | 0.45115 | 0.10551 | 344.393 | 131.9411 | 81.4386 | 65.6845 | 15.6261 | 1119.001 | 225.1005 | 81.4844 | 81.0635 | 227.7516 | 166.5097 | 85.6657 | 89.398 | 7.7864 | 0.86804 | 0.63383 | 0.32188 | 68.6356 | 6.1497 | 2.2374 | 2.3826 | 0.17249 | 7.933e-05 | 29.1502 | 1.2318 | 0.23268 | 0.22614 | 0.1604 | 2.923 | 0.96877 | 1.2358 | 0.37138 | 107.6072 | 15.4067 | 34.7698 | 9.4158 | 146.6132 | 101.2008 | 2213.2607 | 238.3436 | 338.32 | 175.2515 | 696.7054 | 318.4204 | 76.3222 | 373.9495 | 0.23526 | 0.42009 | 0.15914 | 0.064916 | 0.010346 | 0.0057073 | 2.1929e-05 | 0.0027006 | 31.9119 | 13.8259 | 1.185 | 0.18713 | 2.7534 | 5.3569 | 356.2376 | 82.4232 | 2.9428 | 4.8038 | 145.5192 | 8.7731 | 105.295 | 39.2417 | 32.3044 | 103.5563 | 632.9368 | 73.8587 | 656.7807 | 9.0831 | 128.3296 | 813.9939 | 155.1045 | 82.2257 | 50.1962 | 64.0453 | 232.487 | 55.4598 | 7.8593 | 175.0191 | 77.6607 | 12.098 | 54.2069 | 566.1691 | 7.2036 | 66.4835 | 58.0472 | 179.5894 | 248.1511 | 92.2611 | 45.62 | 28.5023 | 47.4978 | 0.01192 | 0.00141 | 0.23362 | 38.6194 | 2.5581 | 12.7242 | 2.6537 | 233.5849 | 12.4383 | 4.8367 | 0.55841 | 6633.0414 | 947.138 | 1271.0907 | 1189.5126 | 35.793 | 1.266 | 27.3696 | 2.7175 | 5180.7667 | 1160.5201 | 530.9177 | 108.9867 | 147.9194 | 10.194 | 163.4256 | 0.0014906 | 34.5638 | 0.17533 | 12.0068 | 50.5016 | 5.6873 | 92.8045 | 228.6547 | 0.10185 | 0.20689 | 1.1215 | 3.9717 | 0.31947 | 0.24027 | 1.3737 | 0.18065 | 34.4817 | 0.0026821 | 14.9161 | 310.1635 | 0.022984 | 117.7921 | 5.5794 | 0.049506 | 0.59719 | 0.24602 | 4.6408 | 0.092144 | 1.8385 | 1.1419 | 1.4991 | 0.017296 | 0.12079 | 0.058066 | 4.7599 | 0.039228 | 0.51086 | 0.21279 | 8.6406 | 0.0004534 | 0.0036962 | 0.0027581 | 5.2178 | 0.021395 | 0.36562 | 0.22394 | 0.24843 | 0.0010674 | 0.022601 | 0.013096 | 1.2068 | 0.0057944 | 0.086249 | 0.056714 | 0.7564 | 0.003492 | 0.046379 | 0.18485 | 0.54882 | 0.25733 | 1.0184 | 234.0729 | 0.014963 | 2.0071 | 0.011094 | 4.4689 | 5.9531 | 2.8624 | 200.4524 | 0.39129 | 10.2188 | 8.6848 | 14.4758 | 104365.862 | 7.8372 | 342.7407 | 8.6258 | 4.5119 | 2.1858 | 1.9533 | 2.5192 | 1.6587 | 1.755 | 13.2469 | 4.1003 | 0.71986 | 8.7862 | 2.9231 | 290.5584 | 7.672 | 0.48153 | 17.0919 | 26.514 | 668.2533 | 62.8716 | 4.7167 | 2.884 | 8.407 | 7.8051 | 0.2855 | 1.1909 | 5.6148 | 7.7243 | 6.6287 | 0.0022108 | 0.0013225 | 0.004517 | 1.5413 | 8.8209e-05 | 0.0075422 | 5.8724e-05 | 0.019958 | 0.0024641 | 0.0084774 | 12.1754 | 0.00067509 | 0.67071 | 0.31511 | 7.8499 | 1.2461 | 0.036188 | 1.1857 | 0.30982 | 0.021041 | 0.0076696 | 0.0070779 | 0.0034308 | 0.0057005 | 0.0063957 | 0.053717 | 0.081014 | 0.0036557 | 0.030285 | 0.010341 | 1.0667 | 0.0004447 | 0.00045933 | 0.090134 | 0.13101 | 2.8442 | 0.27861 | 0.020098 | 0.044188 | 0.029279 | 0.033929 | 0.0012031 | 0.0057441 | 0.018158 | 0.025621 | 0.026149 | 0.042768 | 0.017977 | 0.05887 | 17.8288 | 0.0011455 | 0.10012 | 0.00079958 | 0.42568 | 0.050842 | 0.16229 | 6.8216 | 0.010584 | 20.1112 | 14.2993 | 513.7339 | 28.5982 | 1.5934 | 26.0717 | 14.2142 | 0.91544 | 0.10663 | 0.10843 | 0.054006 | 0.091744 | 0.15325 | 1.8221 | 1.4494 | 0.046292 | 0.77155 | 0.15599 | 18.5944 | 0.0031602 | 0.0032548 | 10.7837 | 4.7209 | 147.2745 | 14.1063 | 1.8019 | 0.66578 | 0.43762 | 0.59789 | 0.021682 | 0.097448 | 0.39663 | 1.0397 | 1.0154 | 0.027312 | 0.011616 | 0.01584 | 7.5725 | 0.00079638 | 0.2185 | 0.00054554 | 0.95005 | 0.067557 | 0.13005 | 5.6773 | 0.0088344 | 14.6451 | 8.005 | 586.2561 | 20.4548 | 1.7796 | 20.386 | 7.9366 | 0.57965 | 0.16305 | 0.23955 | 0.032844 | 0.10339 | 0.08081 | 1.7945 | 0.63951 | 0.16068 | 0.50355 | 0.21204 | 11.1191 | 0.0027875 | 0.0030182 | 3.9899 | 2.9774 | 59.8797 | 8.8802 | 3.2664 | 0.26759 | 0.31738 | 0.6784 | 0.014118 | 0.05226 | 0.23667 | 1.3038 | 1.1265 | 849.9534 | 293.2096 | 242.0396 | 175.8447 | 68.157 | 108.6792 | 42.657 | 3233.4975 | 326.327 | 80.9075 | 20.1625 | 128.1895 | 10.4265 | 199.3948 | 84.8051 | 12.1806 | 52.353 | 0.38334 | 2768.9276 | 2.5678 | 7.2057 | 2.2044 | 3.4279 | 12.0714 | 0.51414 | 0.88624 | 3.4749 | 0.2189 | 70.8786 | 0.79053 | 0.0021642 | 0.037806 | 0.027129 | 0.4171 | 1.0643 | 0.82527 | 1.8916 | 1.1186 | 0.78963
15 | 0.17742 | 0.039732 | 0.0098289 | 1.2547 | 0.99064 | 0.99385 | 0.83939 | 0.06277 | 0.8356 | 0.58525 | 0.61115 | 0.75569 | 0.77016 | 0.18159 | 1435.1852 | 350.7086 | 0.94989 | 0.80513 | 0.13165 | 0.30064 | 0.27824 | 0.43718 | 6.4001 | 267.9377 | 0.0038429 | 160.2456 | 100.1307 | 15.6694 | 160.3227 | 16.2511 | 1.9986 | 66.5797 | 16.411 | 10.4393 | 2433.1575 | 77.0654 | 106.094 | 1618.6964 | 111.3002 | 84.9375 | 270.0749 | 245.3242 | 230.7057 | 30.4832 | 46.6905 | 0.81401 | 0.21091 | 0.2705 | 0.018264 | 0.0017045 | 9.5658e-05 | 30.2114 | 10.6778 | 2.5187 | 0.75394 | 0.63829 | 0.090122 | 2.4428 | 58.7893 | 3.3614 | 0.34102 | 0.81565 | 18.6194 | 94.9752 | 42.0116 | 23.1579 | 141.6248 | 8.0696 | 0.03769 | 0.31609 | 0.76126 | 25.5572 | 21.0074 | 502.3897 | 103.5656 | 2.5017 | 0.10823 | 0.51108 | 0.12052 | 259.0207 | 158.1326 | 100.1195 | 64.2502 | 14.2217 | 1340.0799 | 229.2226 | 92.1034 | 79.1318 | 267.6841 | 171.553 | 82.2303 | 81.3925 | 8.182 | 0.55719 | 0.68428 | 0.29209 | 59.1699 | 4.9663 | 1.8196 | 2.0261 | 0.14091 | 6.6586e-05 | 38.0557 | 0.91179 | 0.26631 | 0.26659 | 0.18427 | 2.8304 | 0.95713 | 0.93947 | 0.41797 | 101.3296 | 12.094 | 28.3924 | 9.7223 | 146.4648 | 192.2761 | 1812.6392 | 265.5169 | 388.3067 | 188.2807 | 743.0913 | 329.4247 | 84.4852 | 484.3632 | 0.052653 | 0.29039 | 0.039445 | 0.063313 | 0.0094593 | 0.0069925 | 1.9944e-05 | 0.0018706 | 39.2815 | 10.2209 | 0.99638 | 0.1465 | 2.4936 | 5.7443 | 369.0487 | 63.7599 | 3.5825 | 4.3171 | 147.9151 | 7.8785 | 120.6246 | 47.7152 | 28.1086 | 95.5633 | 750.6049 | 62.4284 | 651.4649 | 8.5085 | 134.3481 | 755.576 | 131.9433 | 97.1472 | 53.7232 | 66.337 | 237.1513 | 49.6591 | 7.6037 | 198.454 | 96.3238 | 10.6836 | 41.6719 | 547.1613 | 5.5598 | 85.7297 | 54.5964 | 214.3104 | 297.0701 | 93.9005 | 49.3075 | 27.5526 | 40.5604 | 0.0097953 | 0.0011768 | 0.32484 | 32.4756 | 2.2204 | 12.2651 | 2.8626 | 265.9925 | 9.1488 | 4.911 | 0.4634 | 5894.4814 | 747.5877 | 1222.5543 | 1084.1437 | 30.1562 | 1.298 | 25.0798 | 2.8625 | 5805.6178 | 1354.2909 | 575.2415 | 96.2722 | 144.091 | 9.1402 | 181.3732 | 0.0012909 | 29.3498 | 0.18891 | 12.6879 | 72.69 | 3.6242 | 74.4163 | 184.4595 | 0.11914 | 0.28023 | 2.9004 | 2.0759 | 0.35097 | 0.25968 | 1.0709 | 0.12571 | 32.4216 | 0.0025702 | 13.2893 | 314.5648 | 0.026774 | 112.5363 | 5.3207 | 0.044473 | 0.66026 | 0.27303 | 4.5275 | 0.084664 | 1.6943 | 1.0734 | 1.4838 | 0.018928 | 0.10889 | 0.051543 | 4.5648 | 0.037624 | 0.56284 | 0.21818 | 8.5846 | 0.00046084 | 0.0031703 | 0.0032206 | 5.2867 | 0.021343 | 0.37239 | 0.24225 | 0.25793 | 0.0011699 | 0.02236 | 0.013181 | 1.2453 | 0.005028 | 0.093664 | 0.053215 | 0.74189 | 0.0036906 | 0.047905 | 0.18887 | 0.5448 | 0.2599 | 1.0939 | 298.0316 | 0.012196 | 1.9672 | 0.011521 | 3.4604 | 4.6576 | 2.3657 | 198.1399 | 0.27083 | 9.5105 | 8.2583 | 13.4309 | 125110.4962 | 9.3293 | 325.4604 | 9.0535 | 4.5827 | 2.0813 | 2.0958 | 2.8868 | 1.5932 | 1.9674 | 15.2954 | 3.6855 | 0.74042 | 7.8302 | 2.6847 | 294.8633 | 7.5576 | 0.40903 | 18.0917 | 24.1183 | 593.5758 | 60.5153 | 4.9468 | 2.6096 | 8.5392 | 7.5529 | 0.26369 | 1.2505 | 5.2989 | 7.1172 | 5.785 | 0.0018865 | 0.0013437 | 0.0044056 | 1.4719 | 9.0688e-05 | 0.0071288 | 6.4032e-05 | 0.017537 | 0.002597 | 0.0075657 | 11.6188 | 0.00068577 | 0.59002 | 0.30625 | 7.8984 | 1.1819 | 0.037936 | 1.2721 | 0.3123 | 0.018582 | 0.007695 | 0.007663 | 0.003335 | 0.0062715 | 0.0064804 | 0.064409 | 0.069499 | 0.0034924 | 0.032744 | 0.011045 | 1.2198 | 0.00044689 | 0.00043352 | 0.097844 | 0.10849 | 3.0486 | 0.30161 | 0.019192 | 0.044737 | 0.027075 | 0.03611 | 0.0011978 | 0.0052301 | 0.019749 | 0.023383 | 0.022696 | 0.03654 | 0.016662 | 0.05903 | 18.984 | 0.0012314 | 0.10668 | 0.00075994 | 0.38709 | 0.045071 | 0.16944 | 7.6562 | 0.011908 | 19.705 | 15.4746 | 444.1379 | 26.9932 | 1.783 | 25.7584 | 15.0893 | 0.83956 | 0.10491 | 0.1037 | 0.04969 | 0.097553 | 0.16628 | 2.0514 | 1.276 | 0.0445 | 0.84149 | 0.16893 | 19.9847 | 0.0035339 | 0.0036986 | 10.59 | 5.5283 | 139.8925 | 14.2181 | 1.8244 | 0.62901 | 0.39171 | 0.58447 | 0.02245 | 0.094237 | 0.3771 | 1.1165 | 1.1041 | 0.026579 | 0.010242 | 0.014366 | 6.5703 | 0.00082662 | 0.19741 | 0.00060536 | 1.0019 | 0.061284 | 0.1283 | 5.771 | 0.0080498 | 17.4346 | 8.1379 | 570.4214 | 17.6641 | 1.6563 | 18.0858 | 8.4213 | 0.52399 | 0.14789 | 0.22455 | 0.030316 | 0.11546 | 0.080092 | 1.9454 | 0.63327 | 0.16716 | 0.48776 | 0.20173 | 12.6044 | 0.0028861 | 0.0030978 | 4.0414 | 2.6537 | 61.265 | 7.6255 | 2.8692 | 0.2808 | 0.29848 | 0.65825 | 0.01207 | 0.052803 | 0.22842 | 1.2298 | 1.2286 | 656.7995 | 311.6264 | 253.053 | 199.5968 | 58.9134 | 102.4646 | 41.5555 | 3514.9476 | 246.666 | 93.2865 | 21.8332 | 106.2296 | 10.6486 | 246.2465 | 86.1508 | 10.4383 | 60.3616 | 0.4135 | 3543.1516 | 2.1288 | 6.0395 | 1.7668 | 2.2321 | 8.1888 | 0.6342 | 1.0054 | 3.7082 | 0.29125 | 43.1764 | 0.71718 | 0.002122 | 0.034222 | 0.028576 | 0.40821 | 0.79222 | 0.85419 | 1.9363 | 0.97425 | 0.66177
16 | 0.13762 | 0.014234 | 0.0138 | 1.2325 | 0.99825 | 0.99914 | 0.80531 | 0.020336 | 0.78463 | 0.43397 | 0.88242 | 0.7514 | 0.87159 | 0.18581 | 1299.5401 | 279.9313 | 0.95157 | 0.83532 | 0.13975 | 0.17784 | 0.28121 | 0.56213 | 5.6332 | 447.651 | 0.0020053 | 158.9493 | 124.56 | 12.3506 | 142.3662 | 16.5736 | 2.1675 | 49.2237 | 16.0542 | 12.0741 | 2517.332 | 94.0883 | 97.9236 | 1528.9089 | 125.0554 | 88.9957 | 262.0712 | 279.6339 | 223.0665 | 37.1304 | 53.6313 | 0.78479 | 0.35266 | 0.33152 | 0.016507 | 0.0022732 | 7.352e-05 | 26.5512 | 11.0696 | 3.0642 | 0.87968 | 0.48038 | 0.10523 | 2.2932 | 61.423 | 5.9492 | 0.33435 | 0.79478 | 27.1536 | 82.9018 | 39.3164 | 22.5743 | 136.2999 | 8.9964 | 0.031226 | 0.29944 | 0.79094 | 27.5914 | 15.684 | 769.3075 | 79.8274 | 2.7796 | 0.096865 | 0.41281 | 0.094174 | 287.623 | 126.402 | 86.7651 | 58.4866 | 13.7551 | 1263.6146 | 282.3821 | 96.9046 | 87.9694 | 294.3485 | 173.6424 | 99.6509 | 87.9509 | 7.3541 | 0.82754 | 0.54486 | 0.51034 | 63.2278 | 5.2773 | 2.1754 | 2.8472 | 0.1493 | 9.5695e-05 | 26.4616 | 0.95662 | 0.23655 | 0.23424 | 0.1279 | 3.0942 | 0.95898 | 1.0621 | 0.45437 | 91.5811 | 15.5057 | 35.6863 | 9.355 | 128.7577 | 108.4025 | 1897.257 | 218.7916 | 356.2692 | 195.6774 | 735.2557 | 360.2431 | 91.882 | 393.6796 | 0.28612 | 0.35542 | 0.0071551 | 0.078729 | 0.0082004 | 0.0064639 | 2.6482e-05 | 0.0023263 | 34.4997 | 13.9223 | 0.84543 | 0.19547 | 2.7879 | 6.3244 | 335.6412 | 94.6991 | 3.8614 | 4.627 | 127.2774 | 8.5517 | 130.3329 | 43.7463 | 34.938 | 89.5127 | 715.5452 | 63.7726 | 639.9468 | 8.4182 | 126.7637 | 715.3238 | 164.5318 | 84.5995 | 62.2784 | 65.3221 | 208.7244 | 48.6584 | 7.7887 | 174.5127 | 79.4007 | 11.8475 | 52.5753 | 658.0459 | 6.5557 | 73.9378 | 55.4431 | 164.9659 | 305.0507 | 83.507 | 44.1538 | 33.0402 | 46.363 | 0.012321 | 0.0010775 | 0.25939 | 36.4959 | 2.8271 | 13.5374 | 2.3617 | 271.9548 | 12.2113 | 4.0223 | 0.62072 | 5827.5125 | 974.6167 | 1313.0239 | 1379.5689 | 27.594 | 1.0577 | 21.0201 | 3.0809 | 5593.1659 | 1717.0677 | 512.4643 | 100.1524 | 141.7708 | 8.3252 | 146.7319 | 0.0014995 | 31.3194 | 0.16656 | 11.4683 | 87.5626 | 6.1719 | 79.4612 | 232.2587 | 0.10648 | 0.27034 | 1.8345 | 3.6103 | 0.2577 | 0.25536 | 1.0985 | 0.12924 | 31.6772 | 0.0029896 | 13.7019 | 270.5857 | 0.024122 | 132.3658 | 5.4993 | 0.044845 | 0.64151 | 0.26621 | 5.0367 | 0.09093 | 1.9005 | 1.1847 | 1.4751 | 0.019686 | 0.11517 | 0.053629 | 4.3165 | 0.041296 | 0.49543 | 0.22414 | 8.2672 | 0.00040021 | 0.0037543 | 0.0031445 | 4.9125 | 0.018567 | 0.33623 | 0.2099 | 0.24314 | 0.0010797 | 0.019186 | 0.013877 | 1.1494 | 0.0050531 | 0.098333 | 0.052144 | 0.66318 | 0.0034632 | 0.042162 | 0.16066 | 0.51838 | 0.29055 | 1.1502 | 329.8583 | 0.016507 | 1.9716 | 0.01268 | 3.2231 | 5.3328 | 3.0524 | 189.9303 | 0.20514 | 10.0625 | 9.536 | 13.3678 | 119433.5745 | 8.9109 | 340.4498 | 8.4179 | 3.9877 | 2.1488 | 2.0634 | 2.6241 | 1.7528 | 1.746 | 14.3988 | 3.7096 | 0.68162 | 8.4571 | 2.522 | 245.4498 | 8.7797 | 0.43627 | 18.9312 | 27.0343 | 682.3263 | 58.0743 | 4.3819 | 3.0245 | 7.0749 | 7.0538 | 0.24935 | 1.1395 | 4.7805 | 7.5307 | 6.9044 | 0.0021885 | 0.0013474 | 0.004211 | 1.5971 | 9.776e-05 | 0.0069348 | 5.3939e-05 | 0.019886 | 0.0026161 | 0.0081464 | 14.1192 | 0.00074555 | 0.64355 | 0.296 | 7.4301 | 1.3054 | 0.038231 | 1.2641 | 0.29134 | 0.018112 | 0.0073726 | 0.0068473 | 0.0036648 | 0.0063784 | 0.0067892 | 0.060177 | 0.080398 | 0.0039325 | 0.032136 | 0.010442 | 1.1935 | 0.00046376 | 0.00044085 | 0.099806 | 0.11148 | 2.6786 | 0.27882 | 0.02074 | 0.047487 | 0.026381 | 0.033681 | 0.0010514 | 0.0051472 | 0.02127 | 0.022785 | 0.024217 | 0.039522 | 0.01612 | 0.057939 | 19.3414 | 0.0011665 | 0.095971 | 0.00084287 | 0.39535 | 0.047323 | 0.14976 | 7.2538 | 0.01004 | 21.9661 | 13.4671 | 515.8516 | 31.0477 | 1.8049 | 31.4134 | 12.8574 | 0.8486 | 0.1163 | 0.092241 | 0.050654 | 0.10205 | 0.16898 | 2.0323 | 1.512 | 0.043884 | 0.80976 | 0.16351 | 21.0841 | 0.0033096 | 0.0033068 | 9.5226 | 5.4658 | 148.3282 | 13.0861 | 1.8651 | 0.59604 | 0.3891 | 0.65269 | 0.019932 | 0.086734 | 0.38119 | 1.0742 | 1.085 | 0.027776 | 0.011386 | 0.014847 | 7.252 | 0.00085355 | 0.22453 | 0.00058559 | 0.92281 | 0.059876 | 0.12558 | 5.8096 | 0.0092047 | 17.6272 | 8.7486 | 577.7608 | 19.5171 | 1.747 | 20.529 | 7.8767 | 0.56591 | 0.14195 | 0.23174 | 0.031469 | 0.10468 | 0.073216 | 2.0332 | 0.53747 | 0.19572 | 0.52455 | 0.19157 | 11.7895 | 0.0030595 | 0.0029167 | 3.975 | 2.9147 | 64.2401 | 7.6784 | 3.1686 | 0.27718 | 0.28977 | 0.64518 | 0.012825 | 0.056578 | 0.23258 | 1.2522 | 1.2505 | 689.9846 | 304.6693 | 212.5614 | 220.9682 | 71.739 | 112.6571 | 42.0955 | 3305.5702 | 288.4699 | 101.1439 | 20.4186 | 115.6915 | 8.8257 | 254.8753 | 96.1563 | 10.6309 | 53.6684 | 0.4501 | 3033.2284 | 2.6417 | 6.8859 | 1.6822 | 3.2219 | 8.5644 | 0.56028 | 0.98857 | 3.8348 | 0.27633 | 53.6738 | 0.70176 | 0.0024383 | 0.035088 | 0.029229 | 0.39195 | 0.82623 | 0.86858 | 1.9716 | 1.126 | 0.8604
17 | 0.15197 | 0.024004 | 0.02499 | 1.3212 | 0.99352 | 0.99268 | 0.65203 | 0.027289 | 0.82041 | 0.54399 | 0.72479 | 0.83226 | 0.76374 | 0.20981 | 1181.6281 | 258.9624 | 0.94608 | 0.83072 | 0.15825 | 0.19775 | 0.37515 | 1.9941 | 4.0314 | 546.7604 | 0.0059742 | 155.0098 | 115.3384 | 12.7059 | 132.6466 | 16.0696 | 2.2408 | 59.7594 | 12.7203 | 14.1123 | 2476.1589 | 82.2731 | 96.1502 | 1597.689 | 128.8218 | 96.5304 | 257.0814 | 261.5183 | 196.0164 | 33.636 | 54.5864 | 0.7121 | 0.17777 | 0.11496 | 0.01381 | 0.0018101 | 7.5095e-05 | 28.0568 | 13.9454 | 3.3811 | 0.70464 | 0.68978 | 0.10128 | 2.4619 | 51.7464 | 10.0378 | 0.30882 | 0.91437 | 22.8479 | 111.9485 | 32.6002 | 15.088 | 156.3335 | 10.1081 | 0.030702 | 0.24356 | 0.88581 | 32.3494 | 13.785 | 698.8968 | 102.9203 | 3.0633 | 0.088647 | 0.56787 | 0.098206 | 335.284 | 148.717 | 76.5494 | 60.5641 | 16.9476 | 1055.6041 | 287.2602 | 101.759 | 75.8162 | 257.7768 | 157.6996 | 92.531 | 86.9785 | 8.2894 | 0.8198 | 0.6073 | 0.15431 | 61.0064 | 6.3658 | 2.0944 | 2.4812 | 0.17932 | 8.0297e-05 | 27.7806 | 1.1012 | 0.2091 | 0.27989 | 0.19859 | 3.4418 | 0.9655 | 1.0105 | 0.50853 | 76.0739 | 13.8554 | 39.8988 | 9.5669 | 131.6933 | 126.6859 | 1984.9701 | 210.1065 | 287.6327 | 181.0548 | 825.4927 | 310.1461 | 81.9223 | 380.2899 | 0.32247 | 0.047877 | 0.16891 | 0.069331 | 0.010068 | 0.0056131 | 2.1307e-05 | 0.0018398 | 28.2884 | 13.4108 | 0.97658 | 0.15039 | 2.0366 | 5.1916 | 343.2057 | 81.8113 | 3.1689 | 4.3971 | 156.7988 | 9.7893 | 109.3317 | 50.3985 | 29.8646 | 89.6413 | 736.6535 | 58.6312 | 665.5123 | 9.0412 | 108.0027 | 819.0905 | 128.957 | 93.0036 | 57.9355 | 60.2091 | 228.4937 | 59.4934 | 9.4539 | 189.5118 | 75.754 | 9.5904 | 55.1048 | 631.3147 | 7.0213 | 80.7955 | 62.7048 | 199.1655 | 262.6757 | 94.7917 | 51.6891 | 31.1114 | 48.3852 | 0.01095 | 0.0012667 | 0.27454 | 27.8761 | 2.1879 | 12.3914 | 2.0818 | 295.2994 | 9.6108 | 5.9894 | 0.43114 | 7247.2272 | 854.2624 | 1300.5335 | 1151.069 | 30.3161 | 1.1372 | 21.7386 | 2.7744 | 4761.1342 | 1406.1357 | 552.3046 | 90.556 | 118.8299 | 9.9296 | 174.2412 | 0.0012063 | 32.3553 | 0.18628 | 14.8454 | 58.1897 | 3.8228 | 47.059 | 202.2596 | 0.12664 | 0.19766 | 2.5092 | 2.9398 | 0.33848 | 0.22523 | 1.2621 | 0.16299 | 33.7166 | 0.0027703 | 14.1734 | 289.0403 | 0.022169 | 123.6049 | 5.5223 | 0.046754 | 0.63154 | 0.25432 | 5.2617 | 0.091196 | 1.7189 | 1.0853 | 1.426 | 0.020493 | 0.12233 | 0.053055 | 4.3423 | 0.03725 | 0.56116 | 0.1985 | 9.1422 | 0.00047731 | 0.0031986 | 0.0030805 | 5.6113 | 0.019202 | 0.37588 | 0.23695 | 0.27738 | 0.0010532 | 0.020588 | 0.013969 | 1.2564 | 0.0052677 | 0.094938 | 0.049685 | 0.74568 | 0.0039562 | 0.042508 | 0.17772 | 0.52707 | 0.28719 | 1.1244 | 302.83 | 0.01504 | 1.9479 | 0.011723 | 5.4415 | 4.8892 | 2.7495 | 201.5287 | 0.092624 | 8.9953 | 9.6367 | 14.7891 | 122477.141 | 8.7416 | 324.0128 | 8.5728 | 4.4394 | 1.9581 | 2.0769 | 2.6542 | 1.7609 | 1.8984 | 14.5113 | 3.9163 | 0.69307 | 8.2866 | 2.9043 | 273.7002 | 7.8234 | 0.41701 | 17.4453 | 25.2834 | 610.3325 | 63.2235 | 4.7472 | 2.9449 | 7.5194 | 7.1352 | 0.29001 | 1.114 | 5.5471 | 7.0129 | 6.2629 | 0.0020243 | 0.0011367 | 0.0041666 | 1.3968 | 8.5326e-05 | 0.007625 | 6.1771e-05 | 0.017698 | 0.0026793 | 0.0076972 | 12.3596 | 0.00067935 | 0.68728 | 0.29302 | 8.8048 | 1.2686 | 0.037238 | 1.2857 | 0.32545 | 0.017527 | 0.0072576 | 0.007595 | 0.0037631 | 0.0064164 | 0.0071471 | 0.055821 | 0.067594 | 0.0037148 | 0.030726 | 0.010067 | 1.0341 | 0.00042816 | 0.00046606 | 0.093276 | 0.12379 | 2.9059 | 0.30507 | 0.019903 | 0.045172 | 0.029054 | 0.03462 | 0.0010728 | 0.0048619 | 0.021381 | 0.023227 | 0.025283 | 0.043762 | 0.016544 | 0.055664 | 19.7368 | 0.0011828 | 0.10828 | 0.00082956 | 0.41127 | 0.047963 | 0.1545 | 7.6217 | 0.012118 | 23.3464 | 15.428 | 532.6291 | 31.3368 | 1.6098 | 26.287 | 14.6799 | 0.98819 | 0.10748 | 0.11065 | 0.051364 | 0.08926 | 0.18083 | 1.9913 | 1.4376 | 0.040966 | 0.81534 | 0.1587 | 17.951 | 0.0037643 | 0.0035251 | 9.2252 | 4.8665 | 168.4741 | 14.458 | 1.5867 | 0.69538 | 0.39849 | 0.58973 | 0.019824 | 0.088206 | 0.37215 | 1.1513 | 1.1402 | 0.027873 | 0.011867 | 0.015626 | 7.619 | 0.00081603 | 0.20335 | 0.0006022 | 0.87647 | 0.068709 | 0.11886 | 5.88 | 0.008974 | 15.1878 | 9.0872 | 525.6614 | 18.2377 | 1.6448 | 17.6571 | 7.8072 | 0.48154 | 0.15924 | 0.19926 | 0.027833 | 0.11685 | 0.085052 | 1.7366 | 0.56522 | 0.18878 | 0.45807 | 0.21472 | 11.5317 | 0.0030184 | 0.0028763 | 3.5111 | 2.8927 | 57.7359 | 7.7765 | 2.9066 | 0.25376 | 0.29447 | 0.6984 | 0.014547 | 0.050127 | 0.20454 | 1.1613 | 1.2202 | 828.4472 | 274.239 | 202.6419 | 182.7298 | 54.7708 | 86.6302 | 43.3534 | 3567.9482 | 317.0261 | 88.393 | 17.2473 | 126.6136 | 10.4514 | 245.0478 | 104.7675 | 11.22 | 64.6245 | 0.33385 | 3421.8084 | 2.3695 | 7.5046 | 2.303 | 2.7636 | 9.474 | 0.43834 | 0.8647 | 4.3599 | 0.24064 | 66.3401 | 0.69949 | 0.0023832 | 0.034098 | 0.026579 | 0.28205 | 1.0823 | 0.84181 | 1.5527 | 1.2821 | 0.81592
18 | 0.16824 | 0.02223 | 0.0058215 | 1.1941 | 0.99112 | 0.99458 | 0.73498 | 0.098226 | 0.90034 | 0.57894 | 0.66971 | 0.82603 | 0.80562 | 0.19276 | 2100.8212 | 265.8888 | 0.94228 | 0.84916 | 0.17698 | 0.32724 | 0.41677 | 1.5237 | 7.324 | 229.3458 | 0.0062377 | 177.0329 | 134.7016 | 16.3526 | 148.0678 | 17.4691 | 1.8901 | 62.1941 | 15.3529 | 12.4368 | 2577.6296 | 89.4733 | 101.7942 | 1787.2037 | 127.1032 | 101.3453 | 297.3481 | 256.2965 | 204.3702 | 35.5068 | 58.4889 | 0.74045 | 0.022142 | 0.085511 | 0.014253 | 0.001939 | 8.3082e-05 | 36.3532 | 10.4464 | 3.4858 | 0.96568 | 0.69915 | 0.092201 | 2.8013 | 60.3643 | 8.1332 | 0.30002 | 0.9114 | 23.5502 | 101.6821 | 27.0703 | 22.1405 | 158.5905 | 10.2356 | 0.034533 | 0.29246 | 0.71942 | 44.7825 | 12.7948 | 520.9221 | 114.7428 | 3.4335 | 0.11124 | 0.52226 | 0.081328 | 348.7305 | 137.6555 | 83.7774 | 55.0596 | 14.8674 | 1082.7262 | 245.659 | 107.3526 | 85.7236 | 249.0679 | 175.9855 | 75.8381 | 72.7786 | 8.9833 | 0.44507 | 0.94591 | 0.54416 | 51.7574 | 5.6383 | 2.0747 | 2.53 | 0.16966 | 8.8231e-05 | 27.7593 | 1.2053 | 0.22593 | 0.26043 | 0.12298 | 2.4532 | 0.95372 | 1.1099 | 0.35725 | 71.189 | 19.8391 | 32.3059 | 8.985 | 119.4531 | 121.1466 | 1952.0074 | 262.8795 | 402.7055 | 178.4927 | 899.3325 | 322.1878 | 87.7669 | 470.5642 | 0.12937 | 0.10543 | 0.1508 | 0.070568 | 0.01074 | 0.0067766 | 2.4651e-05 | 0.0019268 | 37.3231 | 14.2912 | 0.93126 | 0.20018 | 2.368 | 4.9841 | 303.2956 | 89.6442 | 3.3983 | 4.1032 | 129.7926 | 8.33 | 122.6695 | 48.1489 | 30.9133 | 97.581 | 622.1497 | 71.7794 | 713.6795 | 8.1722 | 112.5666 | 631.0581 | 144.4261 | 85.6328 | 47.5537 | 78.1481 | 257.0214 | 52.5661 | 8.4917 | 166.668 | 92.7072 | 9.9893 | 51.1371 | 648.3804 | 6.6074 | 81.0876 | 61.9284 | 170.313 | 252.4514 | 97.1462 | 50.7763 | 34.9087 | 50.5767 | 0.011254 | 0.0011367 | 0.23009 | 29.9249 | 2.5164 | 10.5756 | 2.1803 | 330.9585 | 8.2135 | 4.4651 | 0.49451 | 6471.474 | 901.9673 | 1494.3223 | 1239.1672 | 27.152 | 1.0122 | 24.5684 | 3.1246 | 5743.3297 | 1539.8802 | 596.0706 | 104.6303 | 135.2802 | 8.8393 | 189.8858 | 0.0015711 | 33.4832 | 0.14706 | 13.7911 | 74.0751 | 4.4034 | 80.5973 | 182.1191 | 0.12032 | 0.20863 | 1.3528 | 3.0187 | 0.39751 | 0.24688 | 1.1182 | 0.14055 | 30.9948 | 0.0028556 | 13.9748 | 297.6477 | 0.023024 | 110.6267 | 5.1864 | 0.047173 | 0.61855 | 0.2517 | 4.9052 | 0.095781 | 1.8019 | 1.102 | 1.5114 | 0.018806 | 0.11203 | 0.057054 | 4.4981 | 0.036954 | 0.53776 | 0.20489 | 7.7713 | 0.00044396 | 0.0035654 | 0.0029894 | 4.9353 | 0.018836 | 0.34043 | 0.22231 | 0.28179 | 0.0012247 | 0.020951 | 0.012963 | 1.2311 | 0.0048438 | 0.084671 | 0.049199 | 0.77615 | 0.0032678 | 0.045073 | 0.19252 | 0.51745 | 0.2686 | 0.97833 | 336.5714 | 0.013684 | 1.9759 | 0.011472 | 3.3146 | 6.0517 | 2.4058 | 191.0451 | 0.34108 | 10.6043 | 8.0219 | 15.0266 | 110697.8822 | 8.9594 | 352.0429 | 8.8548 | 4.8081 | 2.0245 | 1.9853 | 2.9693 | 1.5271 | 1.8421 | 13.6488 | 4.337 | 0.65492 | 7.4142 | 2.9607 | 284.5476 | 8.8213 | 0.42859 | 16.9932 | 27.4932 | 687.5803 | 58.7599 | 4.3013 | 2.8194 | 7.1096 | 8.016 | 0.27543 | 1.275 | 5.0142 | 7.412 | 6.8062 | 0.0021408 | 0.0012521 | 0.0046016 | 1.4149 | 8.74e-05 | 0.0068543 | 5.6415e-05 | 0.01744 | 0.0027343 | 0.0084096 | 13.9803 | 0.00079057 | 0.62128 | 0.31907 | 8.071 | 1.3059 | 0.039619 | 1.3209 | 0.28882 | 0.019895 | 0.0071179 | 0.0066945 | 0.0035505 | 0.0058657 | 0.0072107 | 0.054774 | 0.074952 | 0.0035474 | 0.034347 | 0.011066 | 1.0526 | 0.0004327 | 0.00047213 | 0.10332 | 0.11888 | 2.8029 | 0.27349 | 0.022992 | 0.04538 | 0.029578 | 0.037467 | 0.0010958 | 0.0050872 | 0.020773 | 0.02269 | 0.026627 | 0.043339 | 0.017449 | 0.053624 | 17.0398 | 0.0012991 | 0.10462 | 0.00092034 | 0.44158 | 0.050339 | 0.16023 | 7.1327 | 0.010771 | 23.8385 | 14.2525 | 465.484 | 27.4552 | 1.9284 | 30.6115 | 13.7937 | 0.97983 | 0.11849 | 0.10593 | 0.060081 | 0.09322 | 0.18573 | 1.9239 | 1.3194 | 0.047133 | 0.85008 | 0.18025 | 19.279 | 0.0032206 | 0.0033432 | 10.682 | 5.2278 | 155.3299 | 15.5668 | 1.5654 | 0.61123 | 0.41604 | 0.58054 | 0.019033 | 0.08852 | 0.40053 | 0.98591 | 1.0463 | 0.029768 | 0.011208 | 0.014679 | 7.4274 | 0.00084555 | 0.20454 | 0.00052593 | 0.86005 | 0.070561 | 0.12668 | 5.3518 | 0.0090225 | 14.8294 | 7.6945 | 523.1242 | 18.4943 | 1.9932 | 20.6112 | 8.9073 | 0.54091 | 0.15269 | 0.21548 | 0.030102 | 0.10364 | 0.081539 | 1.8605 | 0.62495 | 0.19324 | 0.47437 | 0.22263 | 13.0149 | 0.0031878 | 0.0030008 | 3.7623 | 2.7509 | 65.0174 | 8.2028 | 3.2762 | 0.24973 | 0.31266 | 0.68053 | 0.014375 | 0.05051 | 0.24377 | 1.1485 | 1.0954 | 665.2914 | 354.5286 | 238.2816 | 230.6573 | 65.7943 | 103.9619 | 37.5238 | 2898.8158 | 270.2131 | 102.3324 | 21.4565 | 138.2113 | 10.0151 | 205.78 | 90.5927 | 13.1081 | 54.9716 | 0.354 | 3283.7481 | 2.7467 | 6.0887 | 1.6404 | 2.5488 | 8.9199 | 0.42996 | 0.85065 | 4.1659 | 0.23574 | 56.101 | 0.6909 | 0.0025144 | 0.037165 | 0.028344 | 0.40376 | 1.1184 | 0.79401 | 2.0747 | 0.90263 | 0.82078
19 | 0.16971 | 0.029037 | 0.015614 | 1.4906 | 0.99456 | 0.99674 | 0.68018 | 0.092931 | 0.84973 | 0.65462 | 0.83028 | 0.77978 | 0.81379 | 0.17939 | 1636.3538 | 322.2878 | 0.95297 | 0.82665 | 0.20864 | 0.27499 | 0.09553 | 0.98755 | 3.5513 | 409.3825 | 0.0073164 | 132.8308 | 113.3967 | 15.6056 | 152.875 | 14.442 | 2.4441 | 53.2299 | 14.9931 | 11.301 | 2345.8612 | 95.291 | 84.9886 | 1452.2904 | 113.0789 | 94.5236 | 277.2773 | 227.0086 | 225.9158 | 28.5715 | 50.1408 | 0.84286 | 0.14519 | 0.1377 | 0.019167 | 0.0018976 | 9.18e-05 | 31.9911 | 9.9135 | 3.2564 | 0.96133 | 0.67319 | 0.11627 | 2.8467 | 71.3492 | 5.2198 | 0.26608 | 0.88265 | 21.8652 | 114.0682 | 33.7576 | 18.317 | 146.6101 | 10.0458 | 0.03221 | 0.31364 | 0.65665 | 28.217 | 19.3408 | 614.9164 | 129.7075 | 3.1779 | 0.094 | 0.39432 | 0.095162 | 325.1726 | 153.6848 | 90.2659 | 59.8864 | 15.119 | 1179.369 | 262.0403 | 109.2904 | 74.4184 | 290.9234 | 147.5341 | 84.4904 | 85.3275 | 7.4681 | 0.6493 | 0.86162 | 0.22914 | 55.7736 | 5.4903 | 2.3564 | 2.2327 | 0.16315 | 8.6677e-05 | 33.6534 | 0.91861 | 0.21704 | 0.18955 | 0.17571 | 2.7835 | 0.95618 | 1.3851 | 0.56028 | 75.5019 | 17.2352 | 31.6598 | 10.256 | 133.8754 | 202.0448 | 1769.2757 | 256.1771 | 316.9319 | 200.6785 | 807.9767 | 404.5022 | 102.1059 | 406.9165 | 0.15928 | 0.33681 | 0.075417 | 0.083584 | 0.010915 | 0.0059685 | 2.7833e-05 | 0.0021277 | 33.2501 | 13.5964 | 0.95746 | 0.13616 | 2.5148 | 5.634 | 311.7836 | 90.2848 | 3.1202 | 4.5081 | 120.6876 | 9.5588 | 134.7438 | 46.6647 | 37.2974 | 85.862 | 661.9718 | 67.5646 | 594.0362 | 7.9638 | 105.5394 | 691.2837 | 136.1343 | 88.8938 | 57.1019 | 63.3429 | 205.9467 | 61.2208 | 9.1986 | 186.7066 | 83.3226 | 10.2561 | 45.7469 | 688.2081 | 7.0909 | 69.7734 | 61.0949 | 174.9424 | 259.2481 | 90.8541 | 57.2845 | 36.2563 | 45.0322 | 0.010881 | 0.0014291 | 0.28774 | 34.2549 | 2.089 | 9.5236 | 3.0545 | 214.6037 | 9.2632 | 6.2312 | 0.40874 | 7510.5479 | 878.2293 | 1263.3835 | 1425.942 | 28.1872 | 0.65795 | 22.2638 | 2.9131 | 4845.6243 | 1784.8999 | 491.0329 | 95.5534 | 146.4895 | 7.8176 | 167.9719 | 0.0014033 | 30.531 | 0.17325 | 12.1246 | 68.475 | 6.3006 | 53.5185 | 164.9812 | 0.12327 | 0.23487 | 1.468 | 3.8411 | 0.29163 | 0.23488 | 1.1915 | 0.15915 | 36.4052 | 0.0027313 | 14.4386 | 290.9018 | 0.023422 | 129.639 | 5.3903 | 0.047349 | 0.63054 | 0.2629 | 4.8981 | 0.096237 | 1.8914 | 1.1116 | 1.5374 | 0.018629 | 0.11033 | 0.051751 | 4.4591 | 0.039751 | 0.53294 | 0.21439 | 7.5918 | 0.00047102 | 0.0031218 | 0.0032801 | 5.4912 | 0.020248 | 0.36171 | 0.20814 | 0.29174 | 0.0012284 | 0.019971 | 0.014714 | 1.1607 | 0.0054971 | 0.094276 | 0.050611 | 0.68007 | 0.0035091 | 0.040803 | 0.17195 | 0.5315 | 0.2741 | 1.0773 | 244.1519 | 0.016433 | 1.9906 | 0.011942 | 4.8795 | 5.18 | 2.2526 | 200.067 | 0.10956 | 9.8868 | 9.6895 | 14.238 | 111778.4867 | 8.6269 | 335.0066 | 8.0143 | 4.089 | 1.9362 | 1.9922 | 3.0138 | 1.6359 | 1.7894 | 14.9786 | 4.0367 | 0.73223 | 8.3971 | 2.9766 | 265.8135 | 8.1132 | 0.40322 | 19.038 | 25.7327 | 635.313 | 68.9268 | 4.5391 | 2.9144 | 7.3801 | 8.3095 | 0.25786 | 1.3339 | 5.1968 | 7.6654 | 5.6728 | 0.0021513 | 0.0012028 | 0.0038641 | 1.5196 | 8.9318e-05 | 0.0076931 | 6.0263e-05 | 0.019347 | 0.0027532 | 0.008528 | 13.3978 | 0.00074973 | 0.57641 | 0.27581 | 8.7263 | 1.3472 | 0.03667 | 1.3803 | 0.31792 | 0.018957 | 0.0072306 | 0.0067449 | 0.0038487 | 0.0062947 | 0.0068662 | 0.053332 | 0.073171 | 0.0038254 | 0.034054 | 0.01073 | 1.2128 | 0.00046515 | 0.00045437 | 0.10043 | 0.12461 | 2.6135 | 0.33156 | 0.022657 | 0.041905 | 0.024688 | 0.038932 | 0.0012329 | 0.0052721 | 0.020377 | 0.026241 | 0.024386 | 0.043918 | 0.017784 | 0.062425 | 18.7032 | 0.0012049 | 0.0928 | 0.00087766 | 0.43419 | 0.0532 | 0.16525 | 7.0184 | 0.010414 | 21.5981 | 12.7434 | 527.3568 | 30.508 | 1.7336 | 30.876 | 12.983 | 0.863 | 0.10927 | 0.09765 | 0.059204 | 0.08528 | 0.17395 | 1.7216 | 1.4299 | 0.048871 | 0.78123 | 0.17752 | 19.5333 | 0.0032639 | 0.0035822 | 10.3196 | 5.2659 | 161.4621 | 13.8985 | 1.6059 | 0.63836 | 0.46455 | 0.56688 | 0.020416 | 0.085446 | 0.37093 | 1.0643 | 1.1289 | 0.024633 | 0.010704 | 0.015347 | 6.3846 | 0.00077864 | 0.22564 | 0.00053346 | 0.89914 | 0.058784 | 0.11504 | 4.9394 | 0.0086309 | 16.5782 | 8.2051 | 549.9902 | 20.6898 | 1.6777 | 20.1188 | 8.8083 | 0.53256 | 0.13656 | 0.21828 | 0.030626 | 0.11069 | 0.070166 | 1.9831 | 0.54608 | 0.17082 | 0.53145 | 0.22339 | 12.103 | 0.0029617 | 0.0032162 | 4.2261 | 3.0504 | 60.3759 | 8.4182 | 3.4599 | 0.27102 | 0.30478 | 0.63785 | 0.013687 | 0.057753 | 0.21928 | 1.1894 | 1.1913 | 737.4656 | 299.3693 | 250.2676 | 214.656 | 61.6723 | 97.6327 | 46.2061 | 3190.3467 | 301.8711 | 96.7429 | 18.6492 | 107.7917 | 8.5052 | 194.9021 | 110.4363 | 12.7347 | 66.3919 | 0.40296 | 2590.0905 | 2.0384 | 6.583 | 1.8633 | 2.8397 | 9.6094 | 0.65193 | 0.93322 | 3.8988 | 0.33067 | 62.5222 | 0.75406 | 0.0023468 | 0.04133 | 0.027233 | 0.35657 | 0.90524 | 1.1138 | 1.4869 | 1.2561 | 0.9214

## ngA-China-results
Element | N recovery | P recovery | K recovery | TEA results | LCA results
Feature | Total N [% N] | Total P [% P] | Total K [% K] | Annual net cost [USD/cap/yr] | GlobalWarming [kg CO2-eq/cap/yr] | H_Ecosystems [points/cap/yr] | H_Health [points/cap/yr] | H_Resources [points/cap/yr]
0 | 52.5242 | 37.332 | 22.6321 | 145.1262 | 87.5227 | 0.26548 | 9.4063 | 15.4546
1 | 52.5242 | 37.332 | 22.6321 | 147.6189 | 94.7754 | 0.24146 | 13.1786 | 12.6452
2 | 52.5242 | 37.332 | 22.6321 | 184.3548 | 99.4744 | 0.28655 | 14.8032 | 15.2883
3 | 52.5242 | 37.332 | 22.6321 | 133.4817 | 70.1356 | 0.2001 | 8.3714 | 9.9865
4 | 52.5242 | 37.332 | 22.6321 | 115.9121 | 68.0074 | 0.14865 | 8.9457 | 7.5814
5 | 52.5242 | 37.332 | 22.6321 | 163.1589 | 84.903 | 0.18766 | 14.872 | 10.031
6 | 52.5242 | 37.332 | 22.6321 | 163.8258 | 76.3413 | 0.15931 | 11.9694 | 7.447
7 | 52.5242 | 37.332 | 22.6321 | 142.1629 | 74.9165 | 0.18545 | 10.4296 | 10.7848
8 | 52.5242 | 37.332 | 22.6321 | 210.4625 | 114.5864 | 0.35579 | 15.2767 | 17.808
9 | 52.5242 | 37.332 | 22.6321 | 102.356 | 67.4089 | 0.16112 | 8.8107 | 7.2613
10 | 52.5242 | 37.332 | 22.6321 | 143.4018 | 90.3461 | 0.21444 | 15.0362 | 12.5629
11 | 52.5242 | 37.332 | 22.6321 | 115.1582 | 73.7015 | 0.1972 | 9.7037 | 10.8364
12 | 52.5242 | 37.332 | 22.6321 | 117.112 | 97.0104 | 0.24551 | 14.704 | 11.5421
13 | 52.5242 | 37.332 | 22.6321 | 227.6602 | 84.4057 | 0.29632 | 8.1274 | 13.4429
14 | 52.5242 | 37.332 | 22.6321 | 215.045 | 91.198 | 0.28186 | 9.2044 | 14.9968
15 | 52.5242 | 37.332 | 22.6321 | 136.4787 | 98.8677 | 0.26527 | 13.8945 | 14.5399
16 | 52.5242 | 37.332 | 22.6321 | 142.2889 | 63.4969 | 0.19315 | 6.0756 | 9.1579
17 | 52.5242 | 37.332 | 22.6321 | 172.7807 | 65.1133 | 0.19551 | 5.8851 | 9.0745
18 | 52.5242 | 37.332 | 22.6321 | 175.0801 | 99.0611 | 0.22151 | 15.9897 | 13.8064
19 | 52.5242 | 37.332 | 22.6321 | 160.6678 | 92.8932 | 0.2032 | 16.5826 | 10.6674

## ngA-India-param
Element | Excretion-A1 | [21 empty] | MURT-A2 | [11 empty] | NEWgenerator an MBR-A3 | [36 empty] | Sludge pasteurization-A4 | [8 empty] | NEWgenerator ion exchange-A5 | [39 empty] | NEWgenerator chlorination-A6 | [24 empty] | NEWgenerator controls-A8 | [41 empty] | NEWgenerator housing-A9 | [9 empty] | NEWgenerator pretreatment-A10 | [11 empty] | NEWgenerator foundation-A11 |  | MURT-A2 |  |  | TEA |  |  |  | LCA | [225 empty] | NEWgenerator photovoltaic-A7 | [27 empty] | Excretion-A1 | LCA |  |  |  | TEA
Feature | Excretion N prot [fraction] | Excretion P prot v [fraction] | Excretion P prot a [fraction] | Excretion K cal [g K/1000 kcal] | Excretion N exc [fraction of intake] | Excretion P exc [fraction of intake] | Excretion K exc [fraction of intake] | Excretion e exc [fraction of intake] | Excretion N ur [fraction of total] | Excretion P ur [fraction of total] | Excretion K ur [fraction of total] | Excretion e fec [fraction of total] | Excretion N ur NH3 [fraction of total N in urine] | Excretion N fec NH3 [fraction of total N in feces] | Excretion ur exc [g/cap/d] | Excretion fec exc [g/cap/d] | Excretion ur moi [fraction] | Excretion fec moi [fraction] | Excretion mg ur [g Mg/cap/d] | Excretion mg fec [g Mg/cap/d] | Excretion ca ur [g Ca/cap/d] | Excretion ca fec [g Ca/cap/d] | MURT collection period [days] | MURT sludge accum rate [L/cap/yr] | MURT N volatilization [fraction of N input] | MURT squatting pan cost [USD] | MURT urinal cost [USD] | MURT led cost [USD] | MURT anticor floor cost [USD] | MURT fan cost [USD] | MURT circuit change cost [USD] | MURT pipe cost [USD] | MURT squatting pan weight [kg] | MURT urinal weight [kg] | NEWgenerator an MBR anmbr reactor tank [USD] | NEWgenerator an MBR anmbr reactor media [USD] | NEWgenerator an MBR anmbr reactor fittings [USD] | NEWgenerator an MBR anmbr membrane module [USD] | NEWgenerator an MBR anmbr permeate pump [USD] | NEWgenerator an MBR anmbr backwash pump [USD] | NEWgenerator an MBR anmbr water pump [USD] | NEWgenerator an MBR anmbr membrane fittings [USD] | NEWgenerator an MBR anmbr biogas gas bag [USD] | NEWgenerator an MBR anmbr biogas fittings [USD] | NEWgenerator an MBR anmbr biogas ventilation [USD] | NEWgenerator an MBR anmbr COD removal [ratio] | NEWgenerator an MBR anmbr TN removal [ratio] | NEWgenerator an MBR anmbr TP removal [ratio] | NEWgenerator an MBR anmbr water pump energy percycle [kWh] | NEWgenerator an MBR anmbr permeate pump energy percycle [kWh] | NEWgenerator an MBR anmbr backwash pump energy percycle [kWh] | NEWgenerator an MBR anmbr batch cycle perday [# batches day-1] | NEWgenerator an MBR anmbr labor maintenance membrane chem cleaning [hrs/yr] | NEWgenerator an MBR anmbr labor maintenance sludge removal [hrs/yr] | NEWgenerator an MBR anmbr labor replacement membrane pump [hrs/yr] | NEWgenerator an MBR anmbr labor replacement permeate pump [hrs/yr] | NEWgenerator an MBR anmbr labor replacement membrane module [hrs/yr] | NEWgenerator an MBR anmbr labor replacement misc repairs [hr/y] | NEWgenerator an MBR anmbr reactor weight [kg] | NEWgenerator an MBR anmbr tau [d] | NEWgenerator an MBR anmbr soluble methane fraction [nan] | NEWgenerator an MBR anmbr VSS TSS ratio [nan] | NEWgenerator an MBR anmbr membrane weight [kg] | NEWgenerator an MBR anmbr PE weight [kg] | NEWgenerator an MBR anmbr PVC weight [kg] | NEWgenerator an MBR anmbr plastic weight [kg] | NEWgenerator an MBR anmbr piping [USD] | NEWgenerator an MBR anmbr piping PVC weight [kg] | NEWgenerator an MBR anmbr sludge yield [kg-VSS/kg-BOD removed] | NEWgenerator an MBR anmbr methane yield [m3-CH4/kg COD removed] | NEWgenerator an MBR dissolved methane HFMC removed [nan] | Sludge pasteurization sludge dryer weight [kg] | Sludge pasteurization sludge barrel weight [kg] | Sludge pasteurization sludge dryer [USD] | Sludge pasteurization sludge barrel [USD] | Sludge pasteurization sludge labor maintenance [h] | Fraction biogas lost [fraction] | Biogas efficiency [fraction] | Heat loss [fraction] | Sludge temperature [fraction] | NEWgenerator ion exchange ion eq2 tank [USD] | NEWgenerator ion exchange ion eq2 pump [USD] | NEWgenerator ion exchange ion eq2 powered valve [USD] | NEWgenerator ion exchange ion eq2 fittings [USD] | NEWgenerator ion exchange ion zeolite tanks [USD] | NEWgenerator ion exchange ion filtration media [USD] | NEWgenerator ion exchange ion gac [USD] | NEWgenerator ion exchange ion zeolite [USD] | NEWgenerator ion exchange ion zeolite fittings [USD] | NEWgenerator ion exchange ion eq3 tank [USD] | NEWgenerator ion exchange ion eq3 pump [USD] | NEWgenerator ion exchange ion eq3 filter [USD] | NEWgenerator ion exchange ion eq3 fittings [USD] | NEWgenerator ion exchange ion COD removal [nan] | NEWgenerator ion exchange ion TN removal [nan] | NEWgenerator ion exchange ion TP removal [nan] | NEWgenerator ion exchange ion labor maintenance zeolite regeneration [hr/y] | NEWgenerator ion exchange ion labor maintenance GAC replacement [hr/y] | NEWgenerator ion exchange ion labor replacement zeolite [hr/y] | NEWgenerator ion exchange ion labor replacement misc repairs [hr/y] | NEWgenerator ion exchange ion labor replacement other pump [hrs/yr] | NEWgenerator ion exchange ion backwash pump energy percycle [kWh] | NEWgenerator ion exchange ion batch cycle perday [# batches day-1] | NEWgenerator ion exchange ion gac unit cost [USD/kg] | NEWgenerator ion exchange ion zeolite unit cost [USD/kg] | NEWgenerator ion exchange ion na cl unit cost [USD/kg] | NEWgenerator ion exchange ion na OH unit cost [USD/kg] | NEWgenerator ion exchange ion regen freq per yr [events/yr] | NEWgenerator ion exchange ion regen efficiency [nan] | NEWgenerator ion exchange ion polycarbonate weight [kg] | NEWgenerator ion exchange ion steel weight [kg] | NEWgenerator ion exchange ion PE weight [kg] | NEWgenerator ion exchange ion PVC weight [kg] | NEWgenerator ion exchange ion plastic weight [kg] | NEWgenerator ion exchange ion piping PVC weight [kg] | NEWgenerator ion exchange ion piping [USD] | NEWgenerator ion exchange ion replacement scenario drums [USD] | NEWgenerator ion exchange ion largerncs scenario zeolite tanks [USD] | NEWgenerator ion exchange ion largerncs scenario zeolite [USD] | NEWgenerator ion exchange ion zeolite fittings largerncs [USD] | NEWgenerator chlorination chlorination recycle pump [USD] | NEWgenerator chlorination chlorination electochlorinator [USD] | NEWgenerator chlorination chlorination powered valve [USD] | NEWgenerator chlorination chlorination fittings [USD] | NEWgenerator chlorination chlorination tanks [USD] | NEWgenerator chlorination chlorination COD removal [%] | NEWgenerator chlorination chlorination TN removal [%] | NEWgenerator chlorination chlorination TP removal [%] | NEWgenerator chlorination chlorination chlorinator energy percycle [kWh] | NEWgenerator chlorination chlorination pump energy percycle [kWh] | NEWgenerator chlorination chlorination ventilation energy percycle [kWh] | NEWgenerator chlorination chlorination valve energy percycle [kWh] | NEWgenerator chlorination chlorination product water pump energy percycle [kWh] | NEWgenerator chlorination chlorination batch cycle per day [# batches day-1] | NEWgenerator chlorination chlorination labor maintenance chlorinator recharging [hr/y] | NEWgenerator chlorination chlorination labor replacement chlorinator replacement [hr/y] | NEWgenerator chlorination chlorination labor replacement other pump [hr/y] | NEWgenerator chlorination chlorination labor replacement misc repairs [hr/y] | NEWgenerator chlorination chlorination na cl dosage [mg/L] | NEWgenerator chlorination chlorination throughput flow [L/d] | NEWgenerator chlorination chlorination PE weight [kg] | NEWgenerator chlorination chlorination PVC weight [kg] | NEWgenerator chlorination chlorination electronics active weight [kg] | NEWgenerator chlorination chlorination piping [USD] | NEWgenerator chlorination chlorination piping PVC weight [kg] | NEWgenerator controls control box enclosure panel [USD] | NEWgenerator controls control box arduino microcontroller [USD] | NEWgenerator controls control box microcontroller din rails [USD] | NEWgenerator controls control box wifi [USD] | NEWgenerator controls control box solid state relays [USD] | NEWgenerator controls control box other relays [USD] | NEWgenerator controls control box conductors [USD] | NEWgenerator controls control box din rails [USD] | NEWgenerator controls control sensors enclosure panel [USD] | NEWgenerator controls control sensors signal conditioners [USD] | NEWgenerator controls control sensors din rails [USD] | NEWgenerator controls control sensors voltage converter [USD] | NEWgenerator controls control orp enclosure panel [USD] | NEWgenerator controls control orp voltage converter [USD] | NEWgenerator controls control orp controller [USD] | NEWgenerator controls control orp probe [USD] | NEWgenerator controls control orp cables [USD] | NEWgenerator controls control pump enclosure panel [USD] | NEWgenerator controls control pump voltage converter [USD] | NEWgenerator controls control pump voltage rectifier [USD] | NEWgenerator controls control pump box relay [USD] | NEWgenerator controls control sensors level sensor [USD] | NEWgenerator controls control sensors level switch [USD] | NEWgenerator controls control sensors flow switches [USD] | NEWgenerator controls control sensors proximity sensor [USD] | NEWgenerator controls control stranded cables [USD] | NEWgenerator controls control sensor cables [USD] | NEWgenerator controls control cable glands [USD] | NEWgenerator controls control gauge ferrules [USD] | NEWgenerator controls control zip ties [USD] | NEWgenerator controls control terminal block jumper [USD] | NEWgenerator controls control system energy percycle [kW] | NEWgenerator controls control system ORP energy percycle [kW] | NEWgenerator controls control background runtime energy perday [kWh] | NEWgenerator controls control batch cycle perday [# batches day-1] | NEWgenerator controls control labor replacement misc repairs [hr/y] | NEWgenerator controls control polycarbonate weight [kg] | NEWgenerator controls control aluminum weight [kg] | NEWgenerator controls control cable length [m] | NEWgenerator controls control electronics passive weight [kg] | NEWgenerator controls control electronics active weight [kg] | NEWgenerator controls control control units weight [kg] | NEWgenerator housing housing framework [USD] | NEWgenerator housing housing framework shipping [USD] | NEWgenerator housing housing fittings [USD] | NEWgenerator housing housing steel weight [kg] | NEWgenerator housing housing zinc coated steel weight [kg] | NEWgenerator housing housing zinc coat [m2] | NEWgenerator housing housing aluminum weight [kg] | NEWgenerator housing housing PE weight [kg] | NEWgenerator housing housing largerncs framework [USD] | NEWgenerator housing cheaper housing framework [USD] | NEWgenerator pretreatment pretreatment eq tank [USD] | NEWgenerator pretreatment pretreatment tank PE weight [kg] | NEWgenerator pretreatment pretreatment piping [USD] | NEWgenerator pretreatment pretreatment piping PVC weight [kg] | NEWgenerator pretreatment pretreatment feed pump [USD] | NEWgenerator pretreatment pretreatment feed pump energy percycle [kWh] | NEWgenerator pretreatment pretreatment batch cycle perday [# batches day-1] | NEWgenerator pretreatment pretreatment labor replacement other pump [hrs/yr] | NEWgenerator pretreatment pretreatment labor screen pit cleaning [hrs/yr] | NEWgenerator pretreatment pretreatment barscreen cost [USD] | NEWgenerator pretreatment pretreatment barscreen weight [kg] | NEWgenerator pretreatment pretreatment barscreen [USD] | NEWgenerator foundation foundation concrete unit cost [USD m-3] | NEWgenerator foundation foundation concrete thickness [m] | Max ch4 emission [g CH4/g COD] | Full degradation time [yr] | Log degradation [-] | Price factor [-] | Zeolite price [USD/kg] | GAC price [USD/kg] | Na OH price [USD/kg] | CH4 CF [kg CO2-eq/kg CH4] | CH4 ecosystems CF [points/kg CH4] | CH4 health CF [points/kg CH4] | N2O CF [kg CO2-eq/kg N2O] | N2O ecosystems CF [points/kg N2O] | N2O health CF [points/kg N2O] | N fertilizer CF [kg CO2-eq/kg N] | N fertilizer ecosystems CF [points/kg N] | N fertilizer health CF [points/kg N] | N fertilizer resources CF [points/kg N] | P fertilizer CF [kg CO2-eq/kg P] | P fertilizer ecosystems CF [points/kg P] | P fertilizer health CF [points/kg P] | P fertilizer resources CF [points/kg P] | K fertilizer CF [kg CO2-eq/kg K] | K fertilizer ecosystems CF [points/kg K] | K fertilizer health CF [points/kg K] | K fertilizer resources CF [points/kg K] | Conc nh3 CF [kg CO2-eq/kg] | Conc nh3 ecosystems CF [points/kg] | Conc nh3 health CF [points/kg] | Conc nh3 resources CF [points/kg] | GAC CF [kg CO2-eq/kg] | GAC ecosystems CF [points/kg] | GAC health CF [points/kg] | GAC resources CF [points/kg] | Zeolite CF [kg CO2-eq/kg] | Zeolite ecosystems CF [points/kg] | Zeolite health CF [points/kg] | Zeolite resources CF [points/kg] | Na cl CF [kg CO2-eq/kg] | Na cl ecosystems CF [points/kg] | Na cl health CF [points/kg] | Na cl resources CF [points/kg] | Na OH CF [kg CO2-eq/kg] | Na OH ecosystems CF [points/kg] | Na OH health CF [points/kg] | Na OH resources CF [points/kg] | LPG CF [kg CO2-eq/kg] | LPG ecosystems CF [points/kg] | LPG health CF [points/kg] | LPG resources CF [points/kg] | Excavation-Global warming [kg CO2-eq/m3] | Brick-Global warming [kg CO2-eq/kg] | Cement-Global warming [kg CO2-eq/kg] | Concrete-Global warming [kg CO2-eq/m3] | Gravel-Global warming [kg CO2-eq/kg] | Plastic-Global warming [kg CO2-eq/kg] | Sand-Global warming [kg CO2-eq/kg] | Stainless steel-global warming [kg CO2-eq/kg] | Stainless steel sheet-global warming [kg CO2-eq/kg] | Steel-Global warming [kg CO2-eq/kg] | Wood-Global warming [kg CO2-eq/m3] | Trucking-Global warming [kg CO2-eq/tonne*km] | Electric motor-global warming [kg CO2-eq/ea] | Electronics-Global warming [kg CO2-eq/kg] | Catalytic converter-global warming [kg CO2-eq/ea] | Oil heat exchanger-global warming [kg CO2-eq/ea] | Pump-Global warming [kg CO2-eq/ea] | Hydronic heat exchanger-global warming [kg CO2-eq/ea] | Electric connectors-global warming [kg CO2-eq/kg] | Electric cables-global warming [kg CO2-eq/m] | PVC-Global warming [kg CO2-eq/kg] | PE-Global warming [kg CO2-eq/kg] | Polymer-Global warming [kg CO2-eq/kg] | Cationic resin-global warming [kg CO2-eq/kg] | Ceramic-Global warming [kg CO2-eq/kg] | Fan-Global warming [kg CO2-eq/kg] | Aluminum-Global warming [kg CO2-eq/kg] | LPG-Global warming [kg CO2-eq/kg] | Zinc coat-global warming [kg CO2-eq/m2] | Polyacrylamide-Global warming [kg CO2-eq/kg] | Photovoltaic panel-global warming [kg CO2-eq/m2] | GACProduction-Global warming [kg CO2-eq/kg] | GACRegeneration-Global warming [kg CO2-eq/kg] | Switches-Global warming [kg CO2-eq/kg] | Control units-global warming [kg CO2-eq/kg] | Electronics active-global warming [kg CO2-eq/kg] | Electronics passive-global warming [kg CO2-eq/kg] | Transformers-Global warming [kg CO2-eq/kg] | Fertilizer offset-global warming [kg CO2-eq/kg] | Polycarbonate-Global warming [kg CO2-eq/kg] | Membrane-Global warming [kg CO2-eq/kg] | Na cl-global warming [kg CO2-eq/kg] | Na oh-global warming [kg CO2-eq/kg] | Zeolite-Global warming [kg CO2-eq/kg] | Battery-Global warming [kg CO2-eq/kg] | Lithium battery-global warming [kg CO2-eq/kg] | Excavation-H ecosystems [kg CO2-eq/m3] | Brick-H ecosystems [kg CO2-eq/kg] | Cement-H ecosystems [kg CO2-eq/kg] | Concrete-H ecosystems [kg CO2-eq/m3] | Gravel-H ecosystems [kg CO2-eq/kg] | Plastic-H ecosystems [kg CO2-eq/kg] | Sand-H ecosystems [kg CO2-eq/kg] | Stainless steel-h ecosystems [kg CO2-eq/kg] | Stainless steel sheet-h ecosystems [kg CO2-eq/kg] | Steel-H ecosystems [kg CO2-eq/kg] | Wood-H ecosystems [kg CO2-eq/m3] | Trucking-H ecosystems [kg CO2-eq/tonne*km] | Electric motor-h ecosystems [kg CO2-eq/ea] | Electronics-H ecosystems [kg CO2-eq/kg] | Catalytic converter-h ecosystems [kg CO2-eq/ea] | Oil heat exchanger-h ecosystems [kg CO2-eq/ea] | Pump-H ecosystems [kg CO2-eq/ea] | Hydronic heat exchanger-h ecosystems [kg CO2-eq/ea] | Electric connectors-h ecosystems [kg CO2-eq/kg] | Electric cables-h ecosystems [kg CO2-eq/m] | PVC-H ecosystems [kg CO2-eq/kg] | PE-H ecosystems [kg CO2-eq/kg] | Polymer-H ecosystems [kg CO2-eq/kg] | Cationic resin-h ecosystems [kg CO2-eq/kg] | Ceramic-H ecosystems [kg CO2-eq/kg] | Fan-H ecosystems [kg CO2-eq/kg] | Aluminum-H ecosystems [kg CO2-eq/kg] | LPG-H ecosystems [kg CO2-eq/kg] | Zinc coat-h ecosystems [kg CO2-eq/m2] | Polyacrylamide-H ecosystems [kg CO2-eq/kg] | Photovoltaic panel-h ecosystems [kg CO2-eq/m2] | GACProduction-H ecosystems [kg CO2-eq/kg] | GACRegeneration-H ecosystems [kg CO2-eq/kg] | Switches-H ecosystems [kg CO2-eq/kg] | Control units-h ecosystems [kg CO2-eq/kg] | Electronics active-h ecosystems [kg CO2-eq/kg] | Electronics passive-h ecosystems [kg CO2-eq/kg] | Transformers-H ecosystems [kg CO2-eq/kg] | Fertilizer offset-h ecosystems [kg CO2-eq/kg] | Polycarbonate-H ecosystems [kg CO2-eq/kg] | Membrane-H ecosystems [kg CO2-eq/kg] | Na cl-h ecosystems [kg CO2-eq/kg] | Na oh-h ecosystems [kg CO2-eq/kg] | Zeolite-H ecosystems [kg CO2-eq/kg] | Battery-H ecosystems [kg CO2-eq/kg] | Lithium battery-h ecosystems [kg CO2-eq/kg] | Excavation-H health [kg CO2-eq/m3] | Brick-H health [kg CO2-eq/kg] | Cement-H health [kg CO2-eq/kg] | Concrete-H health [kg CO2-eq/m3] | Gravel-H health [kg CO2-eq/kg] | Plastic-H health [kg CO2-eq/kg] | Sand-H health [kg CO2-eq/kg] | Stainless steel-h health [kg CO2-eq/kg] | Stainless steel sheet-h health [kg CO2-eq/kg] | Steel-H health [kg CO2-eq/kg] | Wood-H health [kg CO2-eq/m3] | Trucking-H health [kg CO2-eq/tonne*km] | Electric motor-h health [kg CO2-eq/ea] | Electronics-H health [kg CO2-eq/kg] | Catalytic converter-h health [kg CO2-eq/ea] | Oil heat exchanger-h health [kg CO2-eq/ea] | Pump-H health [kg CO2-eq/ea] | Hydronic heat exchanger-h health [kg CO2-eq/ea] | Electric connectors-h health [kg CO2-eq/kg] | Electric cables-h health [kg CO2-eq/m] | PVC-H health [kg CO2-eq/kg] | PE-H health [kg CO2-eq/kg] | Polymer-H health [kg CO2-eq/kg] | Cationic resin-h health [kg CO2-eq/kg] | Ceramic-H health [kg CO2-eq/kg] | Fan-H health [kg CO2-eq/kg] | Aluminum-H health [kg CO2-eq/kg] | LPG-H health [kg CO2-eq/kg] | Zinc coat-h health [kg CO2-eq/m2] | Polyacrylamide-H health [kg CO2-eq/kg] | Photovoltaic panel-h health [kg CO2-eq/m2] | GACProduction-H health [kg CO2-eq/kg] | GACRegeneration-H health [kg CO2-eq/kg] | Switches-H health [kg CO2-eq/kg] | Control units-h health [kg CO2-eq/kg] | Electronics active-h health [kg CO2-eq/kg] | Electronics passive-h health [kg CO2-eq/kg] | Transformers-H health [kg CO2-eq/kg] | Fertilizer offset-h health [kg CO2-eq/kg] | Polycarbonate-H health [kg CO2-eq/kg] | Membrane-H health [kg CO2-eq/kg] | Na cl-h health [kg CO2-eq/kg] | Na oh-h health [kg CO2-eq/kg] | Zeolite-H health [kg CO2-eq/kg] | Battery-H health [kg CO2-eq/kg] | Lithium battery-h health [kg CO2-eq/kg] | Excavation-H resources [kg CO2-eq/m3] | Brick-H resources [kg CO2-eq/kg] | Cement-H resources [kg CO2-eq/kg] | Concrete-H resources [kg CO2-eq/m3] | Gravel-H resources [kg CO2-eq/kg] | Plastic-H resources [kg CO2-eq/kg] | Sand-H resources [kg CO2-eq/kg] | Stainless steel-h resources [kg CO2-eq/kg] | Stainless steel sheet-h resources [kg CO2-eq/kg] | Steel-H resources [kg CO2-eq/kg] | Wood-H resources [kg CO2-eq/m3] | Trucking-H resources [kg CO2-eq/tonne*km] | Electric motor-h resources [kg CO2-eq/ea] | Electronics-H resources [kg CO2-eq/kg] | Catalytic converter-h resources [kg CO2-eq/ea] | Oil heat exchanger-h resources [kg CO2-eq/ea] | Pump-H resources [kg CO2-eq/ea] | Hydronic heat exchanger-h resources [kg CO2-eq/ea] | Electric connectors-h resources [kg CO2-eq/kg] | Electric cables-h resources [kg CO2-eq/m] | PVC-H resources [kg CO2-eq/kg] | PE-H resources [kg CO2-eq/kg] | Polymer-H resources [kg CO2-eq/kg] | Cationic resin-h resources [kg CO2-eq/kg] | Ceramic-H resources [kg CO2-eq/kg] | Fan-H resources [kg CO2-eq/kg] | Aluminum-H resources [kg CO2-eq/kg] | LPG-H resources [kg CO2-eq/kg] | Zinc coat-h resources [kg CO2-eq/m2] | Polyacrylamide-H resources [kg CO2-eq/kg] | Photovoltaic panel-h resources [kg CO2-eq/m2] | GACProduction-H resources [kg CO2-eq/kg] | GACRegeneration-H resources [kg CO2-eq/kg] | Switches-H resources [kg CO2-eq/kg] | Control units-h resources [kg CO2-eq/kg] | Electronics active-h resources [kg CO2-eq/kg] | Electronics passive-h resources [kg CO2-eq/kg] | Transformers-H resources [kg CO2-eq/kg] | Fertilizer offset-h resources [kg CO2-eq/kg] | Polycarbonate-H resources [kg CO2-eq/kg] | Membrane-H resources [kg CO2-eq/kg] | Na cl-h resources [kg CO2-eq/kg] | Na oh-h resources [kg CO2-eq/kg] | Zeolite-H resources [kg CO2-eq/kg] | Battery-H resources [kg CO2-eq/kg] | Lithium battery-h resources [kg CO2-eq/kg] | NEWgenerator photovoltaic pv panel [USD] | NEWgenerator photovoltaic pv panel shipping [USD] | NEWgenerator photovoltaic pv racking system [USD] | NEWgenerator photovoltaic pv charge controllers [USD] | NEWgenerator photovoltaic pv connectors [USD] | NEWgenerator photovoltaic pv combiner box [USD] | NEWgenerator photovoltaic pv circuit breaker [USD] | NEWgenerator photovoltaic pv battery [USD] | NEWgenerator photovoltaic pv battery connectors [USD] | NEWgenerator photovoltaic pv battery switch [USD] | NEWgenerator photovoltaic pv battery terminal [USD] | NEWgenerator photovoltaic pv dc enclosure panel [USD] | NEWgenerator photovoltaic pv dc din rail [USD] | NEWgenerator photovoltaic pv dc din circuit breaker [USD] | NEWgenerator photovoltaic pv dc distribution block [USD] | NEWgenerator photovoltaic pv dc voltage converter [USD] | NEWgenerator photovoltaic pv misc [USD] | NEWgenerator photovoltaic pv labor replacement batteries [hr/y] | NEWgenerator photovoltaic pv lithium battery [USD] | NEWgenerator photovoltaic pv labor replacement misc repairs [hr/y] | NEWgenerator photovoltaic pv photovoltaic panel area [m2] | NEWgenerator photovoltaic pv aluminum weight [kg] | NEWgenerator photovoltaic pv control units weight [kg] | NEWgenerator photovoltaic pv cable length [m] | NEWgenerator photovoltaic pv connectors weight [kg] | NEWgenerator photovoltaic pv switch weight [kg] | NEWgenerator photovoltaic pv polycarbonate weight [kg] | NEWgenerator photovoltaic pv electronics passive weight [kg] | Operator daily wage [USD/h] | Energy gwp [kg CO2-eq/kWh] | Energy h ecosystems [points/kWh] | Energy h health [points/kWh] | Energy h resources [points/kWh] | Nacl price [USD/kg] | Lpg price [USD/kg] | N fertilizer price [USD/kg N] | P fertilizer price [USD/kg P] | K fertilizer price [USD/kg K] | Nh3 fertilizer price [USD/kg N]
0 | 0.17173 | 0.030679 | 0.0049386 | 1.3622 | 0.9936 | 0.99443 | 0.85175 | 0.037673 | 0.81305 | 0.64428 | 0.63144 | 0.82021 | 0.86896 | 0.17628 | 1285.876 | 212.4497 | 0.94152 | 0.81925 | 0.13618 | 0.15091 | 0.27833 | 0.42375 | 7.4111 | 683.5956 | 0.0059279 | 126.2956 | 114.9583 | 16.0191 | 163.0022 | 18.4286 | 1.8865 | 62.2506 | 15.4613 | 11.8521 | 2833.5971 | 93.8378 | 80.9476 | 1754.5041 | 128.1352 | 87.0554 | 292.193 | 261.714 | 210.4539 | 35.5353 | 57.0893 | 0.75321 | 0.34295 | 0.18442 | 0.018173 | 0.0018503 | 7.8584e-05 | 34.1391 | 10.263 | 3.0795 | 0.78563 | 0.48033 | 0.11715 | 2.1912 | 59.0575 | 8.222 | 0.31748 | 0.87783 | 24.2332 | 95.2438 | 37.5138 | 23.6338 | 148.3467 | 7.6728 | 0.03332 | 0.26059 | 0.97359 | 37.6203 | 16.0832 | 654.3179 | 95.1407 | 2.8522 | 0.10078 | 0.52471 | 0.12278 | 312.2377 | 167.4447 | 85.7037 | 72.7078 | 13.8091 | 1068.2305 | 273.5712 | 82.1156 | 83.0515 | 289.5966 | 174.0322 | 75.8207 | 72.0035 | 7.273 | 0.6221 | 0.79613 | 0.35139 | 49.6918 | 5.6248 | 1.982 | 2.0517 | 0.17065 | 8.3115e-05 | 30.3948 | 1.1227 | 0.24078 | 0.17315 | 0.15305 | 2.7163 | 0.95494 | 1.1115 | 0.44045 | 102.0135 | 12.8349 | 33.3435 | 8.5781 | 140.3937 | 121.5998 | 1947.4514 | 218.1149 | 330.4287 | 155.5796 | 896.828 | 404.9413 | 96.211 | 412.9019 | 0.055291 | 0.16931 | 0.17819 | 0.057767 | 0.0089567 | 0.0049926 | 2.1073e-05 | 0.0021046 | 32.1997 | 12.3421 | 1.1253 | 0.18407 | 2.8138 | 5.6913 | 359.9673 | 96.5429 | 3.7837 | 3.8824 | 149.9832 | 9.4973 | 111.8745 | 51.4553 | 28.1356 | 88.9193 | 782.6935 | 58.1886 | 607.8183 | 9.2937 | 139.9164 | 703.0902 | 145.484 | 95.4674 | 48.9203 | 63.3053 | 232.9059 | 59.7415 | 8.2907 | 197.4567 | 80.8301 | 9.8932 | 47.2735 | 633.0924 | 6.0625 | 79.7755 | 70.8016 | 160.0927 | 249.7722 | 79.6568 | 42.8255 | 34.7791 | 51.1157 | 0.010722 | 0.00098924 | 0.2615 | 37.5387 | 2.4898 | 13.1613 | 2.6672 | 302.4575 | 8.6016 | 4.9048 | 0.38713 | 5607.0483 | 923.2864 | 1343.9619 | 1449.2152 | 35.8247 | 1.2267 | 22.3167 | 3.1298 | 5995.729 | 1368.6955 | 535.5206 | 100.1187 | 131.9456 | 7.8497 | 156.0334 | 0.0015419 | 36.6092 | 0.14279 | 13.227 | 94.371 | 3.4793 | 66.8165 | 177.6172 | 0.12452 | 0.24287 | 2.9873 | 2.0252 | 0.20808 | 0.22029 | 0.94736 | 0.17448 | 35.8035 | 0.0029397 | 14.493 | 325.816 | 0.023309 | 120.337 | 5.4057 | 0.044023 | 0.64732 | 0.23979 | 4.8912 | 0.093413 | 1.9044 | 1.0929 | 1.4756 | 0.017687 | 0.12252 | 0.050181 | 4.2161 | 0.037038 | 0.5309 | 0.22563 | 8.2799 | 0.00044962 | 0.003542 | 0.0027281 | 4.8002 | 0.021966 | 0.33132 | 0.21397 | 0.2909 | 0.0012765 | 0.021181 | 0.01452 | 1.1848 | 0.0054525 | 0.10086 | 0.055978 | 0.78228 | 0.0034688 | 0.04806 | 0.19224 | 0.52646 | 0.27213 | 1.1507 | 301.4478 | 0.017768 | 1.994 | 0.012651 | 4.9056 | 6.0883 | 2.4173 | 206.8849 | 0.21229 | 10.2602 | 8.6019 | 15.1996 | 111102.2182 | 8.362 | 320.8195 | 9.0536 | 4.7502 | 1.9728 | 1.9135 | 2.8003 | 1.5932 | 1.918 | 13.8991 | 4.2177 | 0.74239 | 7.5199 | 2.657 | 257.8169 | 8.907 | 0.40617 | 18.9017 | 26.6786 | 618.267 | 59.4903 | 4.3611 | 2.5989 | 7.6764 | 7.7279 | 0.25364 | 1.2048 | 5.0162 | 6.7349 | 5.9094 | 0.0019704 | 0.0011971 | 0.0041355 | 1.632 | 8.9864e-05 | 0.0072909 | 5.8576e-05 | 0.020246 | 0.0027785 | 0.0079261 | 13.8777 | 0.00069918 | 0.66926 | 0.32642 | 7.7779 | 1.325 | 0.036353 | 1.2241 | 0.2779 | 0.017507 | 0.0074478 | 0.0063784 | 0.0033054 | 0.0055828 | 0.0066353 | 0.064599 | 0.077881 | 0.0038685 | 0.030651 | 0.0097842 | 1.1377 | 0.00041632 | 0.00041379 | 0.097822 | 0.1252 | 3.0388 | 0.29033 | 0.023055 | 0.048407 | 0.029081 | 0.033303 | 0.0011918 | 0.0051625 | 0.019935 | 0.023635 | 0.022983 | 0.042798 | 0.01623 | 0.061134 | 18.1093 | 0.0013254 | 0.10538 | 0.00085401 | 0.38694 | 0.049562 | 0.14531 | 7.7603 | 0.011843 | 20.7906 | 14.2104 | 479.1273 | 28.8361 | 1.663 | 29.2772 | 14.2716 | 0.94999 | 0.1047 | 0.10564 | 0.054249 | 0.086567 | 0.18596 | 1.7098 | 1.2955 | 0.048365 | 0.84769 | 0.15716 | 21.4416 | 0.0036123 | 0.0033413 | 10.9431 | 4.9985 | 164.0735 | 14.7538 | 1.5819 | 0.69899 | 0.44315 | 0.62412 | 0.019985 | 0.086883 | 0.36942 | 1.1013 | 1.0791 | 0.028151 | 0.010593 | 0.015137 | 6.5996 | 0.00079182 | 0.22843 | 0.0005604 | 0.92592 | 0.058724 | 0.11405 | 4.9699 | 0.0088976 | 16.1296 | 7.9846 | 513.6038 | 18.3929 | 1.9561 | 18.4411 | 8.2287 | 0.55141 | 0.15547 | 0.21112 | 0.028068 | 0.11601 | 0.084205 | 2.0255 | 0.59885 | 0.17329 | 0.48797 | 0.20163 | 11.5989 | 0.0030294 | 0.0031271 | 3.8151 | 2.877 | 61.0115 | 8.3998 | 3.3475 | 0.26791 | 0.32189 | 0.65421 | 0.01422 | 0.050121 | 0.2291 | 1.2705 | 1.196 | 759.1361 | 276.4253 | 244.5872 | 209.057 | 62.0848 | 110.0254 | 37.7077 | 3630.4192 | 246.0634 | 82.1227 | 20.1565 | 120.1572 | 9.0116 | 220.5313 | 101.6843 | 12.9168 | 58.4909 | 0.35239 | 2250.3435 | 2.2855 | 8.0348 | 2.0431 | 3.3592 | 10.6363 | 0.56482 | 0.90064 | 3.461 | 0.30229 | 15.4338 | 0.84084 | 0.0026101 | 0.04245 | 0.028141 | 0.53143 | 1.5259 | 0.18338 | 0.55642 | 0.52414 | 0.15503
1 | 0.13571 | 0.031171 | 0.0090288 | 1.421 | 0.99958 | 0.99229 | 0.7003 | 0.03084 | 0.8701 | 0.41183 | 0.81573 | 0.81293 | 0.88107 | 0.1683 | 1409.9856 | 380.1947 | 0.93526 | 0.83659 | 0.17873 | 0.32757 | 0.48713 | 2.6222 | 3.7395 | 298.7051 | 0.00034916 | 159.0871 | 109.2697 | 12.2768 | 145.6331 | 16.8388 | 1.9249 | 49.0708 | 14.4689 | 12.1048 | 2984.602 | 89.5915 | 90.2494 | 1787.9962 | 99.2475 | 81.4411 | 305.363 | 239.9018 | 242.1424 | 33.4016 | 50.291 | 0.86975 | 0.21434 | 0.36266 | 0.019261 | 0.0022922 | 7.4579e-05 | 27.9539 | 11.425 | 2.6031 | 0.75633 | 0.69836 | 0.10761 | 2.3496 | 61.2328 | 6.3452 | 0.34433 | 0.78093 | 17.3043 | 100.5118 | 34.4174 | 16.0396 | 136.6432 | 9.5824 | 0.033942 | 0.30266 | 0.88783 | 42.8607 | 13.4387 | 730.9938 | 77.2303 | 3.7978 | 0.12146 | 0.69709 | 0.083245 | 327.018 | 126.5414 | 95.6411 | 60.542 | 17.271 | 1313.0713 | 227.1884 | 89.2871 | 76.41 | 243.4108 | 157.4036 | 85.2938 | 85.5692 | 6.9709 | 0.76853 | 0.739 | 0.19937 | 60.5822 | 6.7529 | 1.9031 | 2.0995 | 0.19348 | 6.6165e-05 | 34.105 | 0.93107 | 0.26484 | 0.25594 | 0.14634 | 3.4216 | 0.96666 | 1.3538 | 0.47035 | 67.423 | 17.085 | 24.148 | 8.6558 | 125.2224 | 131.2186 | 1925.6376 | 215.1031 | 421.9458 | 165.8509 | 682.1461 | 338.3448 | 90.933 | 374.8467 | 0.036306 | 0.34954 | 0.031835 | 0.068412 | 0.0076449 | 0.0053911 | 2.1173e-05 | 0.0020612 | 36.0033 | 13.1662 | 0.84747 | 0.18239 | 2.0054 | 4.7061 | 341.7491 | 72.4699 | 4.1819 | 5.8121 | 141.3094 | 8.3094 | 128.5092 | 48.3288 | 33.0446 | 102.4523 | 676.4281 | 70.4923 | 689.8788 | 10.5397 | 104.9226 | 819.9773 | 164.6962 | 94.395 | 51.3192 | 68.7426 | 241.408 | 52.1402 | 8.702 | 172.6652 | 86.5452 | 11.6323 | 53.333 | 667.3161 | 6.2349 | 69.3075 | 62.2128 | 184.9627 | 282.3004 | 74.0709 | 57.4133 | 33.4567 | 45.3846 | 0.0095731 | 0.0011271 | 0.31439 | 30.7982 | 2.6893 | 10.2839 | 2.3999 | 203.8558 | 11.4234 | 4.5168 | 0.60487 | 5793.9776 | 970.9186 | 1526.2834 | 1052.0652 | 32.5437 | 0.98781 | 21.5779 | 3.1918 | 4747.3198 | 1804.2335 | 523.1768 | 85.0314 | 134.9269 | 9.8752 | 193.0718 | 0.0014265 | 35.6558 | 0.18191 | 13.8364 | 72.1137 | 5.6293 | 49.7328 | 211.7875 | 0.11203 | 0.19364 | 1.4904 | 3.3142 | 0.22476 | 0.24222 | 1.3496 | 0.17852 | 30.8031 | 0.0025597 | 13.5939 | 290.5692 | 0.022361 | 127.8858 | 5.0272 | 0.046442 | 0.5761 | 0.25161 | 4.6183 | 0.096045 | 1.8489 | 1.1224 | 1.5537 | 0.019957 | 0.11975 | 0.051383 | 4.3571 | 0.039355 | 0.54507 | 0.21331 | 8.7031 | 0.00046428 | 0.0035904 | 0.0028675 | 5.1793 | 0.019206 | 0.3657 | 0.21692 | 0.26608 | 0.0011958 | 0.018861 | 0.012696 | 1.2682 | 0.005528 | 0.096671 | 0.057404 | 0.72956 | 0.0037386 | 0.047651 | 0.16339 | 0.52899 | 0.28899 | 1.0381 | 316.0037 | 0.014443 | 1.9422 | 0.011963 | 3.8643 | 3.8344 | 2.9111 | 197.0342 | 0.4528 | 9.2048 | 8.7863 | 13.4518 | 124967.0813 | 8.622 | 333.8996 | 8.5968 | 4.2712 | 1.8748 | 2.0263 | 2.9609 | 1.5334 | 1.9097 | 15.1103 | 3.9341 | 0.75952 | 8.0414 | 3.0619 | 286.6261 | 8.075 | 0.43645 | 18.9627 | 25.1795 | 650.5426 | 64.0045 | 4.6193 | 2.6879 | 7.9218 | 7.842 | 0.27468 | 1.3386 | 5.1059 | 7.3218 | 6.1232 | 0.0021376 | 0.0012338 | 0.0045701 | 1.5323 | 8.2216e-05 | 0.0069871 | 6.1557e-05 | 0.019055 | 0.0024269 | 0.008854 | 12.7069 | 0.00074732 | 0.68336 | 0.31537 | 8.2052 | 1.2469 | 0.036974 | 1.3114 | 0.31303 | 0.019259 | 0.0076692 | 0.0074077 | 0.0037717 | 0.0064301 | 0.0063683 | 0.058215 | 0.078515 | 0.0036351 | 0.030057 | 0.010414 | 1.0923 | 0.00046783 | 0.00044243 | 0.1043 | 0.1255 | 2.8616 | 0.30119 | 0.02175 | 0.049131 | 0.029961 | 0.035049 | 0.001173 | 0.0055893 | 0.020596 | 0.024397 | 0.024828 | 0.03909 | 0.016627 | 0.062063 | 18.6267 | 0.0012838 | 0.090998 | 0.00089994 | 0.41452 | 0.044717 | 0.16359 | 7.3179 | 0.011263 | 20.0953 | 15.0671 | 538.6532 | 31.2803 | 1.6258 | 28.7101 | 13.0642 | 0.88016 | 0.11422 | 0.095102 | 0.050512 | 0.092171 | 0.16144 | 1.9977 | 1.2717 | 0.041975 | 0.92149 | 0.16871 | 21.2303 | 0.0035706 | 0.0036756 | 9.7247 | 4.8898 | 156.2599 | 13.8465 | 1.7014 | 0.68398 | 0.45699 | 0.55875 | 0.019573 | 0.090557 | 0.34374 | 1.0293 | 1.0341 | 0.02762 | 0.010977 | 0.01538 | 6.8867 | 0.00086094 | 0.21275 | 0.00059534 | 0.89256 | 0.067351 | 0.12647 | 5.4956 | 0.0084276 | 16.2157 | 8.3396 | 518.233 | 20.589 | 1.7939 | 17.4698 | 8.8771 | 0.53194 | 0.15094 | 0.19712 | 0.028278 | 0.1002 | 0.079468 | 1.7833 | 0.59346 | 0.19371 | 0.53102 | 0.23112 | 11.3892 | 0.0031023 | 0.0027077 | 4.1149 | 2.9107 | 60.0913 | 7.5155 | 3.3784 | 0.27457 | 0.30735 | 0.67202 | 0.01295 | 0.053886 | 0.21505 | 1.101 | 1.0936 | 740.3381 | 294.0103 | 210.5272 | 222.9766 | 59.6498 | 93.5703 | 44.53 | 2916.7027 | 278.8144 | 98.3124 | 22.0726 | 104.7528 | 8.5488 | 223.6924 | 92.9863 | 11.4844 | 66.1651 | 0.37751 | 3524.2063 | 2.1679 | 7.6305 | 2.2292 | 3.1924 | 12.7549 | 0.57476 | 0.7487 | 3.3808 | 0.23494 | 10.8859 | 0.92677 | 0.0025549 | 0.045419 | 0.031733 | 0.45199 | 1.7733 | 0.16568 | 0.64492 | 0.49262 | 0.15012
2 | 0.166 | 0.027832 | 0.018583 | 1.2708 | 0.99456 | 0.99617 | 0.9188 | 0.077626 | 0.92745 | 0.49727 | 0.6431 | 0.78977 | 0.79943 | 0.21355 | 1661.1032 | 295.596 | 0.95041 | 0.86421 | 0.12618 | 0.23113 | 0.14298 | 1.4491 | 5.7554 | 201.6944 | 0.0034724 | 150.4281 | 104.3346 | 13.7238 | 159.0263 | 16.2624 | 1.8384 | 52.8872 | 12.5808 | 10.1542 | 2748.3798 | 98.1194 | 97.4696 | 1889.7558 | 104.5637 | 92.3751 | 307.4135 | 214.3746 | 214.9817 | 28.9336 | 51.026 | 0.74015 | 0.16614 | 0.38567 | 0.017287 | 0.0017303 | 6.7739e-05 | 27.0089 | 12.6726 | 2.5024 | 0.96794 | 0.56548 | 0.088675 | 2.841 | 57.3678 | 3.4325 | 0.29257 | 0.81895 | 27.414 | 97.3591 | 28.6573 | 19.6653 | 148.7748 | 7.9324 | 0.034604 | 0.2823 | 0.87996 | 39.4146 | 19.7339 | 758.8926 | 101.4411 | 3.6434 | 0.071578 | 0.44104 | 0.076262 | 220.8829 | 155.3905 | 81.3497 | 64.2735 | 16.4378 | 1191.901 | 242.2003 | 108.609 | 86.3105 | 247.4489 | 142.6222 | 79.4725 | 88.5868 | 8.8527 | 0.44129 | 0.54269 | 0.40799 | 54.1196 | 4.8997 | 1.8078 | 2.6494 | 0.17921 | 6.4258e-05 | 36.1227 | 1.2663 | 0.23247 | 0.20589 | 0.16785 | 3.2151 | 0.96299 | 1.282 | 0.45751 | 77.0357 | 15.3355 | 27.6186 | 10.14 | 148.4964 | 113.6729 | 1783.784 | 248.3827 | 301.0079 | 153.2604 | 753.2153 | 330.4283 | 86.4084 | 478.9874 | 0.1515 | 0.39486 | 0.17132 | 0.070355 | 0.0084215 | 0.0065865 | 2.0068e-05 | 0.0022658 | 31.441 | 11.3833 | 1.1973 | 0.16646 | 2.6643 | 4.4912 | 403.4988 | 61.5729 | 2.7069 | 5.0032 | 130.2561 | 9.798 | 135.7812 | 43.5721 | 36.9431 | 91.9779 | 600.1261 | 61.805 | 712.988 | 8.0913 | 126.1537 | 723.6469 | 148.5487 | 82.1323 | 62.3086 | 61.0654 | 206.9016 | 55.0382 | 8.0081 | 199.3366 | 75.5223 | 11.8722 | 49.6403 | 589.3792 | 5.9033 | 65.8212 | 56.1423 | 162.6857 | 290.4985 | 77.364 | 53.6607 | 34.2878 | 40.9102 | 0.0086873 | 0.0013354 | 0.25286 | 36.0825 | 2.8335 | 8.9029 | 2.7248 | 218.8653 | 10.3944 | 5.977 | 0.4604 | 7138.3544 | 840.6388 | 1171.4206 | 1231.0712 | 31.6051 | 1.0581 | 27.2707 | 2.903 | 5886.4967 | 1625.874 | 628.8325 | 87.6854 | 123.7319 | 8.4929 | 187.3238 | 0.0013094 | 30.0565 | 0.18378 | 12.2259 | 81.3828 | 3.1334 | 68.6175 | 172.0851 | 0.10996 | 0.30078 | 1.2047 | 2.6311 | 0.33436 | 0.2322 | 1.3234 | 0.12776 | 31.6623 | 0.0026138 | 13.71 | 314.3185 | 0.025067 | 113.7552 | 5.4734 | 0.045811 | 0.6355 | 0.26945 | 4.9339 | 0.088191 | 1.6449 | 1.0645 | 1.6203 | 0.018431 | 0.11313 | 0.056477 | 4.5848 | 0.040659 | 0.53969 | 0.23198 | 7.914 | 0.00042265 | 0.0034333 | 0.0029501 | 5.3023 | 0.021025 | 0.34134 | 0.23701 | 0.28294 | 0.0011302 | 0.02061 | 0.013848 | 1.1493 | 0.0050869 | 0.096072 | 0.054896 | 0.74099 | 0.003902 | 0.043183 | 0.18451 | 0.54407 | 0.28161 | 0.98345 | 306.0424 | 0.012857 | 2.0061 | 0.012381 | 4.7639 | 4.2894 | 3.1343 | 188.7322 | 0.23675 | 10.543 | 8.1052 | 13.1988 | 114603.7449 | 8.3197 | 328.8936 | 9.1866 | 4.3993 | 2.0217 | 1.8259 | 2.8655 | 1.7039 | 1.7001 | 12.9888 | 4.3283 | 0.70866 | 8.4466 | 2.8059 | 294.9048 | 7.6826 | 0.44943 | 19.7023 | 25.4867 | 696.5267 | 68.6596 | 4.9681 | 2.7706 | 7.3549 | 7.4954 | 0.2466 | 1.2332 | 4.7148 | 7.4712 | 6.6044 | 0.0021105 | 0.0012734 | 0.0042348 | 1.5591 | 8.4819e-05 | 0.006964 | 5.4865e-05 | 0.020026 | 0.0024926 | 0.0080598 | 13.0163 | 0.00072699 | 0.67298 | 0.32207 | 8.8145 | 1.1958 | 0.038779 | 1.1654 | 0.29722 | 0.018113 | 0.0082564 | 0.0076544 | 0.0033597 | 0.0054427 | 0.0068019 | 0.063422 | 0.073691 | 0.0037318 | 0.035946 | 0.011525 | 1.0449 | 0.00046876 | 0.00047396 | 0.090735 | 0.1091 | 2.6532 | 0.3218 | 0.021044 | 0.044547 | 0.027028 | 0.034014 | 0.0011266 | 0.0052319 | 0.018576 | 0.027279 | 0.026158 | 0.038126 | 0.017481 | 0.058105 | 17.8356 | 0.001155 | 0.10833 | 0.00087351 | 0.37513 | 0.052089 | 0.16534 | 7.5507 | 0.010334 | 21.7753 | 14.0252 | 524.6711 | 27.2673 | 1.7661 | 26.0931 | 15.2219 | 0.92985 | 0.11224 | 0.092969 | 0.052038 | 0.093652 | 0.18024 | 1.8362 | 1.4175 | 0.046827 | 0.84079 | 0.15956 | 19.199 | 0.0034513 | 0.0032409 | 10.5603 | 5.1617 | 150.0457 | 14.6617 | 1.7133 | 0.63481 | 0.40514 | 0.62275 | 0.019684 | 0.083717 | 0.33075 | 1.0513 | 0.97464 | 0.028881 | 0.011599 | 0.016298 | 7.4423 | 0.0009141 | 0.20478 | 0.00055406 | 0.87589 | 0.070941 | 0.13475 | 5.6721 | 0.0093707 | 16.4665 | 8.5941 | 564.3452 | 17.7156 | 1.9174 | 20.8364 | 8.7406 | 0.56254 | 0.15328 | 0.23417 | 0.03038 | 0.10138 | 0.071459 | 2.0728 | 0.55284 | 0.18698 | 0.50035 | 0.20959 | 13.3976 | 0.0029995 | 0.0031379 | 3.8314 | 2.7514 | 68.6203 | 7.5878 | 2.9517 | 0.27119 | 0.29854 | 0.72438 | 0.013681 | 0.05778 | 0.21974 | 1.2435 | 1.1742 | 768.1422 | 322.5437 | 217.4137 | 181.7766 | 70.7562 | 90.9562 | 40.0117 | 3178.7817 | 296.1282 | 80.3857 | 22.7028 | 125.0973 | 9.6793 | 199.3945 | 88.4762 | 12.273 | 62.2985 | 0.33182 | 3324.1826 | 2.5995 | 8.1918 | 2.3266 | 3.2869 | 9.3072 | 0.64115 | 0.65453 | 2.8467 | 0.34353 | 9.3924 | 0.85786 | 0.0027223 | 0.046775 | 0.027889 | 0.54528 | 1.4254 | 0.14406 | 0.61665 | 0.47668 | 0.12461
3 | 0.18039 | 0.020184 | 0.017278 | 1.1503 | 0.99925 | 0.99301 | 0.81334 | 0.065403 | 0.89367 | 0.57107 | 0.83274 | 0.79965 | 0.81556 | 0.19672 | 1246.7367 | 253.474 | 0.95768 | 0.80709 | 0.16118 | 0.30725 | 0.44527 | 3.0905 | 2.7886 | 547.2053 | 0.0074401 | 163.0143 | 111.8061 | 16.996 | 130.8964 | 14.6351 | 1.6251 | 56.3877 | 16.696 | 12.9692 | 2453.3511 | 77.5944 | 93.6888 | 1607.8303 | 113.4031 | 93.8557 | 266.0882 | 282.0481 | 207.0546 | 32.0141 | 48.0354 | 0.78522 | 0.31619 | 0.33159 | 0.016552 | 0.0016226 | 8.0195e-05 | 28.7123 | 10.3821 | 2.4415 | 0.71606 | 0.49578 | 0.10203 | 2.5027 | 53.9841 | 4.2386 | 0.24321 | 0.91963 | 18.2361 | 116.1351 | 36.4737 | 18.1603 | 156.1917 | 9.0898 | 0.031683 | 0.24427 | 0.92829 | 42.3057 | 14.186 | 876.7473 | 98.6683 | 2.4453 | 0.12545 | 0.49169 | 0.11229 | 216.295 | 151.4356 | 102.3853 | 71.3991 | 16.226 | 1143.046 | 283.0765 | 76.2619 | 75.4671 | 234.1669 | 161.5409 | 100.4273 | 86.5811 | 7.9369 | 0.70899 | 0.69928 | 0.28905 | 64.6263 | 6.5683 | 2.1745 | 1.9464 | 0.14436 | 8.1562e-05 | 28.7314 | 1.2827 | 0.2269 | 0.24211 | 0.17242 | 3.0931 | 0.95595 | 1.0754 | 0.49994 | 80.9617 | 18.3757 | 32.0712 | 8.9465 | 121.0217 | 163.4511 | 2254.2792 | 222.857 | 322.0868 | 159.9015 | 821.9107 | 303.5013 | 88.67 | 469.294 | 0.36203 | 0.31651 | 0.04063 | 0.064159 | 0.010579 | 0.007038 | 2.0232e-05 | 0.0026543 | 30.5604 | 13.3635 | 1.1632 | 0.14208 | 2.1469 | 5.7851 | 386.869 | 67.0085 | 3.1922 | 3.8074 | 148.3609 | 9.2602 | 110.3655 | 49.5189 | 36.1502 | 95.5553 | 745.8965 | 57.3425 | 727.7491 | 8.2875 | 107.8082 | 793.6777 | 155.4561 | 99.1266 | 51.7241 | 64.1776 | 248.7803 | 59.97 | 8.3964 | 171.2721 | 94.8434 | 10.3913 | 41.3069 | 546.5868 | 5.6485 | 78.5399 | 66.0016 | 169.8768 | 291.6772 | 80.2862 | 50.0741 | 32.8892 | 44.8378 | 0.010887 | 0.0014251 | 0.25557 | 39.5342 | 2.2988 | 13.2481 | 2.1918 | 230.6818 | 9.6509 | 6.1561 | 0.59322 | 6828.8933 | 876.8873 | 1200.3991 | 1398.4068 | 33.9373 | 0.85567 | 22.4317 | 2.7133 | 5615.8824 | 1734.7781 | 473.9092 | 104.1231 | 150.2937 | 9.3634 | 166.6748 | 0.0015929 | 27.3494 | 0.17394 | 12.14 | 78.0443 | 4.4982 | 58.3946 | 180.7618 | 0.11494 | 0.23096 | 2.4592 | 2.3157 | 0.2555 | 0.23838 | 0.87877 | 0.13103 | 36.9723 | 0.0027112 | 14.926 | 293.75 | 0.026684 | 110.5325 | 5.313 | 0.048972 | 0.63053 | 0.27273 | 4.9203 | 0.089596 | 1.89 | 1.0489 | 1.5607 | 0.020526 | 0.12166 | 0.050624 | 4.4211 | 0.039909 | 0.52044 | 0.20431 | 8.0753 | 0.0004111 | 0.0036698 | 0.0027692 | 5.3586 | 0.021772 | 0.38095 | 0.24534 | 0.26858 | 0.0010675 | 0.019813 | 0.012073 | 1.2066 | 0.005403 | 0.08804 | 0.050873 | 0.68685 | 0.0035579 | 0.041862 | 0.17348 | 0.52309 | 0.30314 | 1.1323 | 347.1664 | 0.014813 | 1.9842 | 0.012774 | 3.1678 | 4.989 | 2.2385 | 204.1225 | 0.38229 | 10.0763 | 9.6801 | 15.0693 | 110265.9049 | 8.4488 | 300.8261 | 8.7773 | 4.0602 | 2.222 | 1.8949 | 2.83 | 1.6542 | 1.9372 | 13.4283 | 3.7156 | 0.69788 | 7.952 | 2.5374 | 253.6522 | 8.4386 | 0.41138 | 19.4786 | 27.2158 | 655.3908 | 59.2453 | 4.2826 | 3.0884 | 7.4588 | 8.4721 | 0.25907 | 1.1187 | 5.4341 | 6.9725 | 6.5137 | 0.0020733 | 0.0013444 | 0.0046177 | 1.6149 | 9.7542e-05 | 0.0074267 | 5.6275e-05 | 0.016793 | 0.0023731 | 0.0078444 | 13.4297 | 0.00078623 | 0.62925 | 0.31373 | 7.9586 | 1.3689 | 0.037771 | 1.2122 | 0.29514 | 0.021119 | 0.0070468 | 0.0064762 | 0.0032247 | 0.0063672 | 0.0075396 | 0.055668 | 0.081141 | 0.0039543 | 0.032732 | 0.01136 | 1.1038 | 0.00041123 | 0.00046032 | 0.091654 | 0.1116 | 3.0815 | 0.31936 | 0.023282 | 0.043652 | 0.029656 | 0.037028 | 0.0011063 | 0.0049932 | 0.018494 | 0.024599 | 0.024086 | 0.038691 | 0.018923 | 0.055064 | 18.7679 | 0.0012765 | 0.11046 | 0.00075921 | 0.4356 | 0.053935 | 0.15726 | 7.0589 | 0.010977 | 23.4341 | 14.3562 | 443.9408 | 29.8277 | 1.6535 | 27.5499 | 14.7422 | 0.91613 | 0.12029 | 0.09448 | 0.058206 | 0.10147 | 0.17596 | 2.0129 | 1.4543 | 0.043873 | 0.79135 | 0.16603 | 18.9841 | 0.0036616 | 0.0037491 | 10.1268 | 4.9509 | 166.2532 | 15.1175 | 1.816 | 0.67322 | 0.42236 | 0.5784 | 0.019365 | 0.096173 | 0.39589 | 1.0877 | 1.0252 | 0.027591 | 0.012046 | 0.014829 | 7.1355 | 0.00082305 | 0.21046 | 0.00053684 | 0.85709 | 0.065894 | 0.12804 | 5.7278 | 0.0082612 | 16.6508 | 8.8919 | 487.5082 | 19.7466 | 1.6384 | 20.1413 | 8.5523 | 0.54258 | 0.1616 | 0.23226 | 0.027376 | 0.11375 | 0.081187 | 1.8081 | 0.57923 | 0.16163 | 0.44972 | 0.18979 | 11.2016 | 0.0028157 | 0.0029196 | 3.7159 | 2.9424 | 57.6823 | 8.0638 | 3.4367 | 0.24088 | 0.28676 | 0.66601 | 0.012631 | 0.050254 | 0.24397 | 1.2561 | 1.1725 | 777.659 | 356.2491 | 232.5024 | 230.8153 | 53.4758 | 94.1457 | 47.6084 | 3453.1615 | 305.0887 | 85.9411 | 20.8591 | 128.3187 | 9.2155 | 197.2003 | 96.1061 | 11.8686 | 63.7415 | 0.45576 | 3616.6638 | 2.8722 | 6.1761 | 1.493 | 3.4376 | 8.2486 | 0.66123 | 0.84621 | 4.3947 | 0.28493 | 7.8435 | 0.86211 | 0.0026269 | 0.043508 | 0.033159 | 0.39764 | 1.2041 | 0.16024 | 0.65468 | 0.41504 | 0.1327
4 | 0.14893 | 0.035282 | 0.0078936 | 1.411 | 0.99718 | 0.99161 | 0.8281 | 0.051638 | 0.75205 | 0.66325 | 0.68523 | 0.78324 | 0.88791 | 0.21148 | 1022.0576 | 263.4941 | 0.94637 | 0.77961 | 0.17168 | 0.27454 | 0.25081 | 3.5367 | 7.9722 | 501.698 | 0.0047581 | 179.8749 | 118.3477 | 13.5392 | 170.0879 | 17.4984 | 1.9496 | 49.7331 | 14.2219 | 12.4114 | 2623.7144 | 96.2476 | 87.6842 | 1472.485 | 100.3004 | 82.8511 | 276.7164 | 224.468 | 243.7976 | 37.7583 | 49.0266 | 0.7317 | 0.026317 | 0.13797 | 0.013638 | 0.0020762 | 9.0359e-05 | 29.8968 | 9.9653 | 3.0039 | 0.94119 | 0.59498 | 0.11062 | 2.2631 | 48.7234 | 3.7074 | 0.33909 | 0.76802 | 16.9739 | 105.7741 | 40.9415 | 18.6238 | 158.9459 | 9.3163 | 0.034289 | 0.24712 | 0.65213 | 29.3464 | 15.0065 | 703.3067 | 92.8171 | 2.1028 | 0.089949 | 0.46446 | 0.097596 | 238.6874 | 133.3554 | 92.8555 | 58.5062 | 14.7221 | 1383.6373 | 231.5189 | 107.6184 | 78.5593 | 230.3193 | 164.4306 | 82.8485 | 81.6416 | 7.5093 | 0.81442 | 0.84883 | 0.27148 | 69.6888 | 5.1902 | 2.3251 | 2.8752 | 0.1899 | 9.356e-05 | 30.7816 | 1.0543 | 0.25565 | 0.20003 | 0.13335 | 3.5996 | 0.96 | 1.2613 | 0.55648 | 93.426 | 16.9311 | 29.3378 | 8.2944 | 118.0524 | 206.0925 | 1701.0894 | 260.9805 | 391.5414 | 199.9135 | 861.6061 | 349.8078 | 81.5345 | 380.6008 | 0.39895 | 0.32457 | 0.096036 | 0.077469 | 0.010589 | 0.005723 | 2.5672e-05 | 0.0018134 | 29.4812 | 10.7045 | 1.0943 | 0.15699 | 2.571 | 4.8955 | 321.6993 | 93.3196 | 2.9144 | 4.2359 | 139.5994 | 10.1637 | 104.6639 | 47.4265 | 34.8812 | 87.2808 | 643.6169 | 66.8802 | 693.5088 | 7.9593 | 129.3297 | 781.8898 | 142.3762 | 101.4559 | 55.686 | 72.5256 | 243.973 | 50.7059 | 9.8079 | 192.6391 | 88.8317 | 11.7602 | 54.1018 | 604.2645 | 6.7249 | 73.809 | 69.9904 | 166.043 | 271.113 | 72.8628 | 43.9594 | 28.7965 | 43.4694 | 0.0099223 | 0.0010123 | 0.29087 | 33.4938 | 1.9809 | 13.9833 | 2.8666 | 255.4011 | 11.7766 | 5.8147 | 0.4293 | 6197.1127 | 767.2683 | 1325.6267 | 1121.2511 | 28.8324 | 0.74217 | 21.706 | 2.8812 | 5832.0253 | 1144.121 | 538.5696 | 102.8733 | 129.8692 | 9.2554 | 184.8412 | 0.0013338 | 38.7646 | 0.16445 | 11.4867 | 66.8964 | 3.7013 | 89.2722 | 169.1982 | 0.12166 | 0.25752 | 1.7216 | 3.204 | 0.37951 | 0.21141 | 1.2798 | 0.14326 | 36.0415 | 0.0028599 | 14.6006 | 305.6998 | 0.023996 | 132.0913 | 5.241 | 0.043597 | 0.65995 | 0.25419 | 4.7138 | 0.087921 | 1.7143 | 1.0976 | 1.5274 | 0.018366 | 0.10876 | 0.052616 | 4.1703 | 0.038719 | 0.50059 | 0.22234 | 8.9648 | 0.00043648 | 0.0034939 | 0.003139 | 4.8151 | 0.019755 | 0.39323 | 0.22267 | 0.25382 | 0.0011323 | 0.020045 | 0.013741 | 1.2181 | 0.0048174 | 0.090373 | 0.058046 | 0.65027 | 0.0036053 | 0.049039 | 0.17741 | 0.54369 | 0.26716 | 1.1394 | 352.9666 | 0.012132 | 1.9513 | 0.012133 | 5.2013 | 4.4305 | 2.3565 | 193.2687 | 0.48113 | 9.5314 | 9.4031 | 14.1942 | 122526.3324 | 7.9846 | 321.8437 | 7.9674 | 4.5283 | 2.0438 | 1.8885 | 2.9143 | 1.6397 | 2.012 | 14.8873 | 3.8745 | 0.702 | 7.6368 | 3.0148 | 289.0196 | 8.2153 | 0.40161 | 19.154 | 29.4107 | 596.4861 | 66.7997 | 4.3348 | 2.7752 | 7.1717 | 7.3873 | 0.24866 | 1.311 | 5.154 | 7.144 | 6.0851 | 0.0019843 | 0.0013644 | 0.0044039 | 1.3703 | 9.2791e-05 | 0.00651 | 6.2157e-05 | 0.018763 | 0.0024132 | 0.0084152 | 13.9811 | 0.0007581 | 0.59162 | 0.29045 | 8.0334 | 1.2133 | 0.035228 | 1.2411 | 0.31615 | 0.018059 | 0.007372 | 0.0075844 | 0.0034935 | 0.005838 | 0.0071948 | 0.053388 | 0.068873 | 0.003529 | 0.030348 | 0.010958 | 1.1573 | 0.00047864 | 0.0004226 | 0.10114 | 0.12836 | 2.7361 | 0.33252 | 0.021951 | 0.046726 | 0.028259 | 0.038158 | 0.0011526 | 0.005373 | 0.020407 | 0.023824 | 0.025515 | 0.040339 | 0.018177 | 0.053681 | 16.5983 | 0.001311 | 0.097202 | 0.00081789 | 0.41993 | 0.045418 | 0.1464 | 7.803 | 0.011189 | 22.6261 | 12.8579 | 493.145 | 26.4562 | 1.8829 | 29.7964 | 13.8887 | 0.89024 | 0.11877 | 0.10552 | 0.050036 | 0.096375 | 0.17881 | 1.9023 | 1.5146 | 0.04375 | 0.78015 | 0.14918 | 18.1229 | 0.0031048 | 0.0032497 | 9.5728 | 5.1408 | 163.5114 | 15.3242 | 1.6451 | 0.5798 | 0.39016 | 0.616 | 0.021901 | 0.096688 | 0.33767 | 1.0453 | 1.1608 | 0.026223 | 0.010285 | 0.016771 | 7.0142 | 0.00080861 | 0.23849 | 0.00061497 | 0.9621 | 0.066586 | 0.11935 | 5.2476 | 0.0086489 | 15.7065 | 7.6609 | 529.5173 | 18.8073 | 1.6999 | 20.4277 | 7.5693 | 0.58189 | 0.15752 | 0.20807 | 0.030587 | 0.11139 | 0.073075 | 1.8042 | 0.59058 | 0.16418 | 0.48672 | 0.19331 | 13.0888 | 0.0029605 | 0.0029929 | 3.8716 | 3.059 | 56.4664 | 7.731 | 3.2813 | 0.26685 | 0.30294 | 0.7171 | 0.013299 | 0.056064 | 0.21131 | 1.2976 | 1.255 | 793.7287 | 340.084 | 225.6215 | 190.2754 | 69.5155 | 114.1003 | 36.644 | 3021.0598 | 300.6453 | 102.039 | 21.5791 | 131.8205 | 9.7981 | 213.9812 | 97.9169 | 11.0908 | 60.4421 | 0.47852 | 3430.0094 | 2.0011 | 5.8882 | 1.9837 | 2.4283 | 11.7504 | 0.60984 | 0.77112 | 3.9256 | 0.25739 | 7.9982 | 0.88557 | 0.0028679 | 0.040173 | 0.030321 | 0.53731 | 1.3969 | 0.13013 | 0.49322 | 0.3644 | 0.10761
5 | 0.13984 | 0.028279 | 0.019922 | 1.3987 | 0.9952 | 0.99798 | 0.74203 | 0.083041 | 0.83539 | 0.5768 | 0.72696 | 0.85517 | 0.82038 | 0.21941 | 1035.973 | 153.1658 | 0.9475 | 0.84418 | 0.17839 | 0.33347 | 0.39456 | 0.69303 | 4.2834 | 475.3323 | 0.0036365 | 175.8522 | 124.2563 | 15.7001 | 146.3446 | 13.0356 | 1.7154 | 61.0315 | 15.3457 | 11.6265 | 3051.3723 | 101.1292 | 88.1246 | 1657.9922 | 108.3626 | 79.1991 | 300.4975 | 267.776 | 225.9838 | 31.9146 | 45.5692 | 0.92872 | 0.076991 | 0.22496 | 0.019219 | 0.0021988 | 8.863e-05 | 27.5673 | 11.7612 | 3.5099 | 0.99693 | 0.71649 | 0.082455 | 2.821 | 55.6815 | 2.7113 | 0.24873 | 0.84708 | 22.0505 | 120.8856 | 31.8771 | 19.928 | 127.3538 | 9.4589 | 0.030556 | 0.32215 | 0.76878 | 33.8127 | 21.2412 | 573.2511 | 110.1453 | 2.707 | 0.11006 | 0.57634 | 0.10151 | 304.3917 | 163.5043 | 98.4655 | 62.4768 | 18.3299 | 1081.455 | 237.9112 | 102.3779 | 80.5341 | 287.9472 | 136.6122 | 97.7742 | 91.5256 | 8.0642 | 0.7391 | 0.61115 | 0.46982 | 48.2265 | 7.0069 | 2.119 | 2.5759 | 0.15192 | 7.1608e-05 | 28.2265 | 0.87944 | 0.20426 | 0.22983 | 0.13779 | 2.8641 | 0.96198 | 1.2052 | 0.53404 | 75.4846 | 17.5183 | 37.9753 | 10.0147 | 155.144 | 107.9574 | 1873.1708 | 235.3376 | 365.0023 | 180.3997 | 709.9254 | 388.7697 | 101.5678 | 389.7783 | 0.090584 | 0.1403 | 0.012987 | 0.079852 | 0.01077 | 0.0062388 | 2.3105e-05 | 0.0019621 | 34.0377 | 11.8696 | 0.86225 | 0.13754 | 2.415 | 6.0834 | 418.2415 | 88.0898 | 3.6003 | 5.1412 | 152.0829 | 8.0722 | 121.0129 | 41.6875 | 31.3913 | 98.5704 | 584.0929 | 68.6345 | 674.174 | 8.8802 | 123.5073 | 763.5644 | 144.2425 | 83.9479 | 61.008 | 69.7515 | 231.4986 | 48.8895 | 8.788 | 189.6076 | 74.0149 | 10.6182 | 50.1679 | 672.4749 | 6.4136 | 86.785 | 57.2809 | 181.1408 | 310.9103 | 92.231 | 48.7186 | 36.5092 | 48.5815 | 0.0091589 | 0.0012158 | 0.2423 | 28.6672 | 2.5803 | 12.8632 | 3.2939 | 291.5761 | 10.0519 | 3.7788 | 0.47553 | 6856.1108 | 808.2076 | 1574.6331 | 1362.642 | 28.6287 | 0.95113 | 24.0931 | 2.5279 | 5537.4057 | 1786.811 | 491.9931 | 86.011 | 153.8019 | 8.3838 | 159.138 | 0.0012487 | 26.9911 | 0.15463 | 13.698 | 55.4822 | 5.2634 | 62.1562 | 182.7606 | 0.11979 | 0.20298 | 2.2276 | 3.7086 | 0.34116 | 0.22192 | 1.232 | 0.15077 | 31.2598 | 0.0026961 | 13.1386 | 308.0178 | 0.024306 | 130.851 | 5.6307 | 0.04957 | 0.65342 | 0.26859 | 4.6439 | 0.091225 | 1.6937 | 1.1798 | 1.4135 | 0.019412 | 0.11367 | 0.053792 | 4.7419 | 0.035019 | 0.56872 | 0.19619 | 8.1764 | 0.00046219 | 0.0033458 | 0.0031291 | 5.2437 | 0.020815 | 0.38289 | 0.20302 | 0.26964 | 0.001109 | 0.021061 | 0.014186 | 1.2316 | 0.004861 | 0.084075 | 0.049705 | 0.6675 | 0.0033772 | 0.046752 | 0.16594 | 0.53762 | 0.25477 | 1.1692 | 378.1591 | 0.012375 | 1.9325 | 0.011744 | 5.3717 | 4.8287 | 3.0034 | 194.7744 | 0.15396 | 9.5794 | 8.2132 | 12.6033 | 117887.9335 | 9.4347 | 325.5738 | 9.538 | 4.6113 | 2.0749 | 1.9489 | 3.051 | 1.5004 | 1.826 | 13.7333 | 4.4687 | 0.67134 | 7.7703 | 3.0248 | 247.0156 | 7.9971 | 0.42862 | 17.6392 | 28.5238 | 578.242 | 65.2408 | 4.8565 | 2.8498 | 8.0949 | 7.4527 | 0.29327 | 1.2673 | 4.8172 | 6.7869 | 6.5534 | 0.0022217 | 0.0012174 | 0.0043804 | 1.4772 | 9.6112e-05 | 0.0064336 | 6.4098e-05 | 0.017583 | 0.0025324 | 0.0074628 | 13.2184 | 0.00076909 | 0.61267 | 0.3001 | 7.9187 | 1.3351 | 0.035991 | 1.291 | 0.32607 | 0.02119 | 0.006935 | 0.007208 | 0.003781 | 0.0062478 | 0.0066965 | 0.058891 | 0.072961 | 0.003292 | 0.032386 | 0.0096498 | 1.2201 | 0.00042683 | 0.00042694 | 0.095888 | 0.12321 | 2.8534 | 0.32589 | 0.020192 | 0.048705 | 0.025968 | 0.038715 | 0.0012824 | 0.0050562 | 0.019289 | 0.025442 | 0.026545 | 0.037374 | 0.018344 | 0.060597 | 17.3799 | 0.0013463 | 0.10254 | 0.00091168 | 0.3935 | 0.049992 | 0.15492 | 6.9818 | 0.010489 | 23.8191 | 15.2263 | 499.2808 | 25.7819 | 1.806 | 28.2487 | 13.2225 | 0.93986 | 0.12051 | 0.099253 | 0.053683 | 0.098105 | 0.17457 | 1.9569 | 1.2854 | 0.041403 | 0.85759 | 0.17787 | 19.7266 | 0.003762 | 0.0031221 | 10.4428 | 5.5128 | 154.7079 | 14.9138 | 1.5554 | 0.68044 | 0.46432 | 0.56589 | 0.020991 | 0.088811 | 0.39119 | 1.1137 | 1.1315 | 0.025145 | 0.0099845 | 0.015539 | 7.3213 | 0.00084036 | 0.23552 | 0.00054648 | 0.91458 | 0.068537 | 0.13253 | 5.3053 | 0.0080219 | 14.7916 | 8.429 | 493.5915 | 20.9747 | 1.9377 | 19.1726 | 8.3846 | 0.57412 | 0.14326 | 0.21418 | 0.031415 | 0.10655 | 0.082616 | 1.7485 | 0.61272 | 0.16809 | 0.5362 | 0.19458 | 12.1484 | 0.002941 | 0.0032004 | 4.0389 | 2.9743 | 66.1521 | 7.9193 | 3.1009 | 0.2829 | 0.29606 | 0.62984 | 0.012847 | 0.053234 | 0.23213 | 1.1363 | 1.2747 | 823.207 | 336.0806 | 219.2434 | 207.7243 | 68.1303 | 112.0556 | 45.0279 | 3296.128 | 286.2038 | 92.7449 | 18.514 | 108.0743 | 9.0637 | 250.0331 | 92.129 | 12.389 | 49.3812 | 0.36057 | 2717.8438 | 2.0319 | 5.5897 | 1.7617 | 2.702 | 8.4999 | 0.5119 | 1.0038 | 4.5244 | 0.27076 | 6.7602 | 0.80794 | 0.0026979 | 0.042157 | 0.029436 | 0.52615 | 1.5671 | 0.16915 | 0.51735 | 0.52935 | 0.13316
6 | 0.1323 | 0.017558 | 0.014192 | 1.2468 | 0.99412 | 0.99964 | 0.7677 | 0.043101 | 0.88469 | 0.62779 | 0.78028 | 0.84309 | 0.75873 | 0.22448 | 2168.5511 | 246.4132 | 0.95365 | 0.78987 | 0.13173 | 0.30083 | 0.33894 | 2.3898 | 3.0782 | 520.4747 | 0.0096842 | 149.025 | 132.8023 | 14.6606 | 164.4116 | 16.4555 | 2.1248 | 54.1914 | 11.7106 | 13.412 | 2600.4702 | 77.0129 | 91.3334 | 1446.2344 | 106.4512 | 98.2624 | 258.4519 | 256.2768 | 259.7733 | 30.6257 | 44.3481 | 0.85296 | 0.24267 | 0.21104 | 0.013414 | 0.0019345 | 8.5944e-05 | 38.3157 | 13.3567 | 2.7463 | 0.92321 | 0.54372 | 0.10887 | 2.408 | 64.2014 | 7.3959 | 0.25915 | 0.89024 | 21.0068 | 90.9274 | 25.9332 | 24.7658 | 120.266 | 8.8145 | 0.03805 | 0.25676 | 0.68267 | 32.4724 | 19.9525 | 740.1971 | 122.8497 | 2.223 | 0.12954 | 0.62974 | 0.097171 | 344.4046 | 127.1695 | 77.1179 | 68.4507 | 16.7036 | 1223.1722 | 252.5271 | 84.8395 | 87.4735 | 265.0898 | 158.7049 | 89.399 | 90.1099 | 9.0159 | 0.65413 | 0.82906 | 0.52521 | 63.556 | 6.672 | 2.3915 | 2.4391 | 0.15995 | 8.4875e-05 | 27.18 | 1.0848 | 0.22053 | 0.18016 | 0.1218 | 3.308 | 0.96845 | 1.24 | 0.39942 | 86.4134 | 13.6237 | 25.1455 | 9.4619 | 135.9264 | 150.2848 | 1739.5025 | 226.8993 | 415.7472 | 181.8507 | 737.9969 | 396.2531 | 82.3448 | 423.4736 | 0.19201 | 0.25717 | 0.14776 | 0.065283 | 0.0091431 | 0.0060749 | 2.2707e-05 | 0.0021418 | 38.8494 | 11.1425 | 1.0006 | 0.20034 | 2.7104 | 5.4118 | 306.1942 | 82.1503 | 3.3893 | 5.962 | 145.5705 | 9.8386 | 116.0434 | 51.7345 | 34.0321 | 81.628 | 590.2587 | 69.635 | 578.5103 | 8.7045 | 114.4832 | 813.1559 | 129.0183 | 106.4701 | 47.4186 | 70.088 | 227.2941 | 51.4125 | 7.5798 | 158.5654 | 92.3865 | 10.6604 | 43.8706 | 597.9708 | 6.3233 | 85.3938 | 71.5488 | 186.878 | 297.382 | 83.3859 | 47.7855 | 36.0259 | 46.4589 | 0.0098605 | 0.0010998 | 0.28219 | 34.6866 | 2.6631 | 12.5054 | 3.2442 | 335.6468 | 8.005 | 5.0442 | 0.51826 | 7355.2049 | 854.3039 | 1231.534 | 1332.108 | 29.4451 | 0.92828 | 24.6653 | 2.4382 | 4955.629 | 1423.2026 | 553.2277 | 91.3748 | 119.1005 | 10.2333 | 149.7833 | 0.0011451 | 36.1426 | 0.1799 | 14.2984 | 51.2743 | 5.5484 | 72.0211 | 226.8352 | 0.1027 | 0.2234 | 1.912 | 3.9226 | 0.16323 | 0.2301 | 1.1925 | 0.19404 | 35.3348 | 0.0030502 | 15.0958 | 319.844 | 0.024766 | 120.868 | 5.7836 | 0.048577 | 0.60103 | 0.26608 | 5.0804 | 0.10179 | 1.8209 | 0.99438 | 1.4866 | 0.018718 | 0.11658 | 0.058262 | 4.681 | 0.037674 | 0.51112 | 0.21947 | 8.4922 | 0.00047933 | 0.0031994 | 0.0028154 | 4.6639 | 0.020297 | 0.33684 | 0.22999 | 0.28149 | 0.0011083 | 0.022095 | 0.014444 | 1.1682 | 0.0056402 | 0.086423 | 0.056215 | 0.72612 | 0.0032759 | 0.048596 | 0.18746 | 0.53998 | 0.25236 | 1.0547 | 328.4711 | 0.015625 | 1.9378 | 0.01206 | 4.4875 | 5.9824 | 2.6045 | 198.9574 | 0.18476 | 10.6112 | 9.5848 | 13.0691 | 108432.7703 | 8.532 | 307.7038 | 9.0092 | 4.0959 | 2.151 | 1.8028 | 2.9966 | 1.7271 | 1.9559 | 14.1767 | 4.2799 | 0.71758 | 8.8167 | 2.7024 | 281.5962 | 9.2128 | 0.44164 | 18.166 | 24.9196 | 672.1224 | 62.4888 | 4.5568 | 2.8143 | 8.0904 | 7.6924 | 0.28508 | 1.1695 | 5.4196 | 7.0254 | 6.4642 | 0.0020946 | 0.0013325 | 0.0042929 | 1.3965 | 8.739e-05 | 0.0075737 | 5.961e-05 | 0.018186 | 0.0024995 | 0.0087614 | 13.3107 | 0.00073222 | 0.57449 | 0.28726 | 8.8879 | 1.2769 | 0.034831 | 1.3507 | 0.27323 | 0.018785 | 0.0071174 | 0.00687 | 0.0037144 | 0.0055124 | 0.0069845 | 0.055069 | 0.070569 | 0.0038603 | 0.035436 | 0.010683 | 1.1957 | 0.0004061 | 0.00040188 | 0.09895 | 0.12937 | 2.9025 | 0.27475 | 0.022571 | 0.05035 | 0.027958 | 0.034616 | 0.0011824 | 0.0055085 | 0.019963 | 0.026148 | 0.027407 | 0.043805 | 0.016412 | 0.063118 | 19.1849 | 0.0012154 | 0.10758 | 0.00077166 | 0.44622 | 0.049136 | 0.1598 | 7.4603 | 0.012083 | 22.918 | 13.8448 | 454.0255 | 27.4273 | 1.9314 | 26.9634 | 15.1241 | 0.83889 | 0.11619 | 0.10215 | 0.051446 | 0.10256 | 0.15401 | 1.9365 | 1.5294 | 0.040485 | 0.79602 | 0.16691 | 19.5223 | 0.0033639 | 0.0033651 | 10.0267 | 5.6443 | 168.0954 | 13.1694 | 1.54 | 0.62698 | 0.39749 | 0.65772 | 0.020409 | 0.098259 | 0.38231 | 1.1556 | 0.98996 | 0.025461 | 0.011397 | 0.015806 | 7.3628 | 0.00085584 | 0.20829 | 0.00062127 | 0.99698 | 0.064059 | 0.11852 | 5.6651 | 0.0087357 | 14.6155 | 8.6776 | 578.1765 | 18.2188 | 1.9868 | 18.1229 | 8.5672 | 0.52682 | 0.13925 | 0.2211 | 0.030914 | 0.10383 | 0.077645 | 1.9916 | 0.63711 | 0.17272 | 0.47491 | 0.22624 | 12.6612 | 0.0028571 | 0.0030368 | 3.5101 | 2.6886 | 58.7731 | 8.3064 | 3.1867 | 0.23599 | 0.29309 | 0.61375 | 0.014715 | 0.048753 | 0.23781 | 1.0863 | 1.3012 | 753.2078 | 285.18 | 233.8743 | 220.0827 | 55.4528 | 103.1141 | 44.1564 | 3745.2876 | 293.1038 | 77.7032 | 17.792 | 126.7829 | 9.931 | 230.3033 | 104.7674 | 13.7921 | 61.0759 | 0.32193 | 2813.0874 | 2.2164 | 6.2674 | 1.9064 | 2.727 | 10.2646 | 0.58364 | 0.71816 | 4.2024 | 0.24927 | 14.0765 | 0.9201 | 0.0028079 | 0.039671 | 0.027476 | 0.4494 | 1.2561 | 0.15328 | 0.6587 | 0.37274 | 0.1395
7 | 0.14211 | 0.019267 | 0.016748 | 1.2255 | 0.99578 | 0.99268 | 0.87323 | 0.068954 | 0.87951 | 0.58585 | 0.76099 | 0.69774 | 0.8721 | 0.20667 | 1711.9227 | 350.5234 | 0.95578 | 0.79839 | 0.19293 | 0.22124 | 0.31632 | 2.781 | 2.06 | 408.3123 | 0.0007827 | 153.9522 | 117.1157 | 17.7145 | 136.4088 | 11.4689 | 2.2468 | 43.4506 | 14.9344 | 11.7162 | 2707.6135 | 88.8837 | 81.3369 | 1499.4892 | 125.1261 | 102.1305 | 265.3044 | 234.5724 | 238.3686 | 35.9827 | 51.8169 | 0.80511 | 0.098695 | 0.29504 | 0.014753 | 0.0021766 | 6.9123e-05 | 32.1129 | 13.5452 | 2.912 | 1.0199 | 0.68125 | 0.11371 | 2.0159 | 43.5482 | 10.242 | 0.27656 | 0.76349 | 26.2359 | 81.2112 | 39.4791 | 21.6144 | 135.8406 | 8.8736 | 0.031312 | 0.29746 | 0.91257 | 45.2588 | 12.486 | 634.9993 | 134.2134 | 3.8871 | 0.075978 | 0.41467 | 0.085897 | 337.3818 | 140.0686 | 97.5654 | 66.9004 | 17.1782 | 1348.4334 | 233.7016 | 71.144 | 73.1959 | 238.3063 | 178.5954 | 90.8784 | 93.1123 | 7.6965 | 0.49438 | 0.91325 | 0.32995 | 66.9582 | 6.8542 | 2.279 | 2.1183 | 0.15351 | 7.2323e-05 | 32.6059 | 0.99502 | 0.26201 | 0.26452 | 0.15685 | 2.4832 | 0.96463 | 0.97185 | 0.38567 | 108.2547 | 15.9639 | 32.1936 | 9.2631 | 130.6953 | 134.1087 | 1825.923 | 275.5028 | 345.6619 | 187.8598 | 890.3511 | 312.7427 | 93.6367 | 417.1936 | 0.21824 | 0.052442 | 0.11796 | 0.059077 | 0.0096085 | 0.0059539 | 2.6666e-05 | 0.0026676 | 34.7841 | 12.1829 | 0.96722 | 0.20321 | 2.2205 | 6.3282 | 317.3421 | 94.036 | 3.1072 | 5.5293 | 126.9709 | 7.7372 | 132.8329 | 43.0307 | 30.9295 | 94.8212 | 762.2419 | 62.9028 | 707.8142 | 9.1561 | 135.2851 | 683.6066 | 163.6251 | 90.0313 | 50.4494 | 66.5995 | 235.7846 | 58.8936 | 9.0165 | 167.3764 | 91.1981 | 12.326 | 48.1596 | 685.1862 | 6.5112 | 76.1751 | 58.663 | 206.1729 | 243.3379 | 83.8213 | 52.369 | 29.2368 | 39.9913 | 0.011365 | 0.0010509 | 0.24791 | 36.4507 | 2.4457 | 14.1638 | 2.5933 | 260.2837 | 11.118 | 4.7425 | 0.49605 | 7226.4333 | 957.9908 | 1265.2468 | 1068.9262 | 29.9498 | 1.2844 | 25.7862 | 2.7493 | 5705.5736 | 1707.593 | 505.2263 | 92.2962 | 138.7627 | 8.3087 | 162.4916 | 0.0012062 | 34.8065 | 0.16123 | 13.1901 | 46.2813 | 4.9406 | 73.0646 | 157.0464 | 0.12589 | 0.2521 | 2.0815 | 2.7739 | 0.1262 | 0.2598 | 1.1795 | 0.18148 | 35.6635 | 0.0029849 | 13.4662 | 286.4715 | 0.026279 | 123.0394 | 5.1592 | 0.048111 | 0.61138 | 0.24931 | 4.8513 | 0.09428 | 1.6724 | 1.1059 | 1.4366 | 0.019169 | 0.11441 | 0.05359 | 4.6345 | 0.038392 | 0.52898 | 0.21432 | 9.2196 | 0.0004126 | 0.0035689 | 0.0030609 | 5.5299 | 0.019136 | 0.35151 | 0.22785 | 0.28955 | 0.0010532 | 0.019493 | 0.01466 | 1.1136 | 0.0056047 | 0.091211 | 0.056713 | 0.76796 | 0.0039653 | 0.042716 | 0.16164 | 0.54197 | 0.29733 | 1.0911 | 362.2239 | 0.017313 | 2.0054 | 0.011286 | 4.3183 | 4.1083 | 2.872 | 190.8591 | 0.41184 | 10.7139 | 9.0127 | 14.3072 | 116571.6972 | 8.9219 | 313.2616 | 8.5664 | 4.3632 | 2.0508 | 2.0959 | 2.7478 | 1.4819 | 1.8096 | 12.9613 | 3.6736 | 0.68871 | 8.6778 | 2.8778 | 273.0875 | 8.6173 | 0.42514 | 17.9667 | 28.2158 | 625.3757 | 67.595 | 4.1348 | 2.9912 | 7.5706 | 7.9668 | 0.26291 | 1.3243 | 5.6913 | 7.2527 | 6.8415 | 0.002002 | 0.0013002 | 0.0046845 | 1.4226 | 8.7734e-05 | 0.0072155 | 6.5399e-05 | 0.016743 | 0.002814 | 0.008245 | 13.5896 | 0.00068179 | 0.65461 | 0.32841 | 7.6806 | 1.3073 | 0.040579 | 1.3605 | 0.31875 | 0.020459 | 0.007729 | 0.006697 | 0.0032677 | 0.006506 | 0.0068337 | 0.063561 | 0.075044 | 0.0033275 | 0.032193 | 0.010503 | 1.0593 | 0.00043759 | 0.00043506 | 0.10564 | 0.12684 | 2.7608 | 0.28229 | 0.021604 | 0.044963 | 0.025677 | 0.032219 | 0.0012484 | 0.0056285 | 0.01833 | 0.022571 | 0.023115 | 0.041756 | 0.01582 | 0.064062 | 18.9852 | 0.0013668 | 0.093184 | 0.00090356 | 0.44892 | 0.047293 | 0.15389 | 7.9417 | 0.010076 | 20.524 | 14.6855 | 527.1971 | 26.1976 | 1.8487 | 30.1921 | 13.6439 | 0.83176 | 0.11806 | 0.090708 | 0.05766 | 0.091073 | 0.16046 | 1.7798 | 1.3887 | 0.048855 | 0.83252 | 0.18076 | 20.0562 | 0.0037407 | 0.0034525 | 10.7268 | 5.2313 | 161.9775 | 13.422 | 1.7658 | 0.60713 | 0.43006 | 0.66253 | 0.022363 | 0.092943 | 0.35118 | 0.98737 | 1.0674 | 0.026369 | 0.011887 | 0.015087 | 7.487 | 0.00076537 | 0.21591 | 0.00052433 | 0.94761 | 0.061718 | 0.12382 | 5.0523 | 0.0083897 | 17.5977 | 8.7992 | 537.0125 | 17.641 | 1.7762 | 21.1171 | 8.9533 | 0.53572 | 0.14574 | 0.21556 | 0.028623 | 0.10202 | 0.077407 | 1.888 | 0.57211 | 0.17753 | 0.46263 | 0.22065 | 12.54 | 0.0030525 | 0.00278 | 3.9677 | 2.6075 | 65.4173 | 8.0224 | 2.8638 | 0.23478 | 0.28236 | 0.68015 | 0.013175 | 0.054126 | 0.22613 | 1.2061 | 1.102 | 702.9202 | 310.7294 | 251.6869 | 173.4266 | 61.6708 | 95.8949 | 47.0841 | 3108.5375 | 271.7686 | 90.6397 | 20.5956 | 133.6144 | 8.784 | 242.7268 | 98.33 | 10.8789 | 65.2445 | 0.43066 | 3215.512 | 2.7687 | 6.7244 | 2.0905 | 3.2049 | 11.5422 | 0.60881 | 0.94405 | 2.8013 | 0.21681 | 13.1142 | 0.78961 | 0.0027843 | 0.046095 | 0.029778 | 0.47944 | 1.4774 | 0.14592 | 0.63045 | 0.43649 | 0.1112
8 | 0.16759 | 0.025346 | 0.012974 | 1.1384 | 0.99877 | 0.99051 | 0.66657 | 0.095625 | 0.80274 | 0.60369 | 0.719 | 0.76353 | 0.83501 | 0.16052 | 1365.93 | 426.2692 | 0.95221 | 0.82177 | 0.15553 | 0.20153 | 0.072738 | 0.53861 | 3.2531 | 273.4649 | 0.0089562 | 121.0356 | 92.2866 | 15.1513 | 153.9411 | 13.7318 | 1.8052 | 67.282 | 15.1177 | 10.8237 | 2810.6899 | 92.9369 | 103.9074 | 1580.442 | 114.6498 | 96.0588 | 234.8495 | 272.0332 | 233.2773 | 35.3336 | 55.4338 | 0.86584 | 0.15929 | 0.24546 | 0.016949 | 0.0018908 | 7.7754e-05 | 36.9632 | 11.0249 | 3.188 | 0.87374 | 0.5584 | 0.11994 | 1.9213 | 52.1153 | 2.2511 | 0.3584 | 0.78571 | 25.906 | 93.8346 | 41.9706 | 18.9128 | 151.0327 | 9.1816 | 0.035204 | 0.31576 | 0.7285 | 44.1532 | 14.5524 | 789.9837 | 86.3977 | 2.5522 | 0.10801 | 0.64873 | 0.082246 | 277.9776 | 161.4628 | 76.4974 | 65.5271 | 15.2804 | 1297.8943 | 279.5745 | 100.0933 | 84.12 | 256.5085 | 170.5464 | 99.1848 | 83.0061 | 8.5737 | 0.40944 | 0.58391 | 0.45842 | 64.8584 | 6.1164 | 1.8554 | 2.3482 | 0.1942 | 7.7024e-05 | 26.7552 | 1.3068 | 0.22246 | 0.18378 | 0.16854 | 2.9225 | 0.96003 | 1.3661 | 0.42188 | 90.3287 | 18.9561 | 33.8924 | 9.3751 | 136.848 | 182.0245 | 2280.723 | 209.6992 | 384.0014 | 193.5838 | 778.7986 | 356.3447 | 80.8852 | 365.6056 | 0.26008 | 0.41831 | 0.085745 | 0.086316 | 0.0076949 | 0.0067189 | 2.4125e-05 | 0.0025277 | 27.3633 | 10.2698 | 0.88132 | 0.19694 | 2.3431 | 6.5555 | 351.6705 | 65.7628 | 3.2877 | 4.4385 | 135.8303 | 10.0785 | 134.6807 | 44.7335 | 35.0634 | 80.8999 | 651.2413 | 59.0371 | 564.1369 | 10.6279 | 136.8219 | 749.6021 | 152.7367 | 92.7926 | 53.799 | 61.9878 | 224.5181 | 52.4775 | 8.5752 | 166.447 | 78.4259 | 11.0686 | 43.5082 | 518.764 | 6.8622 | 82.9728 | 67.6021 | 211.7159 | 256.9208 | 88.2683 | 45.1655 | 31.9737 | 44.4504 | 0.011145 | 0.0012522 | 0.32507 | 32.1901 | 2.0249 | 10.9764 | 3.0689 | 321.5639 | 7.8517 | 5.6987 | 0.55011 | 6941.3018 | 942.8419 | 1415.6895 | 1096.6753 | 28.0972 | 1.1906 | 26.8123 | 2.6682 | 5215.9191 | 1560.8882 | 616.3364 | 96.6134 | 143.3923 | 8.6351 | 175.1441 | 0.0014095 | 28.2493 | 0.18825 | 14.6589 | 56.208 | 6.1771 | 64.7451 | 219.2676 | 0.11903 | 0.28412 | 2.7309 | 2.1603 | 0.39526 | 0.23931 | 0.90846 | 0.1599 | 34.8219 | 0.0026357 | 12.5132 | 274.7195 | 0.026584 | 111.7539 | 5.3666 | 0.046847 | 0.67167 | 0.27515 | 5.0336 | 0.092262 | 1.8658 | 1.1497 | 1.589 | 0.019143 | 0.11491 | 0.053274 | 4.3818 | 0.036553 | 0.50629 | 0.21104 | 8.323 | 0.00043041 | 0.003779 | 0.00323 | 5.5558 | 0.022098 | 0.39749 | 0.22585 | 0.24047 | 0.0012673 | 0.021321 | 0.013214 | 1.3491 | 0.0051047 | 0.094831 | 0.050473 | 0.75913 | 0.0036139 | 0.045227 | 0.1713 | 0.53559 | 0.2936 | 0.99577 | 342.297 | 0.013282 | 1.986 | 0.011892 | 3.9956 | 5.8726 | 2.6765 | 187.9836 | 0.12445 | 9.6785 | 7.9821 | 14.6798 | 120326.6895 | 7.7664 | 296.732 | 9.5989 | 4.0125 | 2.0919 | 1.9967 | 2.6355 | 1.6273 | 1.8792 | 13.2976 | 4.4288 | 0.74798 | 8.1314 | 2.8475 | 269.7649 | 7.8459 | 0.4627 | 17.2841 | 27.7137 | 690.7416 | 58.5636 | 4.1202 | 2.6694 | 7.1359 | 8.1587 | 0.28776 | 1.2185 | 5.1996 | 7.6603 | 5.656 | 0.0019373 | 0.0012567 | 0.0040226 | 1.6008 | 9.3295e-05 | 0.0064057 | 5.5326e-05 | 0.018963 | 0.0027412 | 0.0084376 | 12.2282 | 0.00069766 | 0.58685 | 0.31843 | 7.7547 | 1.4052 | 0.034039 | 1.3041 | 0.32745 | 0.018514 | 0.0082978 | 0.0073599 | 0.0034815 | 0.0056805 | 0.0071305 | 0.061264 | 0.070694 | 0.0037775 | 0.033003 | 0.010543 | 1.0516 | 0.00043903 | 0.00044852 | 0.094331 | 0.11816 | 2.5746 | 0.28518 | 0.019401 | 0.044239 | 0.026299 | 0.034241 | 0.0011125 | 0.0058051 | 0.018976 | 0.025037 | 0.023965 | 0.043411 | 0.018596 | 0.055921 | 16.4241 | 0.0011424 | 0.10308 | 0.00084388 | 0.37836 | 0.051409 | 0.16262 | 8.0823 | 0.012175 | 21.305 | 13.5552 | 485.5102 | 29.1415 | 1.7722 | 28.3779 | 14.5826 | 0.86111 | 0.10818 | 0.10838 | 0.055791 | 0.087235 | 0.17004 | 1.7923 | 1.3877 | 0.046437 | 0.89646 | 0.1703 | 19.3762 | 0.0033286 | 0.0031471 | 10.8441 | 5.4801 | 147.2811 | 12.7909 | 1.6126 | 0.61339 | 0.4396 | 0.60472 | 0.020184 | 0.099935 | 0.35945 | 0.97268 | 1.1417 | 0.027123 | 0.011404 | 0.014675 | 6.9444 | 0.00077202 | 0.21667 | 0.00058206 | 0.89678 | 0.063495 | 0.12268 | 5.226 | 0.0079545 | 17.362 | 8.0787 | 532.8914 | 20.6758 | 1.8162 | 17.7838 | 7.8997 | 0.55882 | 0.16471 | 0.22813 | 0.029338 | 0.098949 | 0.083393 | 1.7667 | 0.55667 | 0.17625 | 0.45522 | 0.213 | 12.3296 | 0.0028959 | 0.0028923 | 3.5442 | 2.8258 | 64.0189 | 8.3522 | 3.2156 | 0.24595 | 0.27578 | 0.62153 | 0.014529 | 0.05267 | 0.21657 | 1.2907 | 1.2252 | 694.5087 | 290.5636 | 228.2511 | 175.3912 | 66.9501 | 106.8296 | 42.7123 | 3225.6678 | 320.9508 | 91.0678 | 21.9476 | 122.1186 | 8.3427 | 190.6704 | 85.4736 | 10.4437 | 55.9209 | 0.3893 | 2510.9363 | 2.5083 | 5.1278 | 1.7019 | 2.1296 | 10.4595 | 0.40341 | 0.66001 | 3.8861 | 0.3396 | 5.5153 | 0.87198 | 0.0028394 | 0.040834 | 0.032199 | 0.55469 | 1.4359 | 0.16297 | 0.60023 | 0.47164 | 0.11971
9 | 0.13762 | 0.034726 | 0.01242 | 1.4747 | 0.99161 | 0.9903 | 0.71985 | 0.091086 | 0.8903 | 0.53173 | 0.75441 | 0.83069 | 0.78283 | 0.23717 | 1810.6566 | 452.7891 | 0.95702 | 0.8009 | 0.15938 | 0.25289 | 0.090852 | 1.7728 | 6.6349 | 374.1878 | 0.0083685 | 168.3049 | 108.1058 | 13.9502 | 139.6061 | 12.8209 | 2.028 | 51.2166 | 13.146 | 11.0332 | 2415.3363 | 91.9355 | 85.5478 | 1837.5342 | 123.4265 | 77.0336 | 273.4962 | 232.5357 | 218.6652 | 31.1861 | 47.0328 | 0.8161 | 0.35351 | 0.32155 | 0.015943 | 0.0019882 | 6.6516e-05 | 39.5234 | 13.1067 | 2.5721 | 0.83221 | 0.61285 | 0.081323 | 2.3549 | 45.185 | 8.7012 | 0.30685 | 0.90419 | 22.6655 | 125.9487 | 38.8391 | 22.6807 | 122.2151 | 8.3749 | 0.037947 | 0.28799 | 0.95663 | 35.123 | 16.5551 | 890.2882 | 114.029 | 3.4747 | 0.083379 | 0.47911 | 0.11627 | 351.3698 | 130.7597 | 88.024 | 69.4007 | 17.7306 | 1172.1172 | 269.4002 | 68.6634 | 92.0313 | 276.9402 | 152.0307 | 94.5888 | 80.3424 | 8.2005 | 0.82587 | 0.57054 | 0.49292 | 61.9393 | 6.2582 | 2.223 | 2.7671 | 0.14102 | 9.1399e-05 | 38.1486 | 1.221 | 0.22826 | 0.18741 | 0.14998 | 2.4028 | 0.95022 | 0.96011 | 0.54323 | 105.2998 | 12.6823 | 39.5614 | 9.685 | 149.661 | 154.7496 | 2077.3729 | 266.1237 | 295.8885 | 203.6856 | 832.509 | 340.701 | 94.561 | 483.4486 | 0.32215 | 0.2215 | 0.073358 | 0.072477 | 0.0073465 | 0.0048108 | 2.5242e-05 | 0.0024625 | 28.6298 | 10.8841 | 0.92199 | 0.17256 | 1.9571 | 6.6588 | 412.1546 | 76.9946 | 3.3778 | 6.1493 | 128.743 | 10.2539 | 130.4419 | 42.0415 | 31.5582 | 77.4357 | 626.7895 | 56.1232 | 594.2343 | 9.7848 | 132.5769 | 796.7861 | 125.3688 | 87.1446 | 60.5035 | 74.189 | 192.022 | 47.2008 | 7.7343 | 176.0569 | 77.4992 | 11.1854 | 45.176 | 527.2302 | 7.1881 | 74.5198 | 64.4132 | 196.9382 | 276.4566 | 90.7154 | 49.6892 | 27.5673 | 49.5643 | 0.0093432 | 0.0010779 | 0.30608 | 30.3464 | 2.3196 | 9.3056 | 3.0227 | 210.004 | 9.4539 | 4.7616 | 0.56752 | 6631.0791 | 866.7539 | 1470.8325 | 1483.4103 | 26.8953 | 0.77073 | 26.2581 | 2.5646 | 4911.9663 | 1444.0727 | 516.3971 | 105.4768 | 124.0186 | 8.1354 | 191.7817 | 0.0014571 | 32.242 | 0.15731 | 14.9365 | 50.2873 | 5.1791 | 54.1338 | 224.513 | 0.10739 | 0.24855 | 1.0795 | 2.577 | 0.17783 | 0.26589 | 0.84542 | 0.1526 | 32.0092 | 0.002922 | 14.1222 | 311.8533 | 0.02384 | 114.9569 | 5.6497 | 0.047098 | 0.62387 | 0.25664 | 5.1736 | 0.097449 | 1.775 | 1.0236 | 1.5399 | 0.01958 | 0.11033 | 0.054538 | 4.4769 | 0.038641 | 0.54168 | 0.20829 | 8.8707 | 0.0004449 | 0.0037369 | 0.0027921 | 5.604 | 0.018721 | 0.38886 | 0.20683 | 0.24854 | 0.0011514 | 0.022626 | 0.012343 | 1.3041 | 0.0057041 | 0.10193 | 0.049351 | 0.74328 | 0.003356 | 0.044292 | 0.18224 | 0.5101 | 0.25764 | 1.0687 | 253.3091 | 0.015513 | 1.9764 | 0.012815 | 4.157 | 3.926 | 2.5758 | 207.9969 | 0.30219 | 9.1176 | 8.2983 | 15.0016 | 106807.4792 | 8.7837 | 308.7238 | 8.4205 | 4.6923 | 2.1492 | 1.8584 | 2.7828 | 1.6703 | 1.7595 | 12.7229 | 4.2519 | 0.65464 | 8.5289 | 2.6587 | 266.6961 | 8.2305 | 0.4345 | 20.1915 | 25.9874 | 609.7967 | 61.0243 | 4.4496 | 2.8664 | 8.3382 | 6.9615 | 0.25778 | 1.1349 | 4.8786 | 6.659 | 6.249 | 0.0018892 | 0.0011677 | 0.0042172 | 1.5627 | 9.5352e-05 | 0.0067095 | 5.4536e-05 | 0.017065 | 0.0027291 | 0.007397 | 11.727 | 0.00080381 | 0.68617 | 0.28063 | 8.2868 | 1.2556 | 0.039154 | 1.2657 | 0.29009 | 0.018982 | 0.0079392 | 0.0071215 | 0.003398 | 0.0062011 | 0.0062159 | 0.059331 | 0.080161 | 0.0039125 | 0.033856 | 0.010247 | 1.0731 | 0.0004297 | 0.00040796 | 0.093521 | 0.11953 | 2.6256 | 0.31721 | 0.022312 | 0.046149 | 0.026656 | 0.032768 | 0.0010553 | 0.0049082 | 0.019756 | 0.02644 | 0.022533 | 0.04207 | 0.016897 | 0.059499 | 19.6685 | 0.0012143 | 0.098777 | 0.00083271 | 0.40833 | 0.053197 | 0.14278 | 7.3702 | 0.010443 | 19.9469 | 15.4112 | 502.1735 | 29.114 | 1.6948 | 31.2809 | 15.4802 | 0.91663 | 0.10257 | 0.10692 | 0.057306 | 0.085494 | 0.16739 | 1.7622 | 1.4141 | 0.045837 | 0.77327 | 0.1607 | 18.0658 | 0.0034129 | 0.0035876 | 10.6004 | 5.3505 | 149.1931 | 14.4141 | 1.7737 | 0.58903 | 0.43712 | 0.56969 | 0.022539 | 0.095679 | 0.37233 | 1.1858 | 1.0806 | 0.026652 | 0.012151 | 0.014367 | 6.8355 | 0.00077689 | 0.22624 | 0.00061012 | 0.88561 | 0.069852 | 0.12924 | 5.9335 | 0.0090489 | 15.2207 | 8.2863 | 558.0042 | 19.8965 | 1.8619 | 19.8644 | 8.0726 | 0.51151 | 0.13767 | 0.23644 | 0.03283 | 0.10709 | 0.075807 | 1.9392 | 0.54672 | 0.19492 | 0.54184 | 0.22442 | 11.7395 | 0.0032644 | 0.0029351 | 3.6782 | 3.0757 | 59.1015 | 7.7085 | 3.1223 | 0.26095 | 0.2896 | 0.69422 | 0.013667 | 0.051046 | 0.20405 | 1.1392 | 1.1293 | 676.9226 | 312.0823 | 238.1159 | 215.0955 | 65.1478 | 104.9135 | 40.5881 | 3773.0357 | 260.1574 | 78.9912 | 18.2176 | 110.0994 | 9.5638 | 194.7252 | 87.1783 | 13.1486 | 51.9076 | 0.46255 | 2866.9703 | 2.735 | 6.6425 | 1.8426 | 2.5765 | 8.8205 | 0.52962 | 0.69559 | 3.0413 | 0.27514 | 8.4638 | 0.88789 | 0.0027618 | 0.043799 | 0.032604 | 0.51286 | 1.6276 | 0.18008 | 0.50296 | 0.4215 | 0.14058
10 | 0.15525 | 0.023457 | 0.022809 | 1.3361 | 0.99765 | 0.99367 | 0.79831 | 0.035137 | 0.80933 | 0.3879 | 0.71041 | 0.86444 | 0.85746 | 0.23051 | 2308.3085 | 134.0842 | 0.95115 | 0.81369 | 0.16856 | 0.31967 | 0.45734 | 0.87003 | 3.6385 | 261.8683 | 0.0079804 | 142.1438 | 100.2646 | 14.6017 | 179.9353 | 14.0741 | 1.8902 | 65.2306 | 15.7792 | 11.1687 | 2325.0153 | 99.1939 | 106.2508 | 1953.255 | 117.6325 | 84.6148 | 239.8937 | 259.9663 | 255.5819 | 30.406 | 45.8363 | 0.77009 | 0.27985 | 0.082294 | 0.016735 | 0.0020666 | 9.4859e-05 | 32.5333 | 9.6116 | 2.6451 | 0.76656 | 0.6382 | 0.091111 | 2.1266 | 68.037 | 6.89 | 0.28446 | 0.87475 | 18.8863 | 119.2441 | 35.3602 | 16.7041 | 153.8131 | 10.1789 | 0.039013 | 0.32659 | 0.78241 | 31.38 | 17.0622 | 544.26 | 117.6099 | 3.1455 | 0.079681 | 0.39448 | 0.078381 | 256.888 | 165.31 | 96.0467 | 59.9665 | 14.2171 | 1111.9667 | 248.589 | 94.3866 | 73.7954 | 219.3332 | 184.0317 | 86.5279 | 76.5808 | 7.8181 | 0.79213 | 0.99137 | 0.1561 | 59.0679 | 5.031 | 1.9492 | 2.2222 | 0.1844 | 7.5995e-05 | 38.3936 | 1.3397 | 0.267 | 0.24079 | 0.17962 | 2.9628 | 0.95223 | 1.0687 | 0.36971 | 79.6228 | 18.2218 | 35.8759 | 8.0879 | 128.6989 | 141.9621 | 2216.6532 | 256.3358 | 377.0764 | 194.3604 | 838.1656 | 353.4145 | 99.259 | 407.6302 | 0.1371 | 0.22472 | 0.19909 | 0.070603 | 0.00986 | 0.0051843 | 2.1891e-05 | 0.002605 | 37.1288 | 14.1167 | 0.81358 | 0.19346 | 2.2561 | 5.1123 | 376.5549 | 63.4895 | 3.0379 | 5.4328 | 157.2601 | 8.8353 | 124.6445 | 48.9646 | 37.3783 | 101.0608 | 614.2664 | 60.2779 | 570.6061 | 9.4685 | 119.356 | 637.3746 | 159.8066 | 99.9597 | 52.5789 | 77.8827 | 204.6862 | 49.5234 | 10.0154 | 151.9369 | 73.1122 | 12.5696 | 52.4015 | 623.1659 | 5.6138 | 79.9193 | 59.372 | 203.3668 | 263.793 | 94.1792 | 55.0352 | 32.0221 | 52.7125 | 0.011157 | 0.0013769 | 0.31638 | 27.5684 | 2.1541 | 10.5175 | 2.9448 | 241.1664 | 12.2586 | 5.3085 | 0.62448 | 6489.1482 | 729.7109 | 1502.4136 | 1282.4834 | 27.5752 | 1.0134 | 22.9693 | 3.0785 | 5673.5203 | 1519.8997 | 599.899 | 97.8815 | 152.0297 | 9.4207 | 181.23 | 0.0016037 | 33.1177 | 0.17694 | 11.9577 | 83.6287 | 4.3581 | 47.7017 | 194.3519 | 0.1089 | 0.23847 | 1.5689 | 3.0203 | 0.29057 | 0.20914 | 1.2646 | 0.13264 | 34.1242 | 0.0028265 | 12.5678 | 270.2673 | 0.023208 | 115.8869 | 5.49 | 0.046189 | 0.64031 | 0.25999 | 4.4891 | 0.085606 | 1.7851 | 1.0876 | 1.5236 | 0.018194 | 0.12489 | 0.055648 | 4.4998 | 0.0357 | 0.52266 | 0.20874 | 8.4003 | 0.00045215 | 0.0032493 | 0.0032764 | 4.745 | 0.01937 | 0.34737 | 0.20901 | 0.26104 | 0.0012142 | 0.02173 | 0.012331 | 1.3232 | 0.0050376 | 0.10014 | 0.051573 | 0.75307 | 0.0035238 | 0.040427 | 0.16865 | 0.52455 | 0.28951 | 1.0296 | 269.3505 | 0.016777 | 1.9656 | 0.011092 | 3.2084 | 4.3504 | 2.7067 | 202.0201 | 0.26217 | 10.4281 | 9.5214 | 14.0543 | 107665.1676 | 7.8305 | 347.1312 | 8.2625 | 4.5673 | 2.1978 | 2.1171 | 2.5956 | 1.5159 | 1.9736 | 14.5105 | 4.0145 | 0.76575 | 8.2382 | 2.726 | 282.1408 | 7.7221 | 0.46476 | 19.573 | 27.0365 | 681.0554 | 65.9854 | 4.7134 | 2.9569 | 8.1822 | 7.1813 | 0.24057 | 1.1868 | 5.5495 | 6.4841 | 5.852 | 0.002055 | 0.0011332 | 0.0039379 | 1.5913 | 8.3459e-05 | 0.0066646 | 5.6969e-05 | 0.017279 | 0.0028628 | 0.0079627 | 11.5927 | 0.0006891 | 0.66351 | 0.27407 | 8.5945 | 1.2304 | 0.034527 | 1.1897 | 0.30039 | 0.020955 | 0.0075146 | 0.0077356 | 0.003649 | 0.0057785 | 0.0064306 | 0.053596 | 0.069351 | 0.0034627 | 0.035636 | 0.01085 | 1.2328 | 0.00041282 | 0.00048127 | 0.10252 | 0.1104 | 3.0101 | 0.2977 | 0.021222 | 0.046463 | 0.02466 | 0.039039 | 0.0011356 | 0.0053332 | 0.021495 | 0.025855 | 0.02706 | 0.036693 | 0.017319 | 0.057352 | 16.8283 | 0.0011858 | 0.10938 | 0.00078009 | 0.4428 | 0.047883 | 0.16908 | 7.9821 | 0.011089 | 23.1761 | 15.5259 | 471.3737 | 28.2813 | 1.7265 | 27.978 | 12.959 | 0.9851 | 0.10319 | 0.096681 | 0.056173 | 0.094995 | 0.16603 | 1.7146 | 1.4582 | 0.046986 | 0.87983 | 0.17344 | 18.4781 | 0.0032727 | 0.0037217 | 9.2648 | 4.7616 | 143.1059 | 14.2002 | 1.5981 | 0.58228 | 0.40268 | 0.55349 | 0.020864 | 0.092546 | 0.36422 | 1.1603 | 1.003 | 0.029922 | 0.010948 | 0.014005 | 6.3068 | 0.00082774 | 0.22417 | 0.00057101 | 1.0041 | 0.062868 | 0.11627 | 5.1482 | 0.0092685 | 15.5662 | 7.772 | 583.803 | 17.9243 | 1.6579 | 18.955 | 8.472 | 0.49302 | 0.14773 | 0.22594 | 0.029503 | 0.11288 | 0.071266 | 1.8355 | 0.62193 | 0.16995 | 0.48214 | 0.21587 | 11.0517 | 0.0026953 | 0.0029863 | 4.1692 | 2.9911 | 63.5148 | 8.1944 | 2.9708 | 0.2588 | 0.31058 | 0.65129 | 0.01258 | 0.049376 | 0.22292 | 1.3146 | 1.1488 | 835.838 | 302.2281 | 254.4309 | 212.8091 | 68.7678 | 89.8776 | 39.7003 | 3867.0528 | 252.5725 | 85.4947 | 20.1993 | 116.0069 | 8.0011 | 248.2276 | 102.8575 | 11.3355 | 56.3877 | 0.44218 | 3692.9216 | 2.1135 | 5.4647 | 2.383 | 2.9242 | 9.9026 | 0.41389 | 0.92775 | 3.1358 | 0.33403 | 14.565 | 0.9098 | 0.002472 | 0.04423 | 0.033541 | 0.46964 | 1.2862 | 0.13795 | 0.6059 | 0.40389 | 0.14708
11 | 0.18634 | 0.015748 | 0.010871 | 1.3429 | 0.99259 | 0.99533 | 0.97686 | 0.020292 | 0.90241 | 0.44749 | 0.85894 | 0.88042 | 0.85044 | 0.23581 | 1121.7155 | 219.7465 | 0.95958 | 0.85093 | 0.20013 | 0.17467 | 0.38114 | 2.1597 | 5.1383 | 149.0453 | 0.0041041 | 161.8993 | 115.6925 | 12.4742 | 156.5888 | 15.0722 | 2.1716 | 63.9661 | 14.721 | 13.3057 | 2888.0302 | 86.5569 | 103.0659 | 1636.8665 | 109.714 | 80.3084 | 278.4202 | 243.4987 | 200.1393 | 34.8341 | 52.7046 | 0.8276 | 0.13954 | 0.13293 | 0.015097 | 0.0022467 | 8.7049e-05 | 31.6408 | 10.5764 | 3.338 | 0.89721 | 0.69327 | 0.097084 | 2.2405 | 49.4272 | 5.3677 | 0.30509 | 0.90276 | 18.3321 | 85.8669 | 32.9862 | 17.1433 | 133.8186 | 8.0792 | 0.038843 | 0.29271 | 0.70785 | 26.5183 | 12.2447 | 670.9269 | 106.8298 | 2.7999 | 0.11913 | 0.55202 | 0.11822 | 267.607 | 141.0875 | 89.5126 | 54.7982 | 15.0579 | 1323.0334 | 266.1782 | 80.1458 | 69.3799 | 295.8357 | 140.1221 | 101.1983 | 76.0635 | 7.3 | 0.51647 | 0.78826 | 0.21677 | 68.1904 | 5.0438 | 1.6758 | 2.4968 | 0.16489 | 7.8754e-05 | 35.1344 | 1.1526 | 0.24413 | 0.2142 | 0.16346 | 3.0161 | 0.96364 | 0.88938 | 0.56101 | 82.7306 | 15.8487 | 37.1252 | 8.8597 | 145.9536 | 200.2212 | 1808.1849 | 229.6044 | 395.1079 | 185.8545 | 851.8656 | 370.5545 | 78.955 | 488.7789 | 0.29584 | 0.19175 | 0.0043797 | 0.062064 | 0.0079947 | 0.0051444 | 2.2346e-05 | 0.0024324 | 32.9684 | 13.4612 | 0.90173 | 0.16005 | 2.7778 | 5.0584 | 292.6131 | 68.8453 | 3.7093 | 4.5358 | 122.8771 | 8.9238 | 116.6409 | 52.1971 | 30.1574 | 84.6996 | 693.3666 | 64.5454 | 602.6957 | 9.9666 | 106.611 | 624.5658 | 150.9235 | 103.9276 | 59.3996 | 75.4825 | 208.6363 | 56.0698 | 9.6699 | 179.4071 | 85.1694 | 9.6483 | 51.2179 | 570.4273 | 7.3996 | 77.4944 | 64.897 | 198.8514 | 301.6066 | 96.8383 | 46.9258 | 30.6496 | 51.9659 | 0.011859 | 0.0012802 | 0.23714 | 38.9509 | 2.0819 | 13.5244 | 2.1267 | 264.1565 | 8.3216 | 4.4137 | 0.50856 | 6390.5797 | 827.1317 | 1293.8784 | 1385.8904 | 31.9041 | 1.3203 | 25.3457 | 2.7917 | 4541.6396 | 1591.1989 | 575.7251 | 93.6875 | 144.4894 | 9.9502 | 189.833 | 0.0013823 | 31.6995 | 0.14977 | 11.0915 | 60.8846 | 4.8172 | 76.5473 | 201.2834 | 0.10489 | 0.21867 | 2.8185 | 3.8517 | 0.30092 | 0.2517 | 1.0639 | 0.1622 | 33.1006 | 0.0028033 | 12.9137 | 277.864 | 0.022246 | 117.9712 | 5.0702 | 0.047756 | 0.61492 | 0.24558 | 5.1449 | 0.095842 | 1.7965 | 1.0782 | 1.5689 | 0.019042 | 0.1113 | 0.054718 | 4.4243 | 0.03804 | 0.52703 | 0.21496 | 8.6 | 0.00042717 | 0.0031707 | 0.0026908 | 5.0466 | 0.020084 | 0.37479 | 0.23373 | 0.2747 | 0.0010833 | 0.022806 | 0.012937 | 1.3353 | 0.0051508 | 0.09363 | 0.0538 | 0.68084 | 0.0038138 | 0.043816 | 0.18937 | 0.54998 | 0.30547 | 1.013 | 238.3451 | 0.01417 | 1.938 | 0.012528 | 5.1227 | 4.6096 | 2.8331 | 199.4392 | 0.34727 | 10.0697 | 9.3278 | 14.4565 | 113093.9135 | 8.1145 | 335.4093 | 9.4294 | 4.1866 | 1.9989 | 2.0785 | 2.7261 | 1.5575 | 1.8058 | 15.0199 | 4.0863 | 0.67672 | 7.4084 | 2.7514 | 275.7303 | 8.7488 | 0.48121 | 18.7466 | 24.6217 | 603.0495 | 61.5282 | 4.9392 | 2.9178 | 7.5311 | 8.2223 | 0.28241 | 1.2622 | 5.6091 | 6.5943 | 6.3463 | 0.0019079 | 0.0011877 | 0.0039784 | 1.4881 | 8.0768e-05 | 0.0067989 | 5.7733e-05 | 0.017806 | 0.0025799 | 0.0082865 | 12.1827 | 0.00078642 | 0.60848 | 0.2951 | 7.5684 | 1.2163 | 0.035607 | 1.397 | 0.29323 | 0.017795 | 0.0080003 | 0.0065798 | 0.0036835 | 0.0065453 | 0.0072847 | 0.057891 | 0.076297 | 0.0035622 | 0.033596 | 0.010992 | 1.1372 | 0.00045703 | 0.00040672 | 0.098657 | 0.11232 | 2.7906 | 0.30636 | 0.022846 | 0.043106 | 0.02536 | 0.037803 | 0.0010712 | 0.0057221 | 0.021158 | 0.02681 | 0.026315 | 0.041178 | 0.018083 | 0.056172 | 17.339 | 0.0011708 | 0.09473 | 0.00092297 | 0.38266 | 0.051889 | 0.16723 | 7.5908 | 0.011977 | 20.3998 | 14.4654 | 487.3812 | 26.7669 | 1.6005 | 27.3548 | 14.9557 | 0.88622 | 0.10907 | 0.098462 | 0.05292 | 0.09937 | 0.16879 | 1.982 | 1.4802 | 0.040772 | 0.76348 | 0.17571 | 20.6 | 0.003637 | 0.0034111 | 9.4024 | 5.3668 | 159.7994 | 15.1711 | 1.6576 | 0.66861 | 0.41175 | 0.5871 | 0.021572 | 0.099176 | 0.38455 | 1.0103 | 1.1227 | 0.024768 | 0.010395 | 0.016024 | 7.1283 | 0.00088853 | 0.19938 | 0.0005923 | 0.98216 | 0.060325 | 0.12572 | 5.1167 | 0.0091719 | 15.4799 | 8.1611 | 492.8751 | 18.6493 | 1.9657 | 18.0404 | 9.0222 | 0.51068 | 0.15069 | 0.20479 | 0.029028 | 0.11761 | 0.076556 | 2.0121 | 0.62738 | 0.18029 | 0.52329 | 0.20351 | 12.3975 | 0.0027904 | 0.0032809 | 3.9388 | 3.1273 | 62.8185 | 8.576 | 3.1756 | 0.28099 | 0.32357 | 0.70312 | 0.013023 | 0.057186 | 0.22096 | 1.1621 | 1.0798 | 673.8237 | 306.3975 | 262.923 | 179.0527 | 56.7013 | 102.5593 | 38.598 | 3363.6651 | 283.2617 | 97.4384 | 19.4209 | 112.3044 | 10.1711 | 205.3278 | 110.0127 | 12.6248 | 54.0445 | 0.41221 | 2658.8595 | 2.5502 | 7.2378 | 1.47 | 2.8271 | 9.6524 | 0.48129 | 0.8019 | 2.9372 | 0.24198 | 11.8198 | 0.77536 | 0.0024522 | 0.046345 | 0.028554 | 0.41213 | 1.7078 | 0.18793 | 0.57615 | 0.38029 | 0.11377
12 | 0.1606 | 0.010585 | 0.021742 | 1.2138 | 0.99313 | 0.99737 | 0.83655 | 0.059379 | 0.8445 | 0.50756 | 0.56337 | 0.74888 | 0.78771 | 0.19042 | 1458.9382 | 176.8538 | 0.94417 | 0.83878 | 0.20286 | 0.19687 | 0.16169 | 1.5935 | 1.6798 | 797.7201 | 0.0092121 | 137.175 | 104.8963 | 16.2418 | 150.8141 | 14.9346 | 2.1114 | 54.3386 | 13.5991 | 13.8981 | 2344.4897 | 81.8844 | 92.4917 | 1721.929 | 110.8139 | 76.3072 | 247.3207 | 227.9087 | 202.7951 | 29.1639 | 56.1763 | 0.91157 | 0.2005 | 0.25397 | 0.014122 | 0.0023099 | 7.057e-05 | 35.8855 | 13.9964 | 2.7858 | 0.73261 | 0.65617 | 0.094046 | 2.0712 | 67.2267 | 11.747 | 0.3294 | 0.84256 | 20.5128 | 83.8813 | 38.1024 | 21.2529 | 139.6288 | 9.8624 | 0.036302 | 0.31397 | 0.94989 | 24.9927 | 18.6975 | 806.011 | 126.5744 | 2.9137 | 0.11728 | 0.54223 | 0.091333 | 286.7667 | 136.9683 | 99.8398 | 72.514 | 13.9156 | 1161.6186 | 258.9908 | 95.5381 | 70.8302 | 224.7925 | 147.9509 | 84.2606 | 75.131 | 8.4093 | 0.5655 | 0.85985 | 0.39126 | 58.1302 | 6.3659 | 2.1556 | 2.4803 | 0.16336 | 7.0244e-05 | 36.9614 | 0.95747 | 0.21726 | 0.21363 | 0.19323 | 2.5868 | 0.96915 | 0.85049 | 0.3477 | 73.1479 | 19.3457 | 35.0688 | 9.1106 | 143.4318 | 101.0829 | 2036.9261 | 238.5566 | 356.4074 | 196.9994 | 772.6976 | 325.6915 | 77.5647 | 464.3121 | 0.11567 | 0.031001 | 0.15991 | 0.074021 | 0.008806 | 0.0067384 | 2.8692e-05 | 0.0021997 | 28.0807 | 9.7777 | 1.1552 | 0.17711 | 2.8531 | 5.5208 | 332.6026 | 84.683 | 4.0261 | 5.3413 | 136.2233 | 8.0464 | 139.8173 | 46.8143 | 32.6665 | 103.797 | 661.5273 | 72.6995 | 556.615 | 9.5288 | 116.1528 | 646.1088 | 139.5821 | 88.5562 | 56.5467 | 60.2516 | 219.304 | 61.9567 | 9.2364 | 203.2725 | 84.204 | 9.7929 | 42.7032 | 655.1551 | 5.9135 | 72.5958 | 61.9262 | 190.4051 | 245.2406 | 85.5056 | 55.3002 | 33.4021 | 49.006 | 0.01229 | 0.0012472 | 0.27745 | 29.6203 | 2.2126 | 11.5128 | 2.4599 | 312.068 | 7.6091 | 5.4434 | 0.5393 | 7428.0376 | 754.7646 | 1365.712 | 1031.2772 | 34.6126 | 1.1503 | 23.5397 | 2.4064 | 5433.6304 | 1255.0635 | 624.3078 | 106.9696 | 140.6015 | 9.7457 | 178.5723 | 0.0015197 | 30.4561 | 0.14643 | 12.6517 | 90.0003 | 3.4145 | 52.271 | 164.7956 | 0.11679 | 0.27899 | 1.1407 | 2.8499 | 0.24452 | 0.22701 | 1.3562 | 0.12002 | 31.368 | 0.002587 | 13.8809 | 300.1588 | 0.025281 | 121.9055 | 5.4339 | 0.044446 | 0.66444 | 0.2443 | 4.7661 | 0.092976 | 1.771 | 1.1261 | 1.3701 | 0.018541 | 0.11558 | 0.051995 | 4.2477 | 0.037255 | 0.50173 | 0.20608 | 8.9906 | 0.00043965 | 0.0034735 | 0.0030426 | 5.4608 | 0.0205 | 0.39652 | 0.23269 | 0.27405 | 0.00118 | 0.020074 | 0.013075 | 1.1372 | 0.0052096 | 0.088396 | 0.048022 | 0.7182 | 0.0034344 | 0.04108 | 0.18604 | 0.51929 | 0.30976 | 1.0836 | 287.7377 | 0.015145 | 1.9997 | 0.01162 | 4.8165 | 5.5194 | 2.1347 | 186.4533 | 0.32808 | 10.366 | 8.5057 | 13.7092 | 121464.4525 | 9.1762 | 338.4649 | 8.1092 | 4.6717 | 1.9186 | 2.0458 | 2.6041 | 1.5692 | 1.7167 | 13.9435 | 4.3602 | 0.7556 | 8.7365 | 2.948 | 249.9197 | 8.6403 | 0.48673 | 16.9699 | 27.5745 | 629.3592 | 70.0628 | 4.5285 | 2.7376 | 7.9815 | 7.0599 | 0.28882 | 1.1938 | 4.6705 | 7.7385 | 6.7636 | 0.002281 | 0.0012652 | 0.0044925 | 1.5186 | 8.4715e-05 | 0.0074862 | 6.3514e-05 | 0.018006 | 0.0026156 | 0.0086915 | 14.1512 | 0.00077576 | 0.62795 | 0.33074 | 7.2978 | 1.3016 | 0.041399 | 1.1845 | 0.30895 | 0.020634 | 0.0081667 | 0.0075055 | 0.003868 | 0.0060342 | 0.0065382 | 0.054537 | 0.075103 | 0.003691 | 0.033465 | 0.011669 | 1.0238 | 0.00045987 | 0.00047085 | 0.10922 | 0.13217 | 2.9218 | 0.29096 | 0.020578 | 0.04207 | 0.028834 | 0.037574 | 0.0012018 | 0.0057606 | 0.020789 | 0.024131 | 0.024489 | 0.040119 | 0.01907 | 0.056606 | 18.0451 | 0.0013629 | 0.10065 | 0.00079546 | 0.42403 | 0.046565 | 0.16102 | 6.7423 | 0.010233 | 20.9374 | 14.0097 | 473.4898 | 30.8073 | 1.7495 | 25.8364 | 13.4863 | 0.96198 | 0.10662 | 0.10361 | 0.05422 | 0.08895 | 0.18366 | 1.8826 | 1.3401 | 0.044371 | 0.88264 | 0.16205 | 21.0247 | 0.0037115 | 0.0035744 | 9.9214 | 4.8722 | 140.3864 | 12.935 | 1.6175 | 0.65702 | 0.45186 | 0.63241 | 0.022732 | 0.091319 | 0.35443 | 1.134 | 1.0571 | 0.026883 | 0.010638 | 0.014165 | 7.6735 | 0.00078914 | 0.23221 | 0.0006248 | 0.95329 | 0.068787 | 0.12121 | 5.5687 | 0.0082015 | 15.0731 | 8.4947 | 502.783 | 20.2445 | 1.7554 | 19.3177 | 8.202 | 0.52001 | 0.16086 | 0.19976 | 0.030001 | 0.11028 | 0.073885 | 1.8477 | 0.56247 | 0.18907 | 0.45974 | 0.20724 | 11.4751 | 0.003211 | 0.0031693 | 3.7837 | 2.8495 | 67.0637 | 8.4929 | 2.8851 | 0.27615 | 0.32669 | 0.6405 | 0.01231 | 0.054991 | 0.21093 | 1.1871 | 1.2883 | 639.9002 | 317.6106 | 248.1274 | 197.8184 | 62.9947 | 98.7996 | 46.2031 | 3854.2139 | 307.8264 | 96.2073 | 22.5639 | 105.8563 | 10.1252 | 216.1236 | 107.2275 | 12.056 | 53.0188 | 0.41936 | 2988.3096 | 2.4425 | 7.5385 | 2.179 | 3.0405 | 12.5344 | 0.62283 | 0.78009 | 4.1593 | 0.22775 | 6.0484 | 0.92955 | 0.0025737 | 0.039927 | 0.032866 | 0.43521 | 1.5964 | 0.14088 | 0.55477 | 0.48119 | 0.11453
13 | 0.17549 | 0.014025 | 0.015348 | 1.4805 | 0.99665 | 0.99463 | 0.88659 | 0.026019 | 0.85419 | 0.55688 | 0.87891 | 0.83504 | 0.84254 | 0.18423 | 2034.4211 | 312.0281 | 0.94869 | 0.84101 | 0.12061 | 0.16605 | 0.21601 | 0.2354 | 4.9362 | 319.9561 | 0.0025108 | 167.1357 | 129.5209 | 15.4341 | 173.1891 | 13.3433 | 2.3188 | 67.4063 | 14.1041 | 12.6253 | 2462.4049 | 80.1603 | 107.0484 | 1818.917 | 102.367 | 89.5955 | 253.3128 | 217.2241 | 197.2003 | 36.6694 | 53.7928 | 0.90146 | 0.071083 | 0.27516 | 0.018546 | 0.0016439 | 7.5373e-05 | 38.7087 | 14.3064 | 3.2733 | 0.81741 | 0.53392 | 0.092151 | 2.4865 | 58.2108 | 9.6641 | 0.35311 | 0.79859 | 21.2228 | 110.4873 | 27.3306 | 20.4059 | 118.5261 | 8.5349 | 0.035683 | 0.23941 | 0.74737 | 38.1547 | 15.5764 | 850.4957 | 80.8268 | 2.349 | 0.095324 | 0.66613 | 0.10761 | 273.9009 | 149.8799 | 84.044 | 57.4993 | 14.9685 | 1133.9943 | 261.9236 | 92.3138 | 85.4763 | 268.4914 | 154.457 | 95.8717 | 72.9481 | 7.0858 | 0.68218 | 0.74352 | 0.18615 | 70.902 | 5.7344 | 2.0383 | 2.2652 | 0.16887 | 8.7968e-05 | 29.213 | 0.83921 | 0.23543 | 0.19263 | 0.19011 | 2.8009 | 0.95178 | 1.3246 | 0.42007 | 100.1947 | 16.551 | 29.7906 | 10.3158 | 138.9188 | 170.144 | 1992.0012 | 252.4702 | 292.804 | 174.8973 | 802.7735 | 378.9064 | 97.6819 | 459.7791 | 0.0045866 | 0.38069 | 0.21047 | 0.082657 | 0.0086243 | 0.0056179 | 1.9678e-05 | 0.0018668 | 35.6508 | 13.9004 | 0.94468 | 0.15606 | 2.1723 | 4.2309 | 391.0494 | 59.4231 | 4.1121 | 4.8981 | 155.2473 | 9.5743 | 114.7891 | 45.504 | 37.8721 | 96.8798 | 718.2943 | 71.9617 | 672.4175 | 10.2209 | 130.3669 | 661.5467 | 160.6234 | 86.2273 | 58.1397 | 76.7955 | 254.8421 | 53.3703 | 10.145 | 185.3969 | 90.2605 | 12.2617 | 46.2369 | 562.9383 | 6.6012 | 71.1274 | 63.6708 | 214.0965 | 284.6153 | 82.1928 | 52.1187 | 27.8314 | 42.4904 | 0.010454 | 0.0011842 | 0.29456 | 34.1666 | 2.812 | 11.2103 | 2.3761 | 284.8577 | 9.0112 | 4.2861 | 0.46254 | 6014.6424 | 794.5714 | 1547.5109 | 1522.7771 | 26.9973 | 0.68519 | 23.3319 | 2.4926 | 4792.3103 | 1681.4514 | 584.644 | 94.9719 | 119.7127 | 9.0959 | 172.9198 | 0.0011904 | 28.4831 | 0.1857 | 14.5397 | 68.5764 | 4.0757 | 57.4614 | 202.5288 | 0.1131 | 0.2735 | 2.3718 | 2.4092 | 0.35673 | 0.20329 | 0.9698 | 0.16582 | 32.7662 | 0.0028935 | 14.3348 | 272.1738 | 0.024486 | 113.0413 | 5.7249 | 0.044999 | 0.68376 | 0.255 | 5.3035 | 0.099486 | 1.7613 | 1.1395 | 1.4624 | 0.020137 | 0.1179 | 0.054276 | 4.5197 | 0.038968 | 0.55035 | 0.19997 | 7.8654 | 0.00040287 | 0.0037015 | 0.0032137 | 4.9088 | 0.01828 | 0.36222 | 0.21127 | 0.27921 | 0.0012401 | 0.021939 | 0.013984 | 1.2866 | 0.0053438 | 0.092631 | 0.048466 | 0.70035 | 0.0037112 | 0.042335 | 0.19262 | 0.52082 | 0.26076 | 1.0722 | 318.818 | 0.017641 | 1.969 | 0.011332 | 3.6864 | 3.663 | 2.9963 | 201.019 | 0.46968 | 9.8751 | 8.4022 | 14.6289 | 105147.4729 | 8.9398 | 304.0139 | 9.2138 | 4.2223 | 1.9003 | 1.7551 | 2.6839 | 1.7119 | 1.9956 | 13.107 | 3.8146 | 0.68032 | 7.6567 | 2.7922 | 292.4054 | 8.8692 | 0.47341 | 20.3123 | 28.8262 | 636.4506 | 69.1463 | 4.1741 | 3.0459 | 7.8206 | 7.9308 | 0.24532 | 1.2415 | 5.38 | 7.6095 | 6.3015 | 0.0021628 | 0.001347 | 0.0038783 | 1.4065 | 9.3836e-05 | 0.0076597 | 6.0385e-05 | 0.018469 | 0.0026993 | 0.0086066 | 12.8345 | 0.00074196 | 0.64662 | 0.31074 | 7.5175 | 1.35 | 0.040276 | 1.3806 | 0.3329 | 0.01994 | 0.0081428 | 0.0065394 | 0.0035439 | 0.0063439 | 0.0065889 | 0.061844 | 0.080885 | 0.003272 | 0.034683 | 0.011413 | 1.1153 | 0.00039545 | 0.0003946 | 0.10827 | 0.12129 | 2.5529 | 0.29514 | 0.020017 | 0.049483 | 0.025048 | 0.032574 | 0.0012634 | 0.0048322 | 0.022051 | 0.024809 | 0.025385 | 0.043972 | 0.018689 | 0.059311 | 19.5476 | 0.0012412 | 0.10388 | 0.00080554 | 0.43253 | 0.048464 | 0.1565 | 6.8917 | 0.011569 | 22.2052 | 13.6499 | 533.2694 | 30.364 | 1.872 | 30.83 | 14.5772 | 0.84559 | 0.11364 | 0.10429 | 0.056912 | 0.088532 | 0.16296 | 1.8076 | 1.5075 | 0.044775 | 0.90506 | 0.17387 | 21.3399 | 0.0031893 | 0.0035042 | 9.777 | 4.7032 | 151.612 | 13.8775 | 1.6802 | 0.69458 | 0.44598 | 0.63839 | 0.022951 | 0.094188 | 0.34158 | 1.0721 | 1.0928 | 0.028062 | 0.011693 | 0.013833 | 7.2429 | 0.00087915 | 0.19737 | 0.00058111 | 0.86289 | 0.0645 | 0.13551 | 5.5279 | 0.0090114 | 14.93 | 9.0572 | 586.9743 | 17.4406 | 1.806 | 18.8103 | 9.1251 | 0.49934 | 0.13621 | 0.22477 | 0.027695 | 0.1032 | 0.070163 | 1.9649 | 0.64219 | 0.19248 | 0.5371 | 0.228 | 13.3074 | 0.0031293 | 0.0032417 | 3.5787 | 3.1559 | 67.6119 | 8.8677 | 2.9248 | 0.24811 | 0.26981 | 0.63163 | 0.012335 | 0.048084 | 0.24132 | 1.1234 | 1.1216 | 851.7213 | 272.3896 | 208.2649 | 187.8918 | 54.2576 | 101.1279 | 42.2274 | 2979.2014 | 267.4596 | 94.7652 | 17.4502 | 135.5066 | 8.377 | 241.4988 | 111.6328 | 11.6966 | 50.8109 | 0.40217 | 2422.6362 | 2.0955 | 7.7549 | 1.9643 | 3.0967 | 8.9862 | 0.42602 | 0.9029 | 3.2878 | 0.29106 | 9.6848 | 0.81555 | 0.0023825 | 0.041116 | 0.029113 | 0.42333 | 1.3192 | 0.17512 | 0.47843 | 0.50866 | 0.1277
14 | 0.17211 | 0.0080951 | 0.007038 | 1.1036 | 0.99228 | 0.99839 | 0.9478 | 0.096403 | 0.82322 | 0.69734 | 0.67183 | 0.81626 | 0.82539 | 0.20036 | 1894.4066 | 332.1608 | 0.96339 | 0.82646 | 0.14313 | 0.18607 | 0.18423 | 3.4186 | 4.5009 | 241.8835 | 0.0053459 | 152.9331 | 113.3779 | 15.2896 | 149.488 | 15.2437 | 2.0554 | 56.86 | 16.0967 | 10.6086 | 2918.2646 | 82.8349 | 82.9844 | 1532.5351 | 131.2675 | 85.7555 | 283.1126 | 219.8923 | 225.4133 | 37.3339 | 47.3874 | 0.71962 | 0.053177 | 0.019624 | 0.015482 | 0.0015693 | 9.1759e-05 | 29.5448 | 12.1236 | 3.412 | 0.97983 | 0.67106 | 0.10518 | 2.6878 | 46.1086 | 12.3066 | 0.26449 | 0.75284 | 19.904 | 107.857 | 41.065 | 23.194 | 141.172 | 9.8009 | 0.037281 | 0.23259 | 0.79325 | 30.1317 | 21.5259 | 833.37 | 87.4893 | 3.222 | 0.087217 | 0.65111 | 0.11314 | 249.9175 | 159.8787 | 86.7827 | 63.4662 | 15.579 | 1043.7955 | 215.6291 | 86.7801 | 71.5272 | 282.3089 | 168.0829 | 91.9946 | 88.9194 | 8.6386 | 0.63411 | 0.8929 | 0.43824 | 52.4668 | 5.7665 | 1.7839 | 2.1874 | 0.17365 | 8.9856e-05 | 31.532 | 1.023 | 0.24711 | 0.22158 | 0.14282 | 3.5064 | 0.95678 | 1.3867 | 0.47919 | 87.1062 | 14.2974 | 26.2286 | 9.8793 | 152.4965 | 211.0081 | 2145.2594 | 242.9261 | 318.5289 | 189.1478 | 699.9102 | 320.1677 | 92.0448 | 396.0057 | 0.084772 | 0.071781 | 0.046787 | 0.066697 | 0.0081867 | 0.0064427 | 2.8258e-05 | 0.0019221 | 39.4761 | 10.3265 | 0.83969 | 0.17369 | 2.4689 | 6.1998 | 422.6906 | 80.8066 | 3.9385 | 4.7872 | 143.2077 | 8.4118 | 109.0618 | 44.2383 | 33.9567 | 83.3418 | 686.668 | 66.1619 | 738.7545 | 10.0595 | 125.1273 | 715.3816 | 134.5992 | 91.0209 | 62.1618 | 65.6131 | 195.8914 | 63.1723 | 9.4818 | 195.9238 | 94.4049 | 9.4042 | 49.4163 | 639.1885 | 5.7724 | 69.746 | 69.4603 | 167.689 | 304.8084 | 96.337 | 44.6949 | 29.8457 | 42.7368 | 0.0089434 | 0.001413 | 0.27101 | 31.5868 | 2.5255 | 8.7168 | 3.3906 | 244.7882 | 12.1232 | 6.092 | 0.39745 | 6291.813 | 901.6027 | 1279.21 | 1156.3981 | 32.798 | 0.65325 | 26.6201 | 3.1724 | 4612.0701 | 1216.7768 | 500.11 | 100.564 | 155.6809 | 10.1427 | 160.9385 | 0.0011102 | 29.7528 | 0.17223 | 13.5729 | 90.7198 | 4.1466 | 93.9406 | 192.1396 | 0.10329 | 0.3141 | 2.6873 | 2.9491 | 0.13481 | 0.25792 | 1.0124 | 0.14787 | 33.908 | 0.0026749 | 14.8311 | 285.4949 | 0.026015 | 118.7041 | 5.2623 | 0.047302 | 0.64127 | 0.25825 | 4.8047 | 0.097615 | 1.6973 | 1.0787 | 1.4452 | 0.018938 | 0.12038 | 0.056851 | 4.1227 | 0.037553 | 0.55613 | 0.21647 | 7.5707 | 0.00045776 | 0.003126 | 0.0031057 | 5.3888 | 0.018478 | 0.37046 | 0.23971 | 0.2529 | 0.0012115 | 0.020848 | 0.012866 | 1.2555 | 0.0052963 | 0.09893 | 0.053059 | 0.77729 | 0.0037839 | 0.04488 | 0.16499 | 0.51723 | 0.27585 | 1.1068 | 231.6525 | 0.013764 | 1.9474 | 0.012468 | 4.6324 | 5.1363 | 2.755 | 196.7189 | 0.14869 | 9.3583 | 9.0735 | 13.8977 | 118719.0158 | 9.0799 | 343.6971 | 8.3841 | 4.4443 | 1.9323 | 1.7623 | 2.979 | 1.6022 | 1.892 | 14.3805 | 4.1202 | 0.72358 | 7.8689 | 2.6059 | 245.7307 | 7.6073 | 0.41649 | 19.9666 | 24.2433 | 700.6276 | 70.8973 | 4.7298 | 3.0682 | 7.0595 | 8.0497 | 0.27917 | 1.1669 | 5.5218 | 7.5001 | 5.8064 | 0.0020258 | 0.0012263 | 0.0044756 | 1.5024 | 8.6335e-05 | 0.0070721 | 5.9145e-05 | 0.019172 | 0.0025566 | 0.0085572 | 11.985 | 0.00066691 | 0.57973 | 0.2924 | 7.376 | 1.4193 | 0.041086 | 1.2736 | 0.2795 | 0.020216 | 0.0078777 | 0.0069782 | 0.0035682 | 0.0057383 | 0.0070603 | 0.056709 | 0.071642 | 0.0034076 | 0.029737 | 0.010019 | 1.0888 | 0.00045375 | 0.00041852 | 0.10054 | 0.11561 | 3.0542 | 0.3111 | 0.019739 | 0.042582 | 0.027268 | 0.033471 | 0.0011563 | 0.0055401 | 0.021868 | 0.023198 | 0.024564 | 0.042609 | 0.016191 | 0.053022 | 19.3195 | 0.0012381 | 0.096007 | 0.00086257 | 0.41375 | 0.046167 | 0.1411 | 7.1161 | 0.0106 | 19.7535 | 13.0358 | 519.6934 | 27.851 | 1.6292 | 30.4568 | 14.1161 | 0.97559 | 0.1157 | 0.10917 | 0.058859 | 0.096027 | 0.18288 | 1.8563 | 1.4307 | 0.04776 | 0.80636 | 0.15383 | 18.7564 | 0.0034923 | 0.0035182 | 10.3434 | 4.8002 | 141.3405 | 13.4747 | 1.7975 | 0.63852 | 0.4083 | 0.64605 | 0.021125 | 0.087613 | 0.36633 | 1.0684 | 1.1869 | 0.029144 | 0.011073 | 0.016386 | 6.7356 | 0.00089922 | 0.23149 | 0.00056799 | 1.0147 | 0.05928 | 0.11272 | 5.8061 | 0.0085393 | 17.6293 | 7.5899 | 571.0571 | 20.0225 | 1.6759 | 20.2327 | 7.7065 | 0.50325 | 0.16421 | 0.20309 | 0.032293 | 0.10524 | 0.074862 | 2.0661 | 0.53855 | 0.18485 | 0.51582 | 0.20594 | 12.1193 | 0.0031365 | 0.0028325 | 4.1961 | 2.6361 | 57.1071 | 9.1132 | 3.3107 | 0.25405 | 0.30078 | 0.7057 | 0.012158 | 0.054705 | 0.22805 | 1.2278 | 1.146 | 656.2876 | 280.2219 | 200.7979 | 202.2407 | 60.4875 | 85.9266 | 45.6903 | 3520.6418 | 257.5497 | 88.2906 | 19.2873 | 117.2018 | 10.7228 | 253.5253 | 83.7639 | 11.2164 | 57.3488 | 0.33891 | 3119.1091 | 2.324 | 5.4031 | 1.5781 | 2.2457 | 11.3479 | 0.4432 | 0.98102 | 3.9884 | 0.30811 | 12.532 | 0.77499 | 0.0026609 | 0.04317 | 0.03094 | 0.50755 | 1.2233 | 0.13521 | 0.58719 | 0.39193 | 0.11986
15 | 0.18273 | 0.043873 | 0.024137 | 1.452 | 0.9911 | 0.99858 | 0.68812 | 0.052996 | 0.8385 | 0.46425 | 0.79438 | 0.80548 | 0.77046 | 0.16765 | 1565.5877 | 321.3027 | 0.94277 | 0.84748 | 0.18455 | 0.25927 | 0.34752 | 2.3278 | 4.6275 | 348.5971 | 0.0014875 | 156.8222 | 119.793 | 17.2028 | 133.4189 | 14.4945 | 2.2163 | 60.338 | 16.3124 | 14.4169 | 2951.2052 | 95.8112 | 95.7264 | 1690.8213 | 118.7506 | 88.8676 | 232.753 | 268.1684 | 261.065 | 33.725 | 52.4144 | 0.92789 | 0.29669 | 0.15832 | 0.015691 | 0.001827 | 8.4525e-05 | 37.295 | 13.7647 | 2.9577 | 0.7964 | 0.60603 | 0.1013 | 2.5904 | 65.4559 | 11.2495 | 0.33529 | 0.8103 | 23.3879 | 123.1234 | 33.7434 | 17.8094 | 130.2268 | 7.8218 | 0.036597 | 0.26581 | 0.83444 | 34.2666 | 20.5 | 620.4585 | 141.6697 | 3.5444 | 0.099455 | 0.71172 | 0.10341 | 228.6353 | 142.6441 | 78.6205 | 69.7452 | 15.7823 | 1262.2246 | 245.5552 | 77.5591 | 90.9162 | 253.2863 | 149.8005 | 82.2419 | 70.9293 | 6.909 | 0.57953 | 0.93901 | 0.57348 | 51.1732 | 6.2378 | 2.3183 | 2.6309 | 0.17677 | 6.7914e-05 | 31.8293 | 0.98434 | 0.20213 | 0.26127 | 0.18155 | 2.692 | 0.96776 | 0.91401 | 0.52208 | 70.5571 | 14.0879 | 30.8666 | 7.7044 | 132.4466 | 191.4915 | 2185.8539 | 246.5458 | 410.0355 | 162.3161 | 915.2917 | 386.6828 | 89.6592 | 449.0922 | 0.36696 | 0.29971 | 0.12035 | 0.081238 | 0.010257 | 0.0058258 | 2.3743e-05 | 0.0023836 | 26.8001 | 14.3164 | 1.1125 | 0.14361 | 2.5304 | 4.302 | 301.6244 | 78.7718 | 3.4838 | 4.1138 | 123.7753 | 8.4647 | 105.9621 | 40.9023 | 35.6955 | 90.8927 | 772.0017 | 55.0325 | 618.9689 | 9.6341 | 117.0214 | 697.0268 | 136.5531 | 105.1226 | 55.2473 | 79.3283 | 245.9209 | 54.4635 | 9.3611 | 182.4078 | 79.688 | 10.0693 | 51.9235 | 650.1712 | 6.9664 | 83.9507 | 58.2329 | 208.1596 | 265.8981 | 92.9549 | 56.6203 | 34.9338 | 47.9683 | 0.010218 | 0.0013586 | 0.23021 | 35.4379 | 2.6264 | 10.697 | 2.2698 | 273.6188 | 10.5591 | 5.5547 | 0.5848 | 5865.3969 | 783.9071 | 1405.4139 | 1187.1955 | 33.1455 | 1.0837 | 24.545 | 3.0206 | 5350.7459 | 1321.3034 | 590.4539 | 82.3067 | 148.3288 | 9.6215 | 154.682 | 0.0012561 | 37.6503 | 0.14196 | 11.6439 | 59.9005 | 6.0272 | 90.435 | 161.6352 | 0.12389 | 0.23358 | 2.501 | 3.6236 | 0.10878 | 0.2457 | 1.0308 | 0.18978 | 33.5218 | 0.0027401 | 13.9355 | 295.8439 | 0.025581 | 108.8863 | 5.5504 | 0.044597 | 0.64972 | 0.28432 | 4.9523 | 0.090073 | 1.8351 | 1.1092 | 1.4711 | 0.019787 | 0.10474 | 0.055416 | 4.334 | 0.039535 | 0.4918 | 0.22096 | 8.8024 | 0.00047709 | 0.0033418 | 0.0029092 | 5.1421 | 0.018808 | 0.3588 | 0.21825 | 0.2448 | 0.0010947 | 0.022257 | 0.013657 | 1.2512 | 0.0049746 | 0.084589 | 0.055267 | 0.67527 | 0.0034027 | 0.046215 | 0.17489 | 0.53353 | 0.2841 | 1.1172 | 373.1324 | 0.013882 | 1.9782 | 0.011458 | 3.5137 | 5.6941 | 3.0546 | 191.9133 | 0.26998 | 9.0073 | 9.2466 | 13.2462 | 116123.6906 | 8.7321 | 350.6651 | 8.1595 | 4.4737 | 1.9507 | 1.9511 | 2.7072 | 1.7717 | 1.8602 | 14.7418 | 3.9489 | 0.78195 | 8.5396 | 2.9343 | 263.7156 | 9.1203 | 0.42282 | 16.7428 | 26.3745 | 641.509 | 67.7717 | 4.2606 | 2.6565 | 7.2664 | 7.314 | 0.25238 | 1.2922 | 4.7794 | 6.3614 | 5.9943 | 0.0021997 | 0.0012949 | 0.0041611 | 1.4581 | 8.1297e-05 | 0.0071456 | 6.1091e-05 | 0.019435 | 0.00281 | 0.0076414 | 12.9421 | 0.00067301 | 0.62184 | 0.3087 | 8.1325 | 1.39 | 0.037393 | 1.3218 | 0.30551 | 0.019207 | 0.0076089 | 0.0070208 | 0.0032056 | 0.0061221 | 0.0073574 | 0.057294 | 0.06837 | 0.0034673 | 0.031115 | 0.0098622 | 1.1715 | 0.0004771 | 0.00044018 | 0.10615 | 0.11346 | 2.9525 | 0.32813 | 0.020303 | 0.04184 | 0.028656 | 0.036033 | 0.0012347 | 0.0048009 | 0.018869 | 0.025643 | 0.023355 | 0.037757 | 0.015929 | 0.061441 | 17.1495 | 0.0011984 | 0.094398 | 0.00084154 | 0.3891 | 0.04809 | 0.14404 | 6.7771 | 0.011447 | 21.4438 | 13.3032 | 451.8147 | 28.0126 | 1.8243 | 30.8849 | 13.7469 | 0.99314 | 0.10159 | 0.10039 | 0.052412 | 0.10364 | 0.15737 | 1.73 | 1.3615 | 0.041759 | 0.82487 | 0.15105 | 19.8881 | 0.0035413 | 0.0037821 | 10.2618 | 5.7039 | 154.1297 | 13.1528 | 1.7479 | 0.60159 | 0.46122 | 0.60616 | 0.018849 | 0.089801 | 0.40072 | 1.1443 | 1.1484 | 0.02579 | 0.011227 | 0.014312 | 6.6877 | 0.00090267 | 0.24046 | 0.00063458 | 0.90685 | 0.070193 | 0.13011 | 4.8991 | 0.0092755 | 16.6951 | 7.5089 | 552.0894 | 18.983 | 1.719 | 18.6027 | 7.99 | 0.4878 | 0.15414 | 0.23918 | 0.026957 | 0.10906 | 0.081787 | 1.7187 | 0.58396 | 0.16654 | 0.51192 | 0.21126 | 12.7784 | 0.0032494 | 0.0030881 | 4.0789 | 3.0365 | 59.9878 | 9.041 | 3.2607 | 0.26274 | 0.31613 | 0.73412 | 0.013446 | 0.055781 | 0.24623 | 1.262 | 1.2613 | 714.9091 | 346.7086 | 241.9697 | 199.7497 | 65.7803 | 88.1014 | 38.759 | 3306.5456 | 327.1774 | 100.9105 | 18.8856 | 122.9087 | 9.4542 | 211.2366 | 109.9005 | 13.537 | 59.4286 | 0.43944 | 3589.6207 | 2.7936 | 5.9458 | 1.6722 | 2.1647 | 12.0011 | 0.49231 | 0.71209 | 3.5985 | 0.26058 | 10.2152 | 0.83041 | 0.0023777 | 0.04498 | 0.030728 | 0.3788 | 1.3517 | 0.18269 | 0.67446 | 0.38954 | 0.13539
16 | 0.14703 | 0.021336 | 0.011309 | 1.2811 | 0.9964 | 0.9912 | 0.90004 | 0.07298 | 0.85795 | 0.67892 | 0.69991 | 0.76971 | 0.75684 | 0.17572 | 1620.3926 | 400.4473 | 0.96647 | 0.83259 | 0.18934 | 0.23963 | 0.19789 | 2.9642 | 5.5816 | 373.0232 | 0.0018741 | 144.4728 | 127.6035 | 14.3046 | 154.0151 | 15.587 | 1.9984 | 58.6935 | 16.7683 | 9.8302 | 2670.1747 | 84.2902 | 99.9405 | 1867.3353 | 132.6351 | 99.7658 | 287.9109 | 285.4121 | 252.1384 | 32.6704 | 59.4986 | 0.70721 | 0.11112 | 0.014521 | 0.018668 | 0.0016783 | 6.5554e-05 | 33.4329 | 12.4193 | 3.4337 | 0.94592 | 0.51207 | 0.085889 | 2.7003 | 71.9518 | 9.0854 | 0.25503 | 0.83378 | 23.2497 | 114.97 | 29.3035 | 23.9246 | 124.6506 | 8.2701 | 0.039839 | 0.25318 | 0.69374 | 27.6212 | 12.9986 | 911.5428 | 126.2936 | 3.08 | 0.093863 | 0.5835 | 0.12027 | 294.7984 | 157.3638 | 82.8926 | 55.496 | 16.8228 | 1356.5907 | 220.5078 | 66.5689 | 89.8477 | 275.3116 | 144.5843 | 93.5989 | 84.3068 | 8.7313 | 0.86914 | 0.65111 | 0.23256 | 56.511 | 5.2823 | 2.0755 | 1.9908 | 0.15559 | 8.35e-05 | 37.1022 | 1.2149 | 0.21363 | 0.24729 | 0.12648 | 2.5394 | 0.95796 | 1.0176 | 0.50163 | 109.1685 | 19.7521 | 27.2091 | 8.0486 | 154.131 | 186.5346 | 2150.2209 | 211.2889 | 403.39 | 176.2907 | 726.1541 | 365.9822 | 76.5219 | 403.0168 | 0.42645 | 0.10409 | 0.061557 | 0.076287 | 0.0097496 | 0.0054088 | 2.6186e-05 | 0.0020214 | 36.8531 | 10.0079 | 1.0648 | 0.1528 | 2.087 | 6.0003 | 368.3343 | 91.3386 | 2.5758 | 4.3553 | 154.135 | 8.6593 | 123.3664 | 40.0247 | 29.4966 | 92.7868 | 702.3934 | 74.1047 | 652.0998 | 8.6277 | 121.8118 | 740.3974 | 168.2148 | 108.1623 | 54.465 | 67.1146 | 255.9325 | 57.8094 | 9.895 | 160.2158 | 97.3201 | 10.8627 | 47.4757 | 541.3177 | 6.9912 | 66.2902 | 54.2803 | 179.7987 | 323.4328 | 76.1105 | 47.6809 | 30.0897 | 41.3287 | 0.0084917 | 0.0011508 | 0.30114 | 38.0593 | 2.7646 | 9.6538 | 2.553 | 307.0733 | 10.8472 | 4.0377 | 0.41895 | 6062.7408 | 888.3474 | 1485.8304 | 1214.9897 | 31.1324 | 0.82142 | 25.1354 | 2.9336 | 5058.7192 | 1305.4524 | 603.7496 | 83.4725 | 158.0344 | 8.0532 | 168.3562 | 0.0014838 | 34.2843 | 0.15914 | 12.8544 | 75.7278 | 6.3309 | 87.2495 | 214.8203 | 0.10571 | 0.21421 | 1.3371 | 3.5062 | 0.3177 | 0.21534 | 1.1323 | 0.1986 | 32.5856 | 0.0027675 | 13.3043 | 281.7109 | 0.025828 | 127.1191 | 5.1212 | 0.042321 | 0.68034 | 0.26158 | 4.8475 | 0.090662 | 1.7531 | 1.0668 | 1.505 | 0.018801 | 0.11243 | 0.05305 | 4.3104 | 0.035961 | 0.53611 | 0.20288 | 9.0998 | 0.00041679 | 0.0032242 | 0.0029787 | 5.6715 | 0.020759 | 0.34374 | 0.2407 | 0.28778 | 0.0011772 | 0.019077 | 0.013279 | 1.2015 | 0.0057809 | 0.0983 | 0.051941 | 0.69626 | 0.0032981 | 0.043362 | 0.18125 | 0.53179 | 0.26811 | 0.977 | 283.5034 | 0.016032 | 1.9606 | 0.012281 | 5.4826 | 5.188 | 2.2999 | 205.3707 | 0.51521 | 10.8925 | 8.9295 | 12.7854 | 123668.3544 | 8.1736 | 353.0385 | 9.6773 | 4.1253 | 2.1188 | 1.9794 | 2.8911 | 1.7539 | 1.74 | 13.6207 | 4.1841 | 0.72986 | 8.3646 | 2.5499 | 276.6705 | 9.0167 | 0.46881 | 17.0989 | 27.9577 | 589.0283 | 60.1567 | 4.4433 | 2.8919 | 8.4908 | 8.3426 | 0.2674 | 1.3486 | 5.232 | 6.8901 | 6.195 | 0.0019221 | 0.0011534 | 0.0043167 | 1.3627 | 9.0539e-05 | 0.0065951 | 6.276e-05 | 0.019835 | 0.0024612 | 0.008117 | 13.6431 | 0.00079748 | 0.59935 | 0.29841 | 8.3958 | 1.1813 | 0.038291 | 1.229 | 0.28345 | 0.019697 | 0.0069078 | 0.0067069 | 0.0038164 | 0.0054877 | 0.0075189 | 0.062656 | 0.079101 | 0.0038043 | 0.035134 | 0.011189 | 1.206 | 0.00042426 | 0.00045375 | 0.092525 | 0.1167 | 2.9903 | 0.27843 | 0.022642 | 0.047691 | 0.027541 | 0.036403 | 0.0012596 | 0.0052624 | 0.019493 | 0.02674 | 0.02504 | 0.039424 | 0.017875 | 0.062929 | 19.8413 | 0.0011361 | 0.1006 | 0.00088415 | 0.45313 | 0.045836 | 0.13887 | 7.2588 | 0.01076 | 22.2983 | 14.828 | 463.8259 | 30.9297 | 1.9274 | 28.9907 | 15.3699 | 0.95975 | 0.11085 | 0.09582 | 0.059416 | 0.089519 | 0.15884 | 2.0674 | 1.3178 | 0.047981 | 0.81988 | 0.15681 | 20.4072 | 0.0032788 | 0.00319 | 9.1622 | 5.5928 | 157.9485 | 14.0576 | 1.8707 | 0.62472 | 0.42638 | 0.58351 | 0.022133 | 0.10069 | 0.38658 | 1.1705 | 1.1083 | 0.02939 | 0.011775 | 0.014566 | 6.3945 | 0.00084904 | 0.21995 | 0.00060395 | 1.0204 | 0.065415 | 0.11504 | 4.9432 | 0.0081168 | 17.2703 | 7.8881 | 556.5329 | 19.3383 | 1.8381 | 19.7799 | 8.7065 | 0.56964 | 0.14905 | 0.21873 | 0.032409 | 0.11721 | 0.078606 | 2.037 | 0.53789 | 0.1888 | 0.46878 | 0.19921 | 13.1366 | 0.0027581 | 0.0028611 | 3.6636 | 2.7945 | 64.4879 | 8.9666 | 3.034 | 0.25249 | 0.31811 | 0.68703 | 0.014081 | 0.048234 | 0.2084 | 1.1774 | 1.2337 | 816.8576 | 266.1932 | 214.0112 | 225.5591 | 71.5912 | 87.7598 | 37.4045 | 3447.0561 | 315.8675 | 83.6972 | 17.0202 | 129.7 | 8.7436 | 227.7462 | 90.7354 | 10.365 | 54.7937 | 0.46688 | 3034.3035 | 1.9245 | 7.0356 | 1.8057 | 2.8573 | 13.1848 | 0.47111 | 0.61771 | 4.2636 | 0.32626 | 13.3226 | 0.81974 | 0.0025318 | 0.044496 | 0.031567 | 0.47671 | 1.7487 | 0.15492 | 0.45881 | 0.43485 | 0.14319
17 | 0.15861 | 0.02486 | 0.0097593 | 1.1633 | 0.99 | 0.99684 | 0.74979 | 0.047947 | 0.77906 | 0.54522 | 0.73653 | 0.73659 | 0.80886 | 0.22349 | 1866.0188 | 196.4674 | 0.94088 | 0.85319 | 0.14047 | 0.20986 | 0.29809 | 1.0155 | 2.5391 | 628.1076 | 0.0068126 | 135.1724 | 98.39 | 14.9485 | 143.6464 | 14.2626 | 1.7346 | 59.0245 | 17.2034 | 12.8098 | 2542.9619 | 87.6842 | 83.8594 | 1551.2795 | 119.6963 | 91.6278 | 255.1399 | 276.7897 | 248.3178 | 29.6652 | 54.7427 | 0.8326 | 0.32578 | 0.076144 | 0.017654 | 0.0021418 | 7.231e-05 | 30.5523 | 11.0723 | 3.5653 | 0.85727 | 0.58106 | 0.11423 | 2.7534 | 70.3109 | 1.2181 | 0.2946 | 0.80708 | 25.4266 | 87.406 | 30.212 | 15.2675 | 142.9905 | 8.6207 | 0.03035 | 0.3094 | 0.63824 | 40.9052 | 18.0846 | 507.1419 | 132.2658 | 3.2719 | 0.077941 | 0.50494 | 0.09478 | 243.976 | 148.499 | 93.899 | 56.6373 | 17.662 | 1050.0988 | 223.0192 | 104.4142 | 88.8191 | 235.6623 | 181.1995 | 77.4058 | 79.7845 | 7.5758 | 0.46983 | 0.96027 | 0.3114 | 69.3231 | 5.4365 | 1.7278 | 2.7118 | 0.14879 | 8.8673e-05 | 34.7098 | 1.1764 | 0.25633 | 0.2728 | 0.18541 | 3.2423 | 0.96509 | 1.1525 | 0.39166 | 94.6615 | 13.4094 | 28.6711 | 8.3295 | 126.8272 | 124.9911 | 2098.2584 | 268.8547 | 312.5223 | 157.8376 | 874.4366 | 314.4632 | 99.5959 | 445.0935 | 0.19548 | 0.14242 | 0.13675 | 0.077957 | 0.0093968 | 0.0063052 | 2.449e-05 | 0.0022263 | 29.9612 | 12.6808 | 1.046 | 0.1685 | 2.0566 | 6.8418 | 376.316 | 71.4642 | 2.7764 | 5.6663 | 133.6103 | 9.3405 | 118.9014 | 46.2853 | 29.7821 | 79.0169 | 742.2021 | 68.147 | 630.8701 | 8.9699 | 111.4383 | 613.0099 | 129.426 | 82.1917 | 49.5195 | 59.1851 | 215.2772 | 47.9644 | 8.9428 | 162.977 | 87.0602 | 11.4047 | 54.8532 | 615.9218 | 6.17 | 81.9902 | 68.4534 | 194.6299 | 257.8731 | 86.5437 | 51.0917 | 31.4771 | 39.4358 | 0.011725 | 0.00096296 | 0.3272 | 32.647 | 1.9332 | 11.9002 | 2.0993 | 277.7906 | 11.5132 | 5.1452 | 0.44601 | 5750.6087 | 937.2249 | 1387.6041 | 1251.4208 | 34.4218 | 1.2771 | 20.9798 | 2.601 | 5089.063 | 1471.683 | 552.8939 | 109.7009 | 127.2948 | 8.8949 | 147.1171 | 0.0012894 | 37.8235 | 0.15147 | 11.3958 | 73.1774 | 5.8565 | 82.6015 | 208.4433 | 0.11158 | 0.25883 | 2.1826 | 3.1621 | 0.27357 | 0.20553 | 1.081 | 0.17005 | 36.6632 | 0.0030403 | 12.7653 | 323.4758 | 0.023676 | 129.7481 | 5.5787 | 0.045479 | 0.62068 | 0.25052 | 4.9878 | 0.092372 | 1.7405 | 1.0251 | 1.426 | 0.01798 | 0.11815 | 0.052347 | 4.4672 | 0.040428 | 0.48766 | 0.2119 | 7.7338 | 0.00047076 | 0.0033904 | 0.0031941 | 4.9624 | 0.019873 | 0.33504 | 0.2203 | 0.24691 | 0.001257 | 0.02029 | 0.014323 | 1.1586 | 0.0057935 | 0.094591 | 0.048682 | 0.64312 | 0.0038345 | 0.045976 | 0.17018 | 0.51423 | 0.30029 | 1.162 | 219.0738 | 0.013171 | 1.9944 | 0.012921 | 4.2036 | 4.7419 | 2.4611 | 195.569 | 0.39961 | 9.4147 | 9.1905 | 12.9532 | 103424.6331 | 7.9964 | 356.3549 | 8.6908 | 4.3238 | 2.1835 | 1.8339 | 2.5733 | 1.4635 | 1.6864 | 12.5573 | 3.7659 | 0.66093 | 7.3252 | 2.8839 | 256.6431 | 8.4878 | 0.4778 | 18.3757 | 25.9992 | 664.7981 | 62.938 | 4.8233 | 3.0071 | 8.4401 | 7.6036 | 0.27725 | 1.2859 | 5.0362 | 7.1073 | 6.8888 | 0.0022442 | 0.0013761 | 0.0040667 | 1.6513 | 9.6608e-05 | 0.0073838 | 6.4694e-05 | 0.018304 | 0.002874 | 0.0075399 | 12.4808 | 0.00071101 | 0.6348 | 0.27721 | 8.7367 | 1.2907 | 0.039836 | 1.3419 | 0.28629 | 0.019562 | 0.0071651 | 0.0068357 | 0.0036161 | 0.0060557 | 0.0062851 | 0.060678 | 0.076759 | 0.0033841 | 0.031534 | 0.0099286 | 1.1885 | 0.00044779 | 0.00046751 | 0.10288 | 0.12245 | 2.6983 | 0.31466 | 0.021449 | 0.047541 | 0.029432 | 0.03574 | 0.0010859 | 0.0049646 | 0.021636 | 0.027185 | 0.02579 | 0.038336 | 0.017644 | 0.064635 | 17.7147 | 0.0013297 | 0.10606 | 0.00078783 | 0.40334 | 0.052719 | 0.14989 | 7.6882 | 0.010915 | 23.573 | 13.3261 | 457.4774 | 29.4969 | 1.7077 | 29.4646 | 12.7896 | 0.87021 | 0.10004 | 0.092361 | 0.049413 | 0.097183 | 0.17757 | 2.0462 | 1.3193 | 0.045435 | 0.86392 | 0.17948 | 17.8645 | 0.0034454 | 0.0036508 | 11.0003 | 5.2563 | 146.3529 | 15.5062 | 1.8363 | 0.65514 | 0.38338 | 0.64805 | 0.021446 | 0.086275 | 0.37725 | 1.0192 | 1.0422 | 0.029525 | 0.010088 | 0.016516 | 6.4811 | 0.00087291 | 0.20752 | 0.0005457 | 0.97657 | 0.059975 | 0.13629 | 5.8393 | 0.0078543 | 16.9277 | 8.8847 | 542.9584 | 21.1404 | 1.7244 | 17.6914 | 7.4994 | 0.57726 | 0.14156 | 0.23054 | 0.031619 | 0.1154 | 0.080208 | 1.9502 | 0.60533 | 0.16399 | 0.50679 | 0.21805 | 11.7909 | 0.0027187 | 0.0030747 | 3.5976 | 2.7583 | 66.5266 | 7.8473 | 3.0685 | 0.27759 | 0.2752 | 0.66421 | 0.014392 | 0.052188 | 0.2354 | 1.2124 | 1.2031 | 728.6674 | 351.2407 | 265.1553 | 186.1318 | 64.197 | 97.4974 | 41.3772 | 3662.4813 | 313.9387 | 100.1868 | 17.9232 | 113.5675 | 10.4389 | 238.5668 | 101.0621 | 13.3498 | 64.2616 | 0.39377 | 2561.0469 | 2.6661 | 7.2002 | 2.1543 | 2.3224 | 13.5414 | 0.45265 | 0.86432 | 3.2532 | 0.2975 | 7.2983 | 0.79394 | 0.0024263 | 0.039176 | 0.030077 | 0.39072 | 1.6663 | 0.17081 | 0.52813 | 0.49862 | 0.12663
18 | 0.15125 | 0.040173 | 0.030796 | 1.1855 | 0.99061 | 0.99576 | 0.94131 | 0.085506 | 0.86172 | 0.60835 | 0.77888 | 0.75612 | 0.89752 | 0.19482 | 1509.2273 | 284.4579 | 0.93736 | 0.86086 | 0.15016 | 0.28636 | 0.11152 | 1.1832 | 3.9903 | 449.6606 | 0.0020584 | 131.4528 | 121.5754 | 13.0782 | 123.0686 | 15.6916 | 2.0206 | 55.204 | 13.7879 | 12.1876 | 2499.5651 | 75.0619 | 101.5131 | 1915.2196 | 121.6465 | 98.676 | 295.0396 | 246.2336 | 231.1728 | 34.2644 | 57.484 | 0.77516 | 0.25357 | 0.11432 | 0.019699 | 0.0020131 | 8.2793e-05 | 35.6403 | 12.7647 | 2.8236 | 0.89008 | 0.6302 | 0.098547 | 2.634 | 51.4012 | 5.0856 | 0.27249 | 0.86459 | 24.7877 | 104.4587 | 31.1651 | 22.3026 | 146.1527 | 10.3085 | 0.032411 | 0.27559 | 0.85662 | 27.8739 | 19.1619 | 593.9834 | 139.6275 | 3.4457 | 0.11285 | 0.60261 | 0.10549 | 320.1396 | 146.5955 | 80.8877 | 66.4194 | 14.3401 | 1233.3202 | 285.8509 | 98.857 | 81.9507 | 259.233 | 165.6174 | 88.0568 | 69.8425 | 8.3324 | 0.54176 | 0.68803 | 0.54206 | 53.6234 | 7.131 | 1.7186 | 2.806 | 0.19812 | 7.3827e-05 | 33.5835 | 1.3595 | 0.25076 | 0.27851 | 0.12853 | 3.1756 | 0.95343 | 1.1757 | 0.44375 | 96.9919 | 15.087 | 38.6724 | 9.6591 | 122.7516 | 177.6704 | 2023.668 | 263.1522 | 359.9413 | 172.1354 | 751.3393 | 375.082 | 85.7379 | 434.8162 | 0.2441 | 0.098683 | 0.18597 | 0.060745 | 0.008269 | 0.006867 | 2.6932e-05 | 0.0023396 | 33.7017 | 11.572 | 0.98302 | 0.19004 | 2.6093 | 4.5605 | 333.397 | 87.0066 | 3.8449 | 4.7017 | 118.8209 | 7.8925 | 137.8691 | 39.4729 | 32.2177 | 85.8827 | 731.4425 | 65.4471 | 639.8691 | 10.3246 | 111.1182 | 671.4206 | 156.8287 | 103.1656 | 57.5647 | 73.2158 | 212.9475 | 61.2903 | 8.1244 | 187.6232 | 96.0964 | 10.3255 | 45.1015 | 581.4049 | 7.3578 | 68.243 | 60.4852 | 173.2805 | 317.0789 | 75.29 | 54.3825 | 35.3871 | 46.8676 | 0.0083216 | 0.0013195 | 0.26999 | 28.3443 | 2.1887 | 9.9648 | 2.8287 | 228.2499 | 9.8257 | 3.9285 | 0.53613 | 7103.3165 | 815.2948 | 1439.9031 | 1437.5099 | 35.3171 | 1.1378 | 20.5858 | 2.8177 | 5260.9983 | 1166.8294 | 483.8884 | 107.746 | 137.7747 | 8.8349 | 146.3265 | 0.0015628 | 39.633 | 0.16787 | 12.5576 | 63.3111 | 3.8062 | 77.8572 | 230.9565 | 0.12241 | 0.27172 | 1.6489 | 3.4598 | 0.20144 | 0.26911 | 1.157 | 0.1879 | 34.5865 | 0.0025306 | 13.0042 | 302.3999 | 0.022983 | 125.9871 | 5.2856 | 0.046298 | 0.63302 | 0.26275 | 4.7284 | 0.094189 | 1.808 | 1.0425 | 1.4992 | 0.01764 | 0.11669 | 0.057552 | 4.5755 | 0.036868 | 0.51781 | 0.21772 | 8.0359 | 0.00039625 | 0.0036362 | 0.0028384 | 5.0102 | 0.021264 | 0.37766 | 0.24374 | 0.25679 | 0.0011658 | 0.022572 | 0.013484 | 1.2927 | 0.0048984 | 0.086456 | 0.05275 | 0.6595 | 0.0036501 | 0.041331 | 0.19484 | 0.51262 | 0.27989 | 1.1849 | 246.7842 | 0.016305 | 1.9739 | 0.011124 | 3.3398 | 5.4126 | 2.506 | 202.8729 | 0.065341 | 9.793 | 8.4104 | 14.8412 | 104711.3874 | 9.3095 | 317.5358 | 8.8968 | 3.9752 | 2.2344 | 1.7759 | 2.5417 | 1.6924 | 1.6696 | 14.3022 | 3.8395 | 0.7733 | 8.0709 | 2.9826 | 261.5003 | 8.376 | 0.45558 | 18.3512 | 28.9543 | 595.7627 | 64.8141 | 4.7707 | 2.6114 | 8.2753 | 7.1974 | 0.27049 | 1.1433 | 4.9178 | 6.5457 | 5.7607 | 0.0021765 | 0.0013182 | 0.003919 | 1.4435 | 8.9097e-05 | 0.0077085 | 5.4009e-05 | 0.017385 | 0.0026393 | 0.0077272 | 12.3842 | 0.00075404 | 0.69544 | 0.28401 | 8.4857 | 1.3829 | 0.039523 | 1.4219 | 0.30998 | 0.020009 | 0.0072685 | 0.0073152 | 0.0033312 | 0.0059275 | 0.0069023 | 0.060342 | 0.067284 | 0.0036735 | 0.034371 | 0.011141 | 1.2455 | 0.00040267 | 0.00045733 | 0.095495 | 0.11797 | 2.8152 | 0.30572 | 0.019334 | 0.0453 | 0.027745 | 0.035431 | 0.0012158 | 0.005127 | 0.020179 | 0.023324 | 0.023561 | 0.040815 | 0.016801 | 0.058326 | 18.4578 | 0.0012575 | 0.091619 | 0.00089083 | 0.39872 | 0.053573 | 0.14856 | 6.6876 | 0.011647 | 22.7616 | 14.9549 | 507.3265 | 30.1999 | 1.7967 | 26.7509 | 14.3708 | 0.81852 | 0.10539 | 0.10065 | 0.060017 | 0.093082 | 0.15594 | 1.9424 | 1.4873 | 0.042511 | 0.91424 | 0.1642 | 20.7901 | 0.0031674 | 0.0034426 | 9.5574 | 5.0898 | 169.6439 | 13.6186 | 1.7335 | 0.59378 | 0.41977 | 0.59423 | 0.020622 | 0.085304 | 0.34916 | 1.1062 | 1.1766 | 0.024943 | 0.010838 | 0.016098 | 6.5196 | 0.00075518 | 0.2228 | 0.00052953 | 0.84269 | 0.068023 | 0.13191 | 5.4463 | 0.0077497 | 17.0252 | 7.9734 | 507.1437 | 19.2331 | 1.8862 | 19.5826 | 7.8879 | 0.54808 | 0.14467 | 0.20643 | 0.031873 | 0.097999 | 0.085242 | 1.9074 | 0.61564 | 0.18333 | 0.49424 | 0.19601 | 11.9073 | 0.003188 | 0.0027184 | 4.2209 | 2.7197 | 62.1138 | 8.6509 | 3.4191 | 0.25093 | 0.27867 | 0.60898 | 0.014045 | 0.051591 | 0.20592 | 1.0955 | 1.2191 | 644.0268 | 333.2322 | 203.3 | 228.8684 | 58.1872 | 108.8076 | 43.5907 | 3589.9725 | 273.5105 | 89.6337 | 21.2566 | 138.3198 | 8.2009 | 208.5921 | 93.9378 | 12.8387 | 62.1764 | 0.34802 | 2380.787 | 2.4792 | 4.9265 | 2.2845 | 2.5468 | 10.9203 | 0.53376 | 1.0177 | 3.7442 | 0.21785 | 15.0302 | 0.85036 | 0.0026834 | 0.047158 | 0.031131 | 0.41464 | 1.5026 | 0.15034 | 0.53315 | 0.45903 | 0.10509
19 | 0.18718 | 0.022664 | 0.014835 | 1.3098 | 0.9981 | 0.99916 | 0.65212 | 0.063757 | 0.87291 | 0.62966 | 0.60745 | 0.79342 | 0.77553 | 0.18277 | 1313.4475 | 234.8736 | 0.94993 | 0.87346 | 0.20958 | 0.27255 | 0.41146 | 1.8525 | 6.292 | 594.7271 | 0.0060466 | 145.5028 | 138.8054 | 16.4499 | 124.7839 | 15.8559 | 2.4038 | 57.9411 | 17.908 | 11.4441 | 3103.9182 | 79.1288 | 98.9486 | 1746.4305 | 127.1157 | 95.5585 | 241.6504 | 249.8088 | 220.2802 | 28.4046 | 58.3536 | 0.89022 | 0.19334 | 0.057795 | 0.014465 | 0.0017652 | 9.3658e-05 | 34.8005 | 11.5903 | 3.121 | 0.6907 | 0.51795 | 0.086583 | 2.0485 | 63.2168 | 6.1996 | 0.32311 | 0.85287 | 27.0355 | 76.9693 | 27.7687 | 15.4905 | 128.3154 | 10.0739 | 0.032918 | 0.27065 | 0.81359 | 36.1413 | 17.6749 | 537.2903 | 105.5134 | 2.4614 | 0.10404 | 0.43077 | 0.088108 | 298.2472 | 135.2329 | 91.3729 | 61.1303 | 18.149 | 1275.5488 | 274.3552 | 73.9673 | 79.0611 | 270.9589 | 176.7994 | 80.7723 | 78.3567 | 6.7168 | 0.40514 | 0.63512 | 0.37668 | 55.6612 | 5.8934 | 1.6226 | 2.3768 | 0.18682 | 9.5266e-05 | 39.5665 | 0.9024 | 0.20754 | 0.23266 | 0.19786 | 3.382 | 0.9581 | 1.0033 | 0.36208 | 104.4489 | 12.0236 | 36.9184 | 7.8192 | 157.2332 | 158.0742 | 1892.0609 | 276.7431 | 339.5385 | 169.808 | 798.8056 | 402.0456 | 84.611 | 438.8357 | 0.30794 | 0.26357 | 0.10782 | 0.084712 | 0.010078 | 0.0071329 | 2.7742e-05 | 0.002496 | 37.768 | 12.8659 | 1.0343 | 0.1485 | 2.3563 | 5.3044 | 428.7437 | 75.5901 | 2.8239 | 6.0838 | 119.9526 | 9.0606 | 127.1357 | 50.5626 | 28.7239 | 99.5556 | 638.023 | 61.5386 | 657.1551 | 8.4819 | 133.237 | 752.84 | 132.0853 | 97.7024 | 63.9282 | 71.7934 | 198.453 | 57.1882 | 7.9454 | 156.0311 | 81.7621 | 12.1073 | 41.7902 | 533.3302 | 7.1011 | 87.0127 | 54.6355 | 177.2732 | 315.4316 | 89.4623 | 45.5459 | 28.2915 | 50.5668 | 0.012047 | 0.0011718 | 0.22517 | 26.8582 | 2.3783 | 12.2484 | 3.1759 | 324.7409 | 8.9257 | 4.1686 | 0.40865 | 6726.7542 | 746.189 | 1207.8179 | 1310.5455 | 30.6936 | 0.86801 | 20.6624 | 2.9717 | 4487.4528 | 1837.7762 | 567.0641 | 89.1312 | 132.5757 | 7.6707 | 170.6625 | 0.0011309 | 32.9733 | 0.16731 | 13.9827 | 86.5898 | 4.7273 | 84.0786 | 187.676 | 0.1171 | 0.26295 | 1.8888 | 2.2472 | 0.14881 | 0.25481 | 0.9216 | 0.13607 | 37.0686 | 0.0029924 | 14.2419 | 318.3227 | 0.022614 | 124.1931 | 5.3971 | 0.045295 | 0.60789 | 0.26477 | 5.052 | 0.095168 | 1.7298 | 1.0555 | 1.5138 | 0.019315 | 0.11903 | 0.054991 | 4.8056 | 0.038108 | 0.5164 | 0.22409 | 7.6525 | 0.00040523 | 0.0032781 | 0.0029898 | 5.1186 | 0.021481 | 0.35698 | 0.20604 | 0.26145 | 0.0012327 | 0.019391 | 0.012517 | 1.1277 | 0.0054815 | 0.090072 | 0.05432 | 0.71302 | 0.0038865 | 0.047112 | 0.17878 | 0.5469 | 0.26238 | 1.0219 | 267.7562 | 0.016805 | 1.9542 | 0.011588 | 3.6401 | 5.8007 | 2.1869 | 189.9824 | 0.084179 | 10.7811 | 8.7259 | 13.6321 | 112338.3477 | 9.2074 | 294.5433 | 9.3728 | 4.7801 | 2.2619 | 2.0343 | 3.0449 | 1.4897 | 1.7711 | 15.2149 | 4.0363 | 0.64654 | 8.8649 | 2.5749 | 241.6671 | 7.913 | 0.45283 | 17.4951 | 25.205 | 679.1392 | 63.2846 | 4.6571 | 3.1173 | 7.7827 | 8.4116 | 0.26659 | 1.107 | 5.2927 | 7.3683 | 6.6842 | 0.0022602 | 0.0011736 | 0.0045288 | 1.427 | 9.1718e-05 | 0.0069065 | 5.728e-05 | 0.019662 | 0.0026703 | 0.0073413 | 11.9461 | 0.00071465 | 0.65192 | 0.30357 | 8.547 | 1.1759 | 0.037364 | 1.3866 | 0.32411 | 0.018445 | 0.0078115 | 0.0071902 | 0.003434 | 0.0059116 | 0.0074066 | 0.055994 | 0.072255 | 0.0035984 | 0.03154 | 0.010122 | 1.1772 | 0.00044234 | 0.0004296 | 0.10721 | 0.13061 | 2.6726 | 0.28003 | 0.020816 | 0.050755 | 0.026048 | 0.0367 | 0.0010842 | 0.0054196 | 0.02121 | 0.022861 | 0.026933 | 0.036601 | 0.017128 | 0.054218 | 16.8967 | 0.0013006 | 0.098506 | 0.00081367 | 0.43017 | 0.050437 | 0.15218 | 7.177 | 0.011747 | 22.0057 | 12.9236 | 513.3509 | 27.1065 | 1.8991 | 26.4068 | 13.3637 | 0.90112 | 0.10963 | 0.11053 | 0.055022 | 0.1004 | 0.17258 | 1.8628 | 1.3499 | 0.042976 | 0.92672 | 0.15216 | 18.6283 | 0.0032377 | 0.0032831 | 9.0714 | 5.4278 | 144.6125 | 14.4859 | 1.8447 | 0.64516 | 0.39362 | 0.66678 | 0.019203 | 0.10172 | 0.33437 | 0.99711 | 1.0149 | 0.028531 | 0.010432 | 0.015618 | 7.5865 | 0.0008052 | 0.20301 | 0.00063248 | 0.93622 | 0.061082 | 0.12028 | 5.3827 | 0.0088035 | 15.9226 | 9.0017 | 524.295 | 19.4578 | 1.8687 | 20.7606 | 7.7498 | 0.48081 | 0.15876 | 0.22059 | 0.029674 | 0.1085 | 0.07259 | 1.8738 | 0.64959 | 0.17975 | 0.5197 | 0.2217 | 12.9652 | 0.0029229 | 0.0027703 | 3.9901 | 3.1697 | 61.4496 | 8.7978 | 3.022 | 0.24253 | 0.31318 | 0.72646 | 0.013834 | 0.056825 | 0.23966 | 1.1573 | 1.3096 | 799.3839 | 327.4484 | 259.5689 | 193.6708 | 57.4127 | 110.5338 | 35.582 | 3065.8913 | 249.6108 | 77.545 | 19.7501 | 140.2216 | 10.4764 | 234.1868 | 106.7722 | 10.5714 | 51.4817 | 0.37052 | 3294.0194 | 2.3715 | 6.5427 | 1.6071 | 2.4613 | 12.4369 | 0.55177 | 0.83113 | 3.6564 | 0.32008 | 11.3321 | 0.90068 | 0.0024918 | 0.041705 | 0.028907 | 0.49392 | 1.6873 | 0.12737 | 0.47111 | 0.45367 | 0.15245

## ngA-India-results
Element | N recovery | P recovery | K recovery | TEA results | LCA results
Feature | Total N [% N] | Total P [% P] | Total K [% K] | Annual net cost [USD/cap/yr] | GlobalWarming [kg CO2-eq/cap/yr] | H_Ecosystems [points/cap/yr] | H_Health [points/cap/yr] | H_Resources [points/cap/yr]
0 | 52.5242 | 37.332 | 22.6321 | 119.5029 | 74.4433 | 0.1888 | 8.2134 | 11.0006
1 | 52.5242 | 37.332 | 22.6321 | 156.2248 | 84.4194 | 0.25866 | 9.2066 | 11.9176
2 | 52.5242 | 37.332 | 22.6321 | 119.1928 | 88.1182 | 0.24848 | 12.2491 | 12.3068
3 | 52.5242 | 37.332 | 22.6321 | 90.5643 | 76.584 | 0.1909 | 11.0976 | 9.8677
4 | 52.5242 | 37.332 | 22.6321 | 106.7675 | 73.3132 | 0.20594 | 9.8601 | 10.6378
5 | 52.5242 | 37.332 | 22.6321 | 75.951 | 75.6874 | 0.12236 | 16.2299 | 6.0234
6 | 52.5242 | 37.332 | 22.6321 | 123.8706 | 84.7379 | 0.23296 | 10.0872 | 13.6305
7 | 52.5242 | 37.332 | 22.6321 | 132.5738 | 93.6406 | 0.25773 | 11.6679 | 11.1123
8 | 52.5242 | 37.332 | 22.6321 | 123.1403 | 117.0587 | 0.25511 | 19.4027 | 12.5345
9 | 52.5242 | 37.332 | 22.6321 | 149.4876 | 103.5509 | 0.24467 | 15.6056 | 14.1293
10 | 52.5242 | 37.332 | 22.6321 | 127.6356 | 84.9342 | 0.25131 | 7.7867 | 12.4956
11 | 52.5242 | 37.332 | 22.6321 | 95.1046 | 52.9189 | 0.13999 | 5.504 | 7.4671
12 | 52.5242 | 37.332 | 22.6321 | 107.1059 | 85.8344 | 0.18656 | 14.8906 | 10.34
13 | 52.5242 | 37.332 | 22.6321 | 137.4659 | 84.4802 | 0.2978 | 7.6979 | 16.2828
14 | 52.5242 | 37.332 | 22.6321 | 113.7524 | 92.5658 | 0.25914 | 13.0351 | 11.6206
15 | 52.5242 | 37.332 | 22.6321 | 130.317 | 89.4994 | 0.23351 | 12.1052 | 13.4
16 | 52.5242 | 37.332 | 22.6321 | 136.2114 | 78.9764 | 0.20624 | 9.97 | 11.2279
17 | 52.5242 | 37.332 | 22.6321 | 151.2328 | 84.2486 | 0.28653 | 10.1759 | 13.4053
18 | 52.5242 | 37.332 | 22.6321 | 129.9596 | 86.1865 | 0.22366 | 13.041 | 12.551
19 | 52.5242 | 37.332 | 22.6321 | 101.7293 | 76.989 | 0.17075 | 13.5234 | 8.0901

## ngA-Senegal-param
Element | Excretion-A1 | [21 empty] | MURT-A2 | [11 empty] | NEWgenerator an MBR-A3 | [36 empty] | Sludge pasteurization-A4 | [8 empty] | NEWgenerator ion exchange-A5 | [39 empty] | NEWgenerator chlorination-A6 | [24 empty] | NEWgenerator controls-A8 | [41 empty] | NEWgenerator housing-A9 | [9 empty] | NEWgenerator pretreatment-A10 | [11 empty] | NEWgenerator foundation-A11 |  | MURT-A2 |  |  | TEA |  |  |  | LCA | [225 empty] | NEWgenerator photovoltaic-A7 | [27 empty] | Excretion-A1 | LCA |  |  |  | TEA
Feature | Excretion N prot [fraction] | Excretion P prot v [fraction] | Excretion P prot a [fraction] | Excretion K cal [g K/1000 kcal] | Excretion N exc [fraction of intake] | Excretion P exc [fraction of intake] | Excretion K exc [fraction of intake] | Excretion e exc [fraction of intake] | Excretion N ur [fraction of total] | Excretion P ur [fraction of total] | Excretion K ur [fraction of total] | Excretion e fec [fraction of total] | Excretion N ur NH3 [fraction of total N in urine] | Excretion N fec NH3 [fraction of total N in feces] | Excretion ur exc [g/cap/d] | Excretion fec exc [g/cap/d] | Excretion ur moi [fraction] | Excretion fec moi [fraction] | Excretion mg ur [g Mg/cap/d] | Excretion mg fec [g Mg/cap/d] | Excretion ca ur [g Ca/cap/d] | Excretion ca fec [g Ca/cap/d] | MURT collection period [days] | MURT sludge accum rate [L/cap/yr] | MURT N volatilization [fraction of N input] | MURT squatting pan cost [USD] | MURT urinal cost [USD] | MURT led cost [USD] | MURT anticor floor cost [USD] | MURT fan cost [USD] | MURT circuit change cost [USD] | MURT pipe cost [USD] | MURT squatting pan weight [kg] | MURT urinal weight [kg] | NEWgenerator an MBR anmbr reactor tank [USD] | NEWgenerator an MBR anmbr reactor media [USD] | NEWgenerator an MBR anmbr reactor fittings [USD] | NEWgenerator an MBR anmbr membrane module [USD] | NEWgenerator an MBR anmbr permeate pump [USD] | NEWgenerator an MBR anmbr backwash pump [USD] | NEWgenerator an MBR anmbr water pump [USD] | NEWgenerator an MBR anmbr membrane fittings [USD] | NEWgenerator an MBR anmbr biogas gas bag [USD] | NEWgenerator an MBR anmbr biogas fittings [USD] | NEWgenerator an MBR anmbr biogas ventilation [USD] | NEWgenerator an MBR anmbr COD removal [ratio] | NEWgenerator an MBR anmbr TN removal [ratio] | NEWgenerator an MBR anmbr TP removal [ratio] | NEWgenerator an MBR anmbr water pump energy percycle [kWh] | NEWgenerator an MBR anmbr permeate pump energy percycle [kWh] | NEWgenerator an MBR anmbr backwash pump energy percycle [kWh] | NEWgenerator an MBR anmbr batch cycle perday [# batches day-1] | NEWgenerator an MBR anmbr labor maintenance membrane chem cleaning [hrs/yr] | NEWgenerator an MBR anmbr labor maintenance sludge removal [hrs/yr] | NEWgenerator an MBR anmbr labor replacement membrane pump [hrs/yr] | NEWgenerator an MBR anmbr labor replacement permeate pump [hrs/yr] | NEWgenerator an MBR anmbr labor replacement membrane module [hrs/yr] | NEWgenerator an MBR anmbr labor replacement misc repairs [hr/y] | NEWgenerator an MBR anmbr reactor weight [kg] | NEWgenerator an MBR anmbr tau [d] | NEWgenerator an MBR anmbr soluble methane fraction [nan] | NEWgenerator an MBR anmbr VSS TSS ratio [nan] | NEWgenerator an MBR anmbr membrane weight [kg] | NEWgenerator an MBR anmbr PE weight [kg] | NEWgenerator an MBR anmbr PVC weight [kg] | NEWgenerator an MBR anmbr plastic weight [kg] | NEWgenerator an MBR anmbr piping [USD] | NEWgenerator an MBR anmbr piping PVC weight [kg] | NEWgenerator an MBR anmbr sludge yield [kg-VSS/kg-BOD removed] | NEWgenerator an MBR anmbr methane yield [m3-CH4/kg COD removed] | NEWgenerator an MBR dissolved methane HFMC removed [nan] | Sludge pasteurization sludge dryer weight [kg] | Sludge pasteurization sludge barrel weight [kg] | Sludge pasteurization sludge dryer [USD] | Sludge pasteurization sludge barrel [USD] | Sludge pasteurization sludge labor maintenance [h] | Fraction biogas lost [fraction] | Biogas efficiency [fraction] | Heat loss [fraction] | Sludge temperature [fraction] | NEWgenerator ion exchange ion eq2 tank [USD] | NEWgenerator ion exchange ion eq2 pump [USD] | NEWgenerator ion exchange ion eq2 powered valve [USD] | NEWgenerator ion exchange ion eq2 fittings [USD] | NEWgenerator ion exchange ion zeolite tanks [USD] | NEWgenerator ion exchange ion filtration media [USD] | NEWgenerator ion exchange ion gac [USD] | NEWgenerator ion exchange ion zeolite [USD] | NEWgenerator ion exchange ion zeolite fittings [USD] | NEWgenerator ion exchange ion eq3 tank [USD] | NEWgenerator ion exchange ion eq3 pump [USD] | NEWgenerator ion exchange ion eq3 filter [USD] | NEWgenerator ion exchange ion eq3 fittings [USD] | NEWgenerator ion exchange ion COD removal [nan] | NEWgenerator ion exchange ion TN removal [nan] | NEWgenerator ion exchange ion TP removal [nan] | NEWgenerator ion exchange ion labor maintenance zeolite regeneration [hr/y] | NEWgenerator ion exchange ion labor maintenance GAC replacement [hr/y] | NEWgenerator ion exchange ion labor replacement zeolite [hr/y] | NEWgenerator ion exchange ion labor replacement misc repairs [hr/y] | NEWgenerator ion exchange ion labor replacement other pump [hrs/yr] | NEWgenerator ion exchange ion backwash pump energy percycle [kWh] | NEWgenerator ion exchange ion batch cycle perday [# batches day-1] | NEWgenerator ion exchange ion gac unit cost [USD/kg] | NEWgenerator ion exchange ion zeolite unit cost [USD/kg] | NEWgenerator ion exchange ion na cl unit cost [USD/kg] | NEWgenerator ion exchange ion na OH unit cost [USD/kg] | NEWgenerator ion exchange ion regen freq per yr [events/yr] | NEWgenerator ion exchange ion regen efficiency [nan] | NEWgenerator ion exchange ion polycarbonate weight [kg] | NEWgenerator ion exchange ion steel weight [kg] | NEWgenerator ion exchange ion PE weight [kg] | NEWgenerator ion exchange ion PVC weight [kg] | NEWgenerator ion exchange ion plastic weight [kg] | NEWgenerator ion exchange ion piping PVC weight [kg] | NEWgenerator ion exchange ion piping [USD] | NEWgenerator ion exchange ion replacement scenario drums [USD] | NEWgenerator ion exchange ion largerncs scenario zeolite tanks [USD] | NEWgenerator ion exchange ion largerncs scenario zeolite [USD] | NEWgenerator ion exchange ion zeolite fittings largerncs [USD] | NEWgenerator chlorination chlorination recycle pump [USD] | NEWgenerator chlorination chlorination electochlorinator [USD] | NEWgenerator chlorination chlorination powered valve [USD] | NEWgenerator chlorination chlorination fittings [USD] | NEWgenerator chlorination chlorination tanks [USD] | NEWgenerator chlorination chlorination COD removal [%] | NEWgenerator chlorination chlorination TN removal [%] | NEWgenerator chlorination chlorination TP removal [%] | NEWgenerator chlorination chlorination chlorinator energy percycle [kWh] | NEWgenerator chlorination chlorination pump energy percycle [kWh] | NEWgenerator chlorination chlorination ventilation energy percycle [kWh] | NEWgenerator chlorination chlorination valve energy percycle [kWh] | NEWgenerator chlorination chlorination product water pump energy percycle [kWh] | NEWgenerator chlorination chlorination batch cycle per day [# batches day-1] | NEWgenerator chlorination chlorination labor maintenance chlorinator recharging [hr/y] | NEWgenerator chlorination chlorination labor replacement chlorinator replacement [hr/y] | NEWgenerator chlorination chlorination labor replacement other pump [hr/y] | NEWgenerator chlorination chlorination labor replacement misc repairs [hr/y] | NEWgenerator chlorination chlorination na cl dosage [mg/L] | NEWgenerator chlorination chlorination throughput flow [L/d] | NEWgenerator chlorination chlorination PE weight [kg] | NEWgenerator chlorination chlorination PVC weight [kg] | NEWgenerator chlorination chlorination electronics active weight [kg] | NEWgenerator chlorination chlorination piping [USD] | NEWgenerator chlorination chlorination piping PVC weight [kg] | NEWgenerator controls control box enclosure panel [USD] | NEWgenerator controls control box arduino microcontroller [USD] | NEWgenerator controls control box microcontroller din rails [USD] | NEWgenerator controls control box wifi [USD] | NEWgenerator controls control box solid state relays [USD] | NEWgenerator controls control box other relays [USD] | NEWgenerator controls control box conductors [USD] | NEWgenerator controls control box din rails [USD] | NEWgenerator controls control sensors enclosure panel [USD] | NEWgenerator controls control sensors signal conditioners [USD] | NEWgenerator controls control sensors din rails [USD] | NEWgenerator controls control sensors voltage converter [USD] | NEWgenerator controls control orp enclosure panel [USD] | NEWgenerator controls control orp voltage converter [USD] | NEWgenerator controls control orp controller [USD] | NEWgenerator controls control orp probe [USD] | NEWgenerator controls control orp cables [USD] | NEWgenerator controls control pump enclosure panel [USD] | NEWgenerator controls control pump voltage converter [USD] | NEWgenerator controls control pump voltage rectifier [USD] | NEWgenerator controls control pump box relay [USD] | NEWgenerator controls control sensors level sensor [USD] | NEWgenerator controls control sensors level switch [USD] | NEWgenerator controls control sensors flow switches [USD] | NEWgenerator controls control sensors proximity sensor [USD] | NEWgenerator controls control stranded cables [USD] | NEWgenerator controls control sensor cables [USD] | NEWgenerator controls control cable glands [USD] | NEWgenerator controls control gauge ferrules [USD] | NEWgenerator controls control zip ties [USD] | NEWgenerator controls control terminal block jumper [USD] | NEWgenerator controls control system energy percycle [kW] | NEWgenerator controls control system ORP energy percycle [kW] | NEWgenerator controls control background runtime energy perday [kWh] | NEWgenerator controls control batch cycle perday [# batches day-1] | NEWgenerator controls control labor replacement misc repairs [hr/y] | NEWgenerator controls control polycarbonate weight [kg] | NEWgenerator controls control aluminum weight [kg] | NEWgenerator controls control cable length [m] | NEWgenerator controls control electronics passive weight [kg] | NEWgenerator controls control electronics active weight [kg] | NEWgenerator controls control control units weight [kg] | NEWgenerator housing housing framework [USD] | NEWgenerator housing housing framework shipping [USD] | NEWgenerator housing housing fittings [USD] | NEWgenerator housing housing steel weight [kg] | NEWgenerator housing housing zinc coated steel weight [kg] | NEWgenerator housing housing zinc coat [m2] | NEWgenerator housing housing aluminum weight [kg] | NEWgenerator housing housing PE weight [kg] | NEWgenerator housing housing largerncs framework [USD] | NEWgenerator housing cheaper housing framework [USD] | NEWgenerator pretreatment pretreatment eq tank [USD] | NEWgenerator pretreatment pretreatment tank PE weight [kg] | NEWgenerator pretreatment pretreatment piping [USD] | NEWgenerator pretreatment pretreatment piping PVC weight [kg] | NEWgenerator pretreatment pretreatment feed pump [USD] | NEWgenerator pretreatment pretreatment feed pump energy percycle [kWh] | NEWgenerator pretreatment pretreatment batch cycle perday [# batches day-1] | NEWgenerator pretreatment pretreatment labor replacement other pump [hrs/yr] | NEWgenerator pretreatment pretreatment labor screen pit cleaning [hrs/yr] | NEWgenerator pretreatment pretreatment barscreen cost [USD] | NEWgenerator pretreatment pretreatment barscreen weight [kg] | NEWgenerator pretreatment pretreatment barscreen [USD] | NEWgenerator foundation foundation concrete unit cost [USD m-3] | NEWgenerator foundation foundation concrete thickness [m] | Max ch4 emission [g CH4/g COD] | Full degradation time [yr] | Log degradation [-] | Price factor [-] | Zeolite price [USD/kg] | GAC price [USD/kg] | Na OH price [USD/kg] | CH4 CF [kg CO2-eq/kg CH4] | CH4 ecosystems CF [points/kg CH4] | CH4 health CF [points/kg CH4] | N2O CF [kg CO2-eq/kg N2O] | N2O ecosystems CF [points/kg N2O] | N2O health CF [points/kg N2O] | N fertilizer CF [kg CO2-eq/kg N] | N fertilizer ecosystems CF [points/kg N] | N fertilizer health CF [points/kg N] | N fertilizer resources CF [points/kg N] | P fertilizer CF [kg CO2-eq/kg P] | P fertilizer ecosystems CF [points/kg P] | P fertilizer health CF [points/kg P] | P fertilizer resources CF [points/kg P] | K fertilizer CF [kg CO2-eq/kg K] | K fertilizer ecosystems CF [points/kg K] | K fertilizer health CF [points/kg K] | K fertilizer resources CF [points/kg K] | Conc nh3 CF [kg CO2-eq/kg] | Conc nh3 ecosystems CF [points/kg] | Conc nh3 health CF [points/kg] | Conc nh3 resources CF [points/kg] | GAC CF [kg CO2-eq/kg] | GAC ecosystems CF [points/kg] | GAC health CF [points/kg] | GAC resources CF [points/kg] | Zeolite CF [kg CO2-eq/kg] | Zeolite ecosystems CF [points/kg] | Zeolite health CF [points/kg] | Zeolite resources CF [points/kg] | Na cl CF [kg CO2-eq/kg] | Na cl ecosystems CF [points/kg] | Na cl health CF [points/kg] | Na cl resources CF [points/kg] | Na OH CF [kg CO2-eq/kg] | Na OH ecosystems CF [points/kg] | Na OH health CF [points/kg] | Na OH resources CF [points/kg] | LPG CF [kg CO2-eq/kg] | LPG ecosystems CF [points/kg] | LPG health CF [points/kg] | LPG resources CF [points/kg] | Excavation-Global warming [kg CO2-eq/m3] | Brick-Global warming [kg CO2-eq/kg] | Cement-Global warming [kg CO2-eq/kg] | Concrete-Global warming [kg CO2-eq/m3] | Gravel-Global warming [kg CO2-eq/kg] | Plastic-Global warming [kg CO2-eq/kg] | Sand-Global warming [kg CO2-eq/kg] | Stainless steel-global warming [kg CO2-eq/kg] | Stainless steel sheet-global warming [kg CO2-eq/kg] | Steel-Global warming [kg CO2-eq/kg] | Wood-Global warming [kg CO2-eq/m3] | Trucking-Global warming [kg CO2-eq/tonne*km] | Electric motor-global warming [kg CO2-eq/ea] | Electronics-Global warming [kg CO2-eq/kg] | Catalytic converter-global warming [kg CO2-eq/ea] | Oil heat exchanger-global warming [kg CO2-eq/ea] | Pump-Global warming [kg CO2-eq/ea] | Hydronic heat exchanger-global warming [kg CO2-eq/ea] | Electric connectors-global warming [kg CO2-eq/kg] | Electric cables-global warming [kg CO2-eq/m] | PVC-Global warming [kg CO2-eq/kg] | PE-Global warming [kg CO2-eq/kg] | Polymer-Global warming [kg CO2-eq/kg] | Cationic resin-global warming [kg CO2-eq/kg] | Ceramic-Global warming [kg CO2-eq/kg] | Fan-Global warming [kg CO2-eq/kg] | Aluminum-Global warming [kg CO2-eq/kg] | LPG-Global warming [kg CO2-eq/kg] | Zinc coat-global warming [kg CO2-eq/m2] | Polyacrylamide-Global warming [kg CO2-eq/kg] | Photovoltaic panel-global warming [kg CO2-eq/m2] | GACProduction-Global warming [kg CO2-eq/kg] | GACRegeneration-Global warming [kg CO2-eq/kg] | Switches-Global warming [kg CO2-eq/kg] | Control units-global warming [kg CO2-eq/kg] | Electronics active-global warming [kg CO2-eq/kg] | Electronics passive-global warming [kg CO2-eq/kg] | Transformers-Global warming [kg CO2-eq/kg] | Fertilizer offset-global warming [kg CO2-eq/kg] | Polycarbonate-Global warming [kg CO2-eq/kg] | Membrane-Global warming [kg CO2-eq/kg] | Na cl-global warming [kg CO2-eq/kg] | Na oh-global warming [kg CO2-eq/kg] | Zeolite-Global warming [kg CO2-eq/kg] | Battery-Global warming [kg CO2-eq/kg] | Lithium battery-global warming [kg CO2-eq/kg] | Excavation-H ecosystems [kg CO2-eq/m3] | Brick-H ecosystems [kg CO2-eq/kg] | Cement-H ecosystems [kg CO2-eq/kg] | Concrete-H ecosystems [kg CO2-eq/m3] | Gravel-H ecosystems [kg CO2-eq/kg] | Plastic-H ecosystems [kg CO2-eq/kg] | Sand-H ecosystems [kg CO2-eq/kg] | Stainless steel-h ecosystems [kg CO2-eq/kg] | Stainless steel sheet-h ecosystems [kg CO2-eq/kg] | Steel-H ecosystems [kg CO2-eq/kg] | Wood-H ecosystems [kg CO2-eq/m3] | Trucking-H ecosystems [kg CO2-eq/tonne*km] | Electric motor-h ecosystems [kg CO2-eq/ea] | Electronics-H ecosystems [kg CO2-eq/kg] | Catalytic converter-h ecosystems [kg CO2-eq/ea] | Oil heat exchanger-h ecosystems [kg CO2-eq/ea] | Pump-H ecosystems [kg CO2-eq/ea] | Hydronic heat exchanger-h ecosystems [kg CO2-eq/ea] | Electric connectors-h ecosystems [kg CO2-eq/kg] | Electric cables-h ecosystems [kg CO2-eq/m] | PVC-H ecosystems [kg CO2-eq/kg] | PE-H ecosystems [kg CO2-eq/kg] | Polymer-H ecosystems [kg CO2-eq/kg] | Cationic resin-h ecosystems [kg CO2-eq/kg] | Ceramic-H ecosystems [kg CO2-eq/kg] | Fan-H ecosystems [kg CO2-eq/kg] | Aluminum-H ecosystems [kg CO2-eq/kg] | LPG-H ecosystems [kg CO2-eq/kg] | Zinc coat-h ecosystems [kg CO2-eq/m2] | Polyacrylamide-H ecosystems [kg CO2-eq/kg] | Photovoltaic panel-h ecosystems [kg CO2-eq/m2] | GACProduction-H ecosystems [kg CO2-eq/kg] | GACRegeneration-H ecosystems [kg CO2-eq/kg] | Switches-H ecosystems [kg CO2-eq/kg] | Control units-h ecosystems [kg CO2-eq/kg] | Electronics active-h ecosystems [kg CO2-eq/kg] | Electronics passive-h ecosystems [kg CO2-eq/kg] | Transformers-H ecosystems [kg CO2-eq/kg] | Fertilizer offset-h ecosystems [kg CO2-eq/kg] | Polycarbonate-H ecosystems [kg CO2-eq/kg] | Membrane-H ecosystems [kg CO2-eq/kg] | Na cl-h ecosystems [kg CO2-eq/kg] | Na oh-h ecosystems [kg CO2-eq/kg] | Zeolite-H ecosystems [kg CO2-eq/kg] | Battery-H ecosystems [kg CO2-eq/kg] | Lithium battery-h ecosystems [kg CO2-eq/kg] | Excavation-H health [kg CO2-eq/m3] | Brick-H health [kg CO2-eq/kg] | Cement-H health [kg CO2-eq/kg] | Concrete-H health [kg CO2-eq/m3] | Gravel-H health [kg CO2-eq/kg] | Plastic-H health [kg CO2-eq/kg] | Sand-H health [kg CO2-eq/kg] | Stainless steel-h health [kg CO2-eq/kg] | Stainless steel sheet-h health [kg CO2-eq/kg] | Steel-H health [kg CO2-eq/kg] | Wood-H health [kg CO2-eq/m3] | Trucking-H health [kg CO2-eq/tonne*km] | Electric motor-h health [kg CO2-eq/ea] | Electronics-H health [kg CO2-eq/kg] | Catalytic converter-h health [kg CO2-eq/ea] | Oil heat exchanger-h health [kg CO2-eq/ea] | Pump-H health [kg CO2-eq/ea] | Hydronic heat exchanger-h health [kg CO2-eq/ea] | Electric connectors-h health [kg CO2-eq/kg] | Electric cables-h health [kg CO2-eq/m] | PVC-H health [kg CO2-eq/kg] | PE-H health [kg CO2-eq/kg] | Polymer-H health [kg CO2-eq/kg] | Cationic resin-h health [kg CO2-eq/kg] | Ceramic-H health [kg CO2-eq/kg] | Fan-H health [kg CO2-eq/kg] | Aluminum-H health [kg CO2-eq/kg] | LPG-H health [kg CO2-eq/kg] | Zinc coat-h health [kg CO2-eq/m2] | Polyacrylamide-H health [kg CO2-eq/kg] | Photovoltaic panel-h health [kg CO2-eq/m2] | GACProduction-H health [kg CO2-eq/kg] | GACRegeneration-H health [kg CO2-eq/kg] | Switches-H health [kg CO2-eq/kg] | Control units-h health [kg CO2-eq/kg] | Electronics active-h health [kg CO2-eq/kg] | Electronics passive-h health [kg CO2-eq/kg] | Transformers-H health [kg CO2-eq/kg] | Fertilizer offset-h health [kg CO2-eq/kg] | Polycarbonate-H health [kg CO2-eq/kg] | Membrane-H health [kg CO2-eq/kg] | Na cl-h health [kg CO2-eq/kg] | Na oh-h health [kg CO2-eq/kg] | Zeolite-H health [kg CO2-eq/kg] | Battery-H health [kg CO2-eq/kg] | Lithium battery-h health [kg CO2-eq/kg] | Excavation-H resources [kg CO2-eq/m3] | Brick-H resources [kg CO2-eq/kg] | Cement-H resources [kg CO2-eq/kg] | Concrete-H resources [kg CO2-eq/m3] | Gravel-H resources [kg CO2-eq/kg] | Plastic-H resources [kg CO2-eq/kg] | Sand-H resources [kg CO2-eq/kg] | Stainless steel-h resources [kg CO2-eq/kg] | Stainless steel sheet-h resources [kg CO2-eq/kg] | Steel-H resources [kg CO2-eq/kg] | Wood-H resources [kg CO2-eq/m3] | Trucking-H resources [kg CO2-eq/tonne*km] | Electric motor-h resources [kg CO2-eq/ea] | Electronics-H resources [kg CO2-eq/kg] | Catalytic converter-h resources [kg CO2-eq/ea] | Oil heat exchanger-h resources [kg CO2-eq/ea] | Pump-H resources [kg CO2-eq/ea] | Hydronic heat exchanger-h resources [kg CO2-eq/ea] | Electric connectors-h resources [kg CO2-eq/kg] | Electric cables-h resources [kg CO2-eq/m] | PVC-H resources [kg CO2-eq/kg] | PE-H resources [kg CO2-eq/kg] | Polymer-H resources [kg CO2-eq/kg] | Cationic resin-h resources [kg CO2-eq/kg] | Ceramic-H resources [kg CO2-eq/kg] | Fan-H resources [kg CO2-eq/kg] | Aluminum-H resources [kg CO2-eq/kg] | LPG-H resources [kg CO2-eq/kg] | Zinc coat-h resources [kg CO2-eq/m2] | Polyacrylamide-H resources [kg CO2-eq/kg] | Photovoltaic panel-h resources [kg CO2-eq/m2] | GACProduction-H resources [kg CO2-eq/kg] | GACRegeneration-H resources [kg CO2-eq/kg] | Switches-H resources [kg CO2-eq/kg] | Control units-h resources [kg CO2-eq/kg] | Electronics active-h resources [kg CO2-eq/kg] | Electronics passive-h resources [kg CO2-eq/kg] | Transformers-H resources [kg CO2-eq/kg] | Fertilizer offset-h resources [kg CO2-eq/kg] | Polycarbonate-H resources [kg CO2-eq/kg] | Membrane-H resources [kg CO2-eq/kg] | Na cl-h resources [kg CO2-eq/kg] | Na oh-h resources [kg CO2-eq/kg] | Zeolite-H resources [kg CO2-eq/kg] | Battery-H resources [kg CO2-eq/kg] | Lithium battery-h resources [kg CO2-eq/kg] | NEWgenerator photovoltaic pv panel [USD] | NEWgenerator photovoltaic pv panel shipping [USD] | NEWgenerator photovoltaic pv racking system [USD] | NEWgenerator photovoltaic pv charge controllers [USD] | NEWgenerator photovoltaic pv connectors [USD] | NEWgenerator photovoltaic pv combiner box [USD] | NEWgenerator photovoltaic pv circuit breaker [USD] | NEWgenerator photovoltaic pv battery [USD] | NEWgenerator photovoltaic pv battery connectors [USD] | NEWgenerator photovoltaic pv battery switch [USD] | NEWgenerator photovoltaic pv battery terminal [USD] | NEWgenerator photovoltaic pv dc enclosure panel [USD] | NEWgenerator photovoltaic pv dc din rail [USD] | NEWgenerator photovoltaic pv dc din circuit breaker [USD] | NEWgenerator photovoltaic pv dc distribution block [USD] | NEWgenerator photovoltaic pv dc voltage converter [USD] | NEWgenerator photovoltaic pv misc [USD] | NEWgenerator photovoltaic pv labor replacement batteries [hr/y] | NEWgenerator photovoltaic pv lithium battery [USD] | NEWgenerator photovoltaic pv labor replacement misc repairs [hr/y] | NEWgenerator photovoltaic pv photovoltaic panel area [m2] | NEWgenerator photovoltaic pv aluminum weight [kg] | NEWgenerator photovoltaic pv control units weight [kg] | NEWgenerator photovoltaic pv cable length [m] | NEWgenerator photovoltaic pv connectors weight [kg] | NEWgenerator photovoltaic pv switch weight [kg] | NEWgenerator photovoltaic pv polycarbonate weight [kg] | NEWgenerator photovoltaic pv electronics passive weight [kg] | Operator daily wage [USD/h] | Energy gwp [kg CO2-eq/kWh] | Energy h ecosystems [points/kWh] | Energy h health [points/kWh] | Energy h resources [points/kWh] | Nacl price [USD/kg] | Lpg price [USD/kg] | N fertilizer price [USD/kg N] | P fertilizer price [USD/kg P] | K fertilizer price [USD/kg K] | Nh3 fertilizer price [USD/kg N]
0 | 0.17792 | 0.034499 | 0.024552 | 1.2447 | 0.99149 | 0.99257 | 0.83183 | 0.087002 | 0.82898 | 0.64872 | 0.86901 | 0.80172 | 0.75108 | 0.18606 | 1613.5779 | 124.1064 | 0.93568 | 0.78893 | 0.20829 | 0.31221 | 0.22391 | 1.6121 | 3.6437 | 269.1263 | 0.0037053 | 122.87 | 134.4537 | 13.3192 | 143.2036 | 15.0078 | 1.9308 | 55.6395 | 11.473 | 14.289 | 2724.6747 | 78.8466 | 104.3281 | 1787.1706 | 126.9398 | 90.0925 | 276.5162 | 244.877 | 237.7267 | 30.1328 | 56.4419 | 0.72975 | 0.021387 | 0.052442 | 0.014413 | 0.0016439 | 7.1863e-05 | 26.9347 | 11.6554 | 2.5164 | 0.85937 | 0.65875 | 0.096812 | 2.0039 | 44.8007 | 10.8801 | 0.34179 | 0.7917 | 25.9728 | 114.4432 | 35.7818 | 22.5565 | 135.5418 | 9.6053 | 0.039126 | 0.28602 | 0.81907 | 35.9224 | 16.0899 | 506.9561 | 130.1748 | 3.7711 | 0.1055 | 0.48596 | 0.10986 | 315.4501 | 149.0723 | 84.7805 | 71.0111 | 17.9016 | 1279.2693 | 285.9767 | 102.8951 | 89.4562 | 235.6234 | 181.3281 | 101.1565 | 74.4718 | 7.6657 | 0.77888 | 0.62066 | 0.55747 | 49.0971 | 6.4349 | 1.8713 | 1.9281 | 0.15467 | 6.57e-05 | 37.7549 | 1.2103 | 0.2446 | 0.25113 | 0.19275 | 3.1504 | 0.96829 | 0.93677 | 0.37128 | 98.0588 | 18.334 | 31.0739 | 10.2166 | 133.8309 | 138.7986 | 1933.2941 | 246.8774 | 332.6637 | 192.8886 | 849.1614 | 338.2354 | 78.1086 | 470.6614 | 0.26815 | 0.3653 | 0.1953 | 0.062275 | 0.0091099 | 0.0063833 | 2.7683e-05 | 0.0020135 | 38.2406 | 11.0183 | 0.88371 | 0.17356 | 2.2187 | 6.6168 | 324.2366 | 73.0613 | 3.4909 | 3.855 | 141.3441 | 9.0434 | 121.0126 | 43.7475 | 31.4935 | 92.1553 | 653.6479 | 72.5789 | 561.4767 | 9.3089 | 135.0617 | 805.046 | 135.9009 | 98.3232 | 60.122 | 68.0377 | 205.1111 | 53.9735 | 9.0534 | 157.3011 | 92.4888 | 11.6644 | 54.9467 | 527.0068 | 5.7727 | 80.1795 | 69.5615 | 207.9529 | 287.5695 | 79.7084 | 53.2901 | 30.6439 | 48.8806 | 0.01107 | 0.001234 | 0.27658 | 26.9106 | 2.4384 | 12.66 | 2.3864 | 235.5699 | 8.6463 | 4.1821 | 0.5398 | 5938.297 | 973.2551 | 1264.5455 | 1028.6934 | 29.1609 | 1.0758 | 21.8107 | 2.7411 | 5550.9545 | 1570.0884 | 506.0067 | 97.1292 | 126.8023 | 8.2174 | 166.7651 | 0.0011978 | 33.2492 | 0.16685 | 13.7569 | 78.9171 | 3.4281 | 85.7854 | 176.8784 | 0.11623 | 0.30266 | 1.2099 | 2.7891 | 0.34039 | 0.20122 | 0.94851 | 0.13759 | 32.2723 | 0.0027244 | 13.5127 | 283.8951 | 0.026077 | 113.7437 | 5.1033 | 0.043558 | 0.58751 | 0.23917 | 4.8189 | 0.092819 | 1.6766 | 1.144 | 1.5748 | 0.017796 | 0.11863 | 0.052557 | 4.2209 | 0.038099 | 0.47734 | 0.21898 | 8.4421 | 0.00042265 | 0.0033554 | 0.0031943 | 5.0828 | 0.021014 | 0.33043 | 0.2041 | 0.27622 | 0.0011787 | 0.022401 | 0.013701 | 1.1715 | 0.005244 | 0.086596 | 0.053752 | 0.72931 | 0.0036116 | 0.047441 | 0.16353 | 0.51673 | 0.26692 | 1.0072 | 229.4255 | 0.015641 | 1.9935 | 0.0117 | 5.4417 | 3.7344 | 2.579 | 189.9355 | 0.10885 | 10.2767 | 9.0563 | 13.3711 | 106031.8685 | 8.4485 | 341.044 | 8.0512 | 4.1407 | 2.2069 | 2.0815 | 2.5605 | 1.4631 | 2.0017 | 14.8534 | 4.1498 | 0.76694 | 8.8402 | 2.9279 | 259.0512 | 7.7308 | 0.46988 | 20.3809 | 28.0421 | 589.3057 | 59.9831 | 4.3451 | 2.8813 | 7.8883 | 7.7822 | 0.26372 | 1.338 | 5.5146 | 7.2659 | 6.4695 | 0.0020068 | 0.0012694 | 0.004232 | 1.6237 | 8.7258e-05 | 0.0074175 | 5.6821e-05 | 0.019691 | 0.0026734 | 0.0078355 | 13.3663 | 0.00068359 | 0.64585 | 0.2998 | 7.4468 | 1.3521 | 0.035337 | 1.3061 | 0.301 | 0.019584 | 0.0077628 | 0.0073636 | 0.0033759 | 0.0061697 | 0.0064952 | 0.059215 | 0.076117 | 0.0036147 | 0.032564 | 0.010265 | 1.1615 | 0.00044079 | 0.00041885 | 0.10774 | 0.13088 | 2.6873 | 0.30705 | 0.02045 | 0.047091 | 0.025362 | 0.033685 | 0.0011498 | 0.005601 | 0.021649 | 0.024147 | 0.02357 | 0.041479 | 0.016058 | 0.054262 | 19.8531 | 0.0011941 | 0.091771 | 0.0007862 | 0.42001 | 0.051986 | 0.14436 | 7.7013 | 0.010764 | 23.526 | 14.7462 | 501.8163 | 27.0183 | 1.6837 | 28.4947 | 12.8013 | 0.86328 | 0.12024 | 0.10084 | 0.054802 | 0.10215 | 0.15615 | 1.9745 | 1.4044 | 0.041994 | 0.84052 | 0.1746 | 17.8275 | 0.0031352 | 0.0032605 | 9.3876 | 5.4644 | 147.5306 | 14.3497 | 1.5362 | 0.68163 | 0.38768 | 0.64348 | 0.020841 | 0.089042 | 0.33884 | 1.1414 | 1.0811 | 0.024939 | 0.011591 | 0.014921 | 7.1985 | 0.00084961 | 0.20182 | 0.00057366 | 0.8966 | 0.060226 | 0.11628 | 5.0882 | 0.0088838 | 16.1397 | 8.866 | 572.2682 | 18.0112 | 1.6635 | 19.7344 | 7.9738 | 0.57774 | 0.14027 | 0.21222 | 0.02893 | 0.10896 | 0.070586 | 2.0888 | 0.54801 | 0.18724 | 0.44899 | 0.19101 | 12.619 | 0.0029505 | 0.002822 | 3.857 | 2.932 | 68.7352 | 8.8587 | 3.3392 | 0.28477 | 0.30529 | 0.62257 | 0.012804 | 0.054329 | 0.21744 | 1.2376 | 1.2285 | 715.7426 | 274.4306 | 224.0514 | 199.9301 | 59.135 | 88.22 | 40.0152 | 3048.3104 | 271.028 | 102.8248 | 18.8996 | 106.3693 | 10.6928 | 192.3448 | 89.6719 | 10.6851 | 62.4152 | 0.41673 | 2656.348 | 2.1303 | 6.1474 | 1.7391 | 2.7524 | 11.1989 | 0.57658 | 0.85777 | 3.7853 | 0.22849 | 16.2713 | 0.98023 | 0.0026759 | 0.047793 | 0.034228 | 0.040536 | 1.4202 | 1.1591 | 15.6617 | 1.7299 | 1.2173
1 | 0.13937 | 0.027459 | 0.018646 | 1.3213 | 0.99406 | 0.99752 | 0.65147 | 0.089794 | 0.91366 | 0.6719 | 0.79758 | 0.76096 | 0.81279 | 0.16535 | 2390.9842 | 323.6885 | 0.9537 | 0.80824 | 0.13134 | 0.26687 | 0.30276 | 1.8523 | 3.0515 | 628.9996 | 0.002483 | 154.0267 | 113.0696 | 15.4984 | 174.9735 | 14.02 | 1.7255 | 56.9609 | 17.9103 | 13.4896 | 2896.627 | 88.2252 | 99.5697 | 1618.0907 | 98.826 | 92.8453 | 245.6927 | 252.5525 | 245.3886 | 33.7402 | 57.648 | 0.77555 | 0.063347 | 0.25968 | 0.015346 | 0.0020956 | 8.1038e-05 | 27.4585 | 13.1891 | 2.6965 | 1.0004 | 0.69 | 0.11703 | 2.5979 | 55.037 | 6.5437 | 0.31432 | 0.76219 | 21.0543 | 119.7959 | 37.1681 | 21.6 | 142.5072 | 10.3065 | 0.030804 | 0.25955 | 0.64442 | 25.4857 | 15.3447 | 677.7517 | 98.6564 | 3.4066 | 0.1237 | 0.65967 | 0.08258 | 265.2495 | 144.2314 | 77.7571 | 56.0386 | 13.8542 | 1124.9438 | 276.4484 | 66.2998 | 93.0079 | 229.9232 | 156.8346 | 95.6166 | 75.2874 | 7.415 | 0.65565 | 0.85578 | 0.36756 | 53.7189 | 6.5021 | 2.249 | 2.1186 | 0.15183 | 7.5363e-05 | 33.0172 | 1.2429 | 0.26624 | 0.18324 | 0.13777 | 3.2391 | 0.96175 | 0.86553 | 0.55694 | 82.2232 | 14.101 | 25.3227 | 10.1333 | 158.9449 | 117.8081 | 1712.0758 | 214.3628 | 404.3439 | 175.7502 | 834.6146 | 375.5459 | 86.1702 | 435.3479 | 0.37193 | 0.32361 | 0.10029 | 0.060706 | 0.0087458 | 0.0048058 | 2.8098e-05 | 0.0018953 | 37.1486 | 12.5061 | 1.1774 | 0.20277 | 2.0462 | 4.5829 | 419.9849 | 76.326 | 4.1946 | 4.2306 | 127.1588 | 8.2371 | 131.3007 | 46.85 | 28.5595 | 95.79 | 677.2224 | 59.381 | 620.2879 | 8.0519 | 111.9161 | 664.1856 | 133.0642 | 92.2512 | 50.7505 | 76.0966 | 233.1818 | 56.9549 | 9.2889 | 201.1558 | 90.1343 | 9.8572 | 52.9784 | 571.1709 | 6.4912 | 74.1919 | 63.7248 | 212.569 | 323.2412 | 88.7356 | 54.9652 | 27.7852 | 49.5688 | 0.0089629 | 0.0010222 | 0.23542 | 31.499 | 2.7366 | 9.5541 | 2.7862 | 257.5933 | 8.9196 | 6.0212 | 0.42462 | 7416.8722 | 736.9046 | 1173.101 | 1176.9935 | 34.203 | 1.0365 | 24.3046 | 3.19 | 5329.1516 | 1378.412 | 534.8404 | 95.9659 | 124.1395 | 7.9177 | 182.7679 | 0.0014072 | 37.4935 | 0.18132 | 12.3311 | 50.7404 | 5.3093 | 68.248 | 227.9595 | 0.10255 | 0.21197 | 1.5708 | 2.1728 | 0.16935 | 0.24263 | 1.1132 | 0.15686 | 34.8677 | 0.002526 | 13.639 | 317.0908 | 0.026613 | 131.549 | 5.3679 | 0.046528 | 0.61389 | 0.25452 | 4.9223 | 0.09732 | 1.6455 | 1.0624 | 1.4662 | 0.018668 | 0.1191 | 0.05542 | 4.3219 | 0.039215 | 0.50206 | 0.20093 | 8.6889 | 0.00046553 | 0.0032038 | 0.0027856 | 4.721 | 0.018931 | 0.39271 | 0.24131 | 0.27301 | 0.0010615 | 0.022854 | 0.012678 | 1.241 | 0.0056772 | 0.08835 | 0.057723 | 0.6849 | 0.0033 | 0.046062 | 0.19353 | 0.53383 | 0.26207 | 1.0179 | 308.1678 | 0.015412 | 1.9533 | 0.011274 | 3.3485 | 6.1503 | 2.7441 | 207.2822 | 0.52331 | 10.8926 | 9.4393 | 14.9502 | 118444.834 | 9.0667 | 329.0241 | 8.1499 | 4.724 | 1.8899 | 2.0196 | 2.8336 | 1.5169 | 1.9331 | 13.7074 | 4.1041 | 0.65055 | 7.6242 | 3.0563 | 288.0005 | 8.9837 | 0.44563 | 17.4928 | 27.324 | 613.5813 | 58.6288 | 4.2609 | 2.6413 | 7.3152 | 7.4261 | 0.28749 | 1.1414 | 4.873 | 6.6388 | 6.1197 | 0.0021096 | 0.0013322 | 0.0043694 | 1.3997 | 9.1663e-05 | 0.0070981 | 6.4899e-05 | 0.0174 | 0.0024485 | 0.0087048 | 12.1763 | 0.00075665 | 0.5908 | 0.30653 | 7.9394 | 1.422 | 0.039598 | 1.2406 | 0.27313 | 0.018523 | 0.0076007 | 0.0068919 | 0.0033953 | 0.005627 | 0.0073942 | 0.05431 | 0.070555 | 0.0038001 | 0.035431 | 0.0097368 | 1.0818 | 0.00046273 | 0.00043706 | 0.10943 | 0.114 | 2.5438 | 0.31396 | 0.023236 | 0.047722 | 0.024998 | 0.035111 | 0.0012627 | 0.0050157 | 0.018911 | 0.024844 | 0.02486 | 0.039982 | 0.016713 | 0.064517 | 18.426 | 0.0011833 | 0.092896 | 0.00081314 | 0.41541 | 0.047542 | 0.14554 | 7.5663 | 0.011106 | 22.9379 | 14.2831 | 444.0039 | 28.0803 | 1.7476 | 29.1965 | 13.1584 | 0.99096 | 0.11496 | 0.11018 | 0.058406 | 0.088158 | 0.16744 | 1.7402 | 1.4634 | 0.043984 | 0.89021 | 0.17297 | 18.5805 | 0.0034494 | 0.00364 | 9.3083 | 4.7889 | 159.3578 | 13.9027 | 1.5768 | 0.62826 | 0.39988 | 0.56407 | 0.021865 | 0.10124 | 0.33109 | 1.1533 | 1.1597 | 0.02749 | 0.01129 | 0.016568 | 7.4713 | 0.0007658 | 0.20397 | 0.00052849 | 0.87438 | 0.067699 | 0.13218 | 4.9895 | 0.0084987 | 17.1227 | 8.7348 | 493.6636 | 18.966 | 1.6917 | 20.7864 | 8.4116 | 0.56973 | 0.16251 | 0.20173 | 0.03134 | 0.1031 | 0.081113 | 2.0091 | 0.5836 | 0.19329 | 0.47841 | 0.19718 | 11.859 | 0.0029651 | 0.0030344 | 3.7558 | 3.1393 | 62.9721 | 8.6058 | 3.0024 | 0.23339 | 0.32724 | 0.69297 | 0.012178 | 0.050886 | 0.21333 | 1.2826 | 1.2121 | 670.5869 | 340.4665 | 229.6221 | 225.6742 | 60.32 | 98.8925 | 35.9708 | 3639.4763 | 288.0144 | 81.5731 | 20.4615 | 115.8603 | 9.7578 | 191.5903 | 111.8746 | 10.8403 | 59.9414 | 0.35457 | 3234.0315 | 2.3527 | 8.0349 | 2.2423 | 2.4665 | 9.1018 | 0.62244 | 0.98271 | 4.3136 | 0.34066 | 10.9599 | 0.92513 | 0.0030754 | 0.047436 | 0.030176 | 0.044749 | 1.3399 | 1.1924 | 15.3475 | 1.4291 | 1.1065
2 | 0.14444 | 0.022905 | 0.010529 | 1.3446 | 0.99625 | 0.99005 | 0.76642 | 0.054402 | 0.81186 | 0.43144 | 0.86644 | 0.74086 | 0.7674 | 0.21518 | 1571.4423 | 259.6302 | 0.94259 | 0.8219 | 0.12093 | 0.23719 | 0.15186 | 3.4608 | 8.0552 | 423.2443 | 0.00080841 | 135.7157 | 108.3972 | 14.3564 | 132.0731 | 16.2748 | 1.9906 | 61.2294 | 16.2909 | 12.991 | 3026.8647 | 89.9832 | 106.7832 | 1953.2007 | 117.6211 | 83.3612 | 240.0905 | 276.291 | 247.2944 | 37.3056 | 49.3482 | 0.79669 | 0.054856 | 0.13611 | 0.016221 | 0.002327 | 8.681e-05 | 27.9568 | 12.8572 | 3.3232 | 0.90611 | 0.71181 | 0.1022 | 2.1155 | 52.8636 | 8.5629 | 0.25267 | 0.82595 | 19.4516 | 106.4675 | 40.0861 | 15.8479 | 155.8887 | 8.9551 | 0.035702 | 0.30827 | 0.74108 | 36.2688 | 21.1967 | 641.7404 | 141.1582 | 3.003 | 0.10035 | 0.68699 | 0.12422 | 352.5924 | 162.8506 | 95.0689 | 59.6434 | 15.8738 | 1033.751 | 271.8226 | 75.3181 | 83.921 | 253.9165 | 136.3858 | 96.5293 | 73.6926 | 8.589 | 0.7713 | 0.78391 | 0.53145 | 59.1703 | 5.8513 | 2.1042 | 2.7565 | 0.17247 | 7.7882e-05 | 33.1309 | 1.0867 | 0.23538 | 0.21046 | 0.17081 | 3.5726 | 0.96505 | 1.3887 | 0.44744 | 83.1093 | 13.6203 | 33.3173 | 8.3159 | 149.7317 | 128.4788 | 2293.5109 | 220.8352 | 375.1035 | 158.6356 | 902.1032 | 349.8236 | 91.9856 | 456.539 | 0.010985 | 0.090809 | 0.18615 | 0.058937 | 0.0095731 | 0.0056714 | 2.6164e-05 | 0.0026289 | 30.9862 | 13.5029 | 0.82873 | 0.18868 | 2.34 | 5.265 | 336.7091 | 68.4866 | 4.0317 | 4.7063 | 139.5733 | 8.4326 | 119.3742 | 47.5333 | 36.8199 | 84.3078 | 771.0095 | 68.5478 | 725.3888 | 10.165 | 120.4563 | 649.1031 | 167.9749 | 104.5588 | 61.9903 | 72.4262 | 217.9802 | 54.3251 | 8.1586 | 178.0678 | 96.69 | 9.6788 | 48.736 | 689.7955 | 5.9346 | 65.6326 | 71.2081 | 159.7854 | 269.8237 | 79.9968 | 57.1277 | 33.8267 | 43.9154 | 0.010824 | 0.00098308 | 0.24368 | 37.5356 | 1.9638 | 13.8815 | 3.1052 | 206.2491 | 8.0727 | 5.2765 | 0.45488 | 5838.5197 | 790.874 | 1376.1754 | 1480.9991 | 29.4182 | 1.157 | 27.1738 | 2.5409 | 5524.9872 | 1417.4381 | 603.0155 | 101.9937 | 144.0817 | 8.8507 | 146.8814 | 0.0013133 | 27.1227 | 0.15997 | 11.8516 | 90.3927 | 4.3769 | 65.0971 | 157.359 | 0.11902 | 0.29926 | 2.5069 | 3.093 | 0.26438 | 0.264 | 0.91141 | 0.1358 | 31.6137 | 0.0028698 | 13.9105 | 303.5843 | 0.025369 | 131.21 | 4.9571 | 0.046395 | 0.59949 | 0.27044 | 4.8812 | 0.096452 | 1.778 | 1.0935 | 1.5332 | 0.019051 | 0.11566 | 0.051021 | 4.5967 | 0.038772 | 0.52653 | 0.20881 | 8.9001 | 0.00045042 | 0.0036401 | 0.0028144 | 5.5961 | 0.020352 | 0.38314 | 0.20779 | 0.27799 | 0.0012191 | 0.019683 | 0.014207 | 1.3362 | 0.0051557 | 0.084405 | 0.052992 | 0.67623 | 0.0038143 | 0.044775 | 0.1896 | 0.53423 | 0.27465 | 1.0569 | 291.6064 | 0.015114 | 1.9396 | 0.012433 | 3.968 | 5.3937 | 2.2221 | 203.7233 | 0.29349 | 10.5729 | 8.8069 | 12.8529 | 103500.1032 | 7.7919 | 308.8744 | 8.9281 | 4.0509 | 2.0739 | 1.8825 | 2.528 | 1.6356 | 1.8567 | 13.4932 | 3.9386 | 0.77754 | 8.1614 | 2.6243 | 257.408 | 9.1659 | 0.48879 | 18.4672 | 29.327 | 703.6531 | 63.6725 | 4.7364 | 2.8506 | 8.5223 | 8.0703 | 0.2478 | 1.2576 | 5.5909 | 7.5314 | 6.057 | 0.0020571 | 0.0012286 | 0.0045331 | 1.6088 | 9.3468e-05 | 0.0064902 | 6.0236e-05 | 0.01695 | 0.0024841 | 0.0085788 | 12.9384 | 0.00070971 | 0.60537 | 0.32158 | 8.6142 | 1.3717 | 0.038985 | 1.3886 | 0.29393 | 0.018348 | 0.0082003 | 0.007608 | 0.0032731 | 0.0065702 | 0.006484 | 0.05992 | 0.069266 | 0.0037254 | 0.030741 | 0.010751 | 1.0453 | 0.00042691 | 0.00041314 | 0.10217 | 0.11756 | 2.9076 | 0.29057 | 0.020046 | 0.045595 | 0.026112 | 0.038792 | 0.0011093 | 0.005427 | 0.019585 | 0.023891 | 0.025324 | 0.038905 | 0.017084 | 0.05357 | 16.5491 | 0.0013655 | 0.10663 | 0.00087593 | 0.44324 | 0.05059 | 0.14258 | 7.993 | 0.010049 | 21.9441 | 14.7226 | 466.4744 | 29.1041 | 1.729 | 31.2524 | 13.6204 | 0.90524 | 0.11742 | 0.10496 | 0.053237 | 0.089935 | 0.16445 | 1.8933 | 1.421 | 0.048133 | 0.82191 | 0.16698 | 18.6845 | 0.0035419 | 0.0037059 | 10.5461 | 4.6861 | 161.9553 | 14.0609 | 1.6169 | 0.64306 | 0.41051 | 0.66586 | 0.022543 | 0.09202 | 0.37329 | 1.1641 | 0.99299 | 0.027232 | 0.010515 | 0.016135 | 6.7093 | 0.00090154 | 0.20757 | 0.00059668 | 1.0035 | 0.067278 | 0.11789 | 5.9098 | 0.008352 | 16.3784 | 8.2704 | 583.7099 | 18.7114 | 1.8008 | 17.7081 | 7.8197 | 0.56252 | 0.13847 | 0.21997 | 0.027998 | 0.11191 | 0.074624 | 1.9459 | 0.6137 | 0.16447 | 0.45374 | 0.22385 | 11.9937 | 0.0027223 | 0.0029974 | 3.6939 | 2.9031 | 57.8159 | 7.6183 | 2.9756 | 0.26106 | 0.27318 | 0.69945 | 0.013737 | 0.05258 | 0.2155 | 1.2464 | 1.0845 | 797.2885 | 309.3421 | 238.1875 | 172.6232 | 66.9743 | 106.8505 | 45.313 | 3875.6663 | 249.7722 | 94.6401 | 20.88 | 134.2106 | 8.8943 | 221.4689 | 98.0499 | 11.2208 | 52.8807 | 0.39308 | 2290.6614 | 2.1971 | 6.8087 | 2.354 | 2.9171 | 9.8971 | 0.58384 | 0.92861 | 3.6678 | 0.23743 | 15.0351 | 0.9659 | 0.0025528 | 0.041786 | 0.031943 | 0.055403 | 1.2021 | 1.2369 | 13.9429 | 1.6613 | 1.3263
3 | 0.15752 | 0.034928 | 0.014105 | 1.1769 | 0.99937 | 0.99234 | 0.74764 | 0.094464 | 0.85312 | 0.55921 | 0.77528 | 0.76816 | 0.87225 | 0.17059 | 1240.5175 | 434.5004 | 0.94858 | 0.85187 | 0.125 | 0.1731 | 0.25993 | 3.2412 | 4.6824 | 335.7281 | 0.0089526 | 148.2284 | 129.2791 | 17.1543 | 144.3012 | 12.3142 | 1.8013 | 49.7253 | 14.9978 | 12.061 | 2970.2393 | 78.1536 | 83.8909 | 1769.4177 | 125.4101 | 94.2805 | 241.9692 | 225.9307 | 258.2824 | 30.7881 | 53.0546 | 0.70248 | 0.2907 | 0.23296 | 0.018422 | 0.0022911 | 7.4011e-05 | 37.5252 | 14.2171 | 2.5432 | 0.82633 | 0.49363 | 0.10895 | 2.5501 | 51.6885 | 6.2277 | 0.29511 | 0.77299 | 20.4689 | 76.7615 | 41.8105 | 19.6193 | 130.9679 | 7.9989 | 0.039904 | 0.32934 | 0.73476 | 44.0019 | 14.7589 | 756.8227 | 95.6178 | 3.5605 | 0.085809 | 0.60556 | 0.094258 | 224.24 | 152.4652 | 92.1461 | 67.9754 | 13.821 | 1143.2195 | 222.6203 | 80.9115 | 71.3473 | 226.474 | 176.0142 | 76.1199 | 84.3514 | 7.3641 | 0.64197 | 0.5476 | 0.49192 | 66.9876 | 6.169 | 1.7295 | 2.4702 | 0.1637 | 6.8786e-05 | 32.3626 | 1.0144 | 0.2571 | 0.27634 | 0.14711 | 3.3213 | 0.96014 | 0.88809 | 0.39422 | 105.4803 | 12.4545 | 38.38 | 9.3448 | 141.7234 | 126.6541 | 2195.358 | 242.1357 | 387.7126 | 173.5299 | 815.9686 | 405.4755 | 80.6494 | 398.1947 | 0.20029 | 0.15397 | 0.054455 | 0.067552 | 0.0097781 | 0.0050794 | 2.5039e-05 | 0.0022957 | 28.6227 | 12.7871 | 1.14 | 0.16495 | 2.6176 | 4.8069 | 433.3145 | 62.1298 | 3.2379 | 4.8 | 124.7536 | 9.3453 | 122.3301 | 49.4292 | 37.6592 | 77.8202 | 603.5091 | 73.5826 | 700.4482 | 10.1908 | 118.0073 | 706.5095 | 134.4766 | 85.6743 | 58.0722 | 71.6305 | 239.9673 | 60.5353 | 9.8763 | 189.9224 | 74.9381 | 10.1806 | 51.0976 | 515.9993 | 5.5776 | 87.1222 | 60.9297 | 191.2111 | 308.3001 | 75.4115 | 49.6029 | 30.0991 | 43.9931 | 0.012151 | 0.0014192 | 0.30381 | 38.7324 | 2.0295 | 13.5556 | 2.1035 | 276.0536 | 11.0511 | 5.6199 | 0.56827 | 6948.3999 | 755.802 | 1335.3117 | 1124.1257 | 30.0332 | 1.1088 | 24.6692 | 3.0813 | 4601.1945 | 1236.777 | 576.3209 | 99.0774 | 135.6477 | 9.7951 | 187.7081 | 0.0013807 | 30.0502 | 0.1438 | 14.2282 | 82.6694 | 5.4565 | 47.2371 | 163.1534 | 0.11154 | 0.28337 | 2.4466 | 2.9812 | 0.15776 | 0.25068 | 1.2915 | 0.19949 | 31.6323 | 0.0026989 | 14.4645 | 313.6851 | 0.02346 | 128.2908 | 5.5505 | 0.047279 | 0.6423 | 0.25314 | 4.6427 | 0.087118 | 1.7872 | 1.0347 | 1.5089 | 0.020175 | 0.12509 | 0.051497 | 4.5026 | 0.03914 | 0.49934 | 0.23089 | 7.739 | 0.00041501 | 0.0032146 | 0.0028471 | 5.4066 | 0.02095 | 0.34002 | 0.21658 | 0.28634 | 0.0012324 | 0.021929 | 0.01295 | 1.2101 | 0.0050175 | 0.087616 | 0.057074 | 0.68615 | 0.0035359 | 0.048226 | 0.16861 | 0.52417 | 0.29764 | 0.98904 | 255.2567 | 0.012071 | 1.9744 | 0.011546 | 4.0721 | 4.8797 | 2.8925 | 194.643 | 0.28668 | 9.1669 | 8.6666 | 12.6139 | 114325.1033 | 8.3847 | 297.8135 | 9.6627 | 4.5142 | 1.9775 | 2.1118 | 3.0578 | 1.5868 | 1.908 | 14.0886 | 4.3406 | 0.78064 | 8.8668 | 2.6449 | 277.9715 | 8.6072 | 0.44357 | 17.2688 | 26.6634 | 697.1222 | 61.1055 | 4.9433 | 3.0969 | 7.3639 | 7.6832 | 0.27406 | 1.2868 | 5.3363 | 6.9488 | 5.9846 | 0.0022486 | 0.0011633 | 0.00417 | 1.4139 | 8.5554e-05 | 0.0069408 | 5.8202e-05 | 0.018751 | 0.0026894 | 0.007361 | 13.3877 | 0.00073479 | 0.58284 | 0.29036 | 7.7963 | 1.2232 | 0.035543 | 1.1967 | 0.31346 | 0.017851 | 0.0070989 | 0.0073046 | 0.0036892 | 0.0057944 | 0.0065817 | 0.061135 | 0.072013 | 0.0034758 | 0.033049 | 0.010544 | 1.0314 | 0.00043549 | 0.00047239 | 0.091126 | 0.11251 | 2.577 | 0.27932 | 0.020659 | 0.042127 | 0.028305 | 0.035512 | 0.0012729 | 0.005158 | 0.019953 | 0.027142 | 0.024629 | 0.037476 | 0.018758 | 0.056672 | 17.6158 | 0.0011593 | 0.10233 | 0.00088618 | 0.43169 | 0.050119 | 0.14777 | 6.6393 | 0.010381 | 20.6421 | 15.1368 | 475.3982 | 27.4429 | 1.7874 | 25.7489 | 15.1075 | 0.92103 | 0.12123 | 0.09772 | 0.051829 | 0.097579 | 0.17807 | 2.0148 | 1.304 | 0.045755 | 0.77276 | 0.17599 | 19.5398 | 0.0034187 | 0.0032323 | 9.9047 | 5.0881 | 142.1618 | 15.1908 | 1.6925 | 0.59135 | 0.40606 | 0.61261 | 0.022946 | 0.09182 | 0.34769 | 1.0773 | 1.0961 | 0.024671 | 0.011086 | 0.015765 | 6.9197 | 0.00086233 | 0.19762 | 0.00063909 | 0.91584 | 0.070596 | 0.1225 | 4.9166 | 0.0077814 | 15.4912 | 9.1207 | 575.5888 | 20.7491 | 1.7681 | 19.4228 | 8.988 | 0.48911 | 0.15695 | 0.23675 | 0.030469 | 0.10555 | 0.077911 | 1.7588 | 0.64861 | 0.19118 | 0.45835 | 0.22074 | 11.7606 | 0.0029865 | 0.0029808 | 4.176 | 2.7353 | 65.6467 | 8.2001 | 3.1094 | 0.27153 | 0.32629 | 0.64322 | 0.012522 | 0.048449 | 0.20803 | 1.0798 | 1.1754 | 680.856 | 286.5466 | 205.4622 | 188.2524 | 69.3513 | 86.898 | 42.3246 | 2899.995 | 311.5036 | 100.1756 | 19.5309 | 130.0184 | 8.4236 | 245.5521 | 107.0596 | 12.3689 | 64.4462 | 0.38243 | 3201.9452 | 2.6442 | 5.5006 | 1.9818 | 2.2055 | 9.7198 | 0.5076 | 0.91962 | 3.0403 | 0.32935 | 20.6736 | 1.0024 | 0.0025874 | 0.047996 | 0.035832 | 0.045974 | 1.5479 | 1.5616 | 11.6628 | 1.2313 | 1.1466
4 | 0.18004 | 0.018512 | 0.011327 | 1.3052 | 0.99256 | 0.995 | 0.72699 | 0.025433 | 0.86103 | 0.50872 | 0.79173 | 0.81766 | 0.80546 | 0.17758 | 1506.1058 | 272.2307 | 0.96158 | 0.81687 | 0.18438 | 0.25956 | 0.12264 | 0.48658 | 4.0094 | 190.4988 | 0.0070941 | 179.5482 | 102.6791 | 14.8389 | 149.2628 | 14.1884 | 1.9586 | 58.5649 | 15.51 | 11.8164 | 2553.4767 | 99.0509 | 98.7318 | 1482.7411 | 133.0006 | 86.507 | 233.6586 | 285.7213 | 242.6503 | 34.7616 | 49.7168 | 0.72075 | 0.26517 | 0.30916 | 0.019613 | 0.0018474 | 9.4166e-05 | 39.266 | 13.9598 | 2.7719 | 0.94323 | 0.52947 | 0.080276 | 2.2595 | 58.3717 | 7.6025 | 0.32906 | 0.75805 | 21.745 | 103.2878 | 37.6637 | 19.9515 | 154.3653 | 8.4207 | 0.030164 | 0.27483 | 0.96253 | 32.272 | 19.4448 | 700.2941 | 112.6708 | 3.2284 | 0.10936 | 0.61756 | 0.085208 | 248.8497 | 125.9408 | 91.0359 | 55.19 | 16.6623 | 1215.3052 | 230.6089 | 92.7984 | 70.3505 | 294.3362 | 146.9094 | 82.5321 | 89.8138 | 8.7459 | 0.60685 | 0.894 | 0.40304 | 65.1355 | 5.0901 | 2.1476 | 2.3164 | 0.18827 | 6.5582e-05 | 26.5232 | 1.1366 | 0.22215 | 0.24491 | 0.18553 | 3.5314 | 0.95093 | 1.1624 | 0.38579 | 110.1205 | 14.6498 | 24.2426 | 9.5142 | 151.9079 | 161.1125 | 1803.9668 | 268.025 | 310.3038 | 171.2501 | 840.7122 | 369.2307 | 95.1193 | 467.7329 | 0.22944 | 0.2802 | 0.13466 | 0.085524 | 0.0084448 | 0.0068977 | 2.8519e-05 | 0.0018362 | 36.1738 | 14.2462 | 1.0217 | 0.14756 | 2.7088 | 6.3084 | 391.9875 | 78.7809 | 2.5877 | 5.4983 | 131.6784 | 10.3046 | 130.1168 | 50.2012 | 36.3937 | 82.9476 | 744.6657 | 55.2675 | 655.8164 | 9.6514 | 127.0738 | 693.5857 | 142.7806 | 91.4968 | 52.6096 | 73.8537 | 195.5571 | 61.7962 | 8.0272 | 195.413 | 85.8344 | 9.3835 | 44.608 | 627.9591 | 7.1339 | 84.2798 | 58.447 | 197.4066 | 283.6298 | 86.8215 | 47.411 | 36.1572 | 41.5657 | 0.01027 | 0.001385 | 0.23808 | 39.4615 | 2.4487 | 9.2303 | 3.2722 | 284.792 | 9.2805 | 5.9546 | 0.62193 | 6107.1837 | 932.2655 | 1418.6496 | 1266.7461 | 30.2691 | 1.3329 | 22.5855 | 2.9119 | 5256.2 | 1297.3371 | 631.2088 | 85.4889 | 129.7374 | 8.6765 | 157.2471 | 0.0012673 | 36.9126 | 0.14662 | 12.5444 | 54.5257 | 3.824 | 66.7555 | 201.9323 | 0.12161 | 0.23948 | 1.7634 | 3.1296 | 0.37476 | 0.23539 | 0.8539 | 0.16776 | 31.2293 | 0.0025733 | 14.2572 | 278.2108 | 0.023027 | 115.359 | 5.4778 | 0.049064 | 0.64721 | 0.26677 | 4.9728 | 0.094688 | 1.6548 | 1.0694 | 1.4533 | 0.018768 | 0.10692 | 0.058208 | 4.8072 | 0.036295 | 0.54147 | 0.21565 | 9.1998 | 0.00047569 | 0.00329 | 0.0030399 | 4.9004 | 0.020652 | 0.36196 | 0.22207 | 0.25033 | 0.0011233 | 0.019019 | 0.01407 | 1.2938 | 0.0053472 | 0.0925 | 0.056185 | 0.74757 | 0.0035594 | 0.045667 | 0.18571 | 0.54931 | 0.28976 | 1.0637 | 356.6514 | 0.016137 | 1.9313 | 0.012218 | 4.5258 | 5.5144 | 2.4484 | 186.65 | 0.38886 | 9.7424 | 8.4232 | 14.8498 | 120624.6333 | 8.51 | 312.2382 | 8.7802 | 4.7725 | 1.9499 | 2.0883 | 3.046 | 1.7645 | 1.6766 | 13.9887 | 3.7242 | 0.71051 | 8.3353 | 2.8494 | 270.8577 | 8.7997 | 0.42623 | 18.9652 | 25.1002 | 656.9978 | 69.6067 | 4.3701 | 2.7343 | 7.4246 | 7.8831 | 0.25032 | 1.2034 | 5.2088 | 7.4284 | 6.4817 | 0.0020263 | 0.0012188 | 0.0040149 | 1.3733 | 9.509e-05 | 0.0075468 | 6.3829e-05 | 0.01757 | 0.0028589 | 0.0086055 | 13.2267 | 0.00068038 | 0.67372 | 0.3204 | 8.1003 | 1.2947 | 0.036981 | 1.3972 | 0.30869 | 0.020909 | 0.0076282 | 0.007013 | 0.0038571 | 0.0058597 | 0.0072957 | 0.059848 | 0.080022 | 0.0034148 | 0.031832 | 0.010123 | 1.2332 | 0.0004807 | 0.0004027 | 0.10653 | 0.13189 | 3.096 | 0.2978 | 0.019562 | 0.05055 | 0.02711 | 0.032667 | 0.0011379 | 0.0050565 | 0.02147 | 0.023527 | 0.026636 | 0.041369 | 0.016331 | 0.055768 | 16.6632 | 0.0012741 | 0.097106 | 0.0008723 | 0.3856 | 0.053717 | 0.14015 | 7.2607 | 0.010688 | 19.7264 | 13.8869 | 531.8581 | 28.6047 | 1.7607 | 28.7104 | 14.6572 | 0.88526 | 0.10567 | 0.10452 | 0.059141 | 0.094224 | 0.16269 | 2.0496 | 1.4558 | 0.048782 | 0.80739 | 0.14955 | 19.06 | 0.0033807 | 0.0031167 | 10.622 | 5.6717 | 167.1937 | 14.2908 | 1.5893 | 0.69978 | 0.41576 | 0.58927 | 0.020355 | 0.087074 | 0.34141 | 1.1162 | 1.0232 | 0.026313 | 0.01141 | 0.013831 | 6.4947 | 0.00084348 | 0.24064 | 0.00063315 | 0.84569 | 0.065142 | 0.12221 | 5.4666 | 0.008297 | 14.5916 | 8.1668 | 535.4982 | 19.8538 | 1.8998 | 20.111 | 8.9222 | 0.58197 | 0.13945 | 0.21839 | 0.027673 | 0.11668 | 0.073224 | 1.9007 | 0.55199 | 0.17408 | 0.54477 | 0.21619 | 12.7573 | 0.0032157 | 0.0028857 | 3.8025 | 3.0135 | 60.6477 | 7.8232 | 3.2119 | 0.24465 | 0.28691 | 0.66613 | 0.012901 | 0.050673 | 0.22837 | 1.1631 | 1.1617 | 646.6572 | 268.0587 | 204.4889 | 184.2141 | 64.8005 | 85.2802 | 40.6344 | 2953.1939 | 323.4783 | 76.791 | 17.849 | 124.7675 | 9.1797 | 222.8716 | 98.2586 | 13.3823 | 54.1121 | 0.40883 | 2898.0578 | 2.2634 | 4.9461 | 2.1739 | 3.4244 | 11.3897 | 0.43042 | 0.80244 | 3.2402 | 0.31466 | 18.0068 | 0.85842 | 0.0030289 | 0.044532 | 0.033009 | 0.053088 | 1.6443 | 1.6523 | 12.8513 | 1.2408 | 0.95395
5 | 0.17018 | 0.030529 | 0.018167 | 1.3785 | 0.99321 | 0.99487 | 0.90362 | 0.05921 | 0.88737 | 0.47438 | 0.7201 | 0.79159 | 0.85141 | 0.20319 | 1473.1809 | 152.2176 | 0.94285 | 0.79897 | 0.16713 | 0.15851 | 0.33777 | 0.2081 | 5.3552 | 618.0267 | 0.0019606 | 173.2875 | 139.9199 | 15.2787 | 148.0589 | 17.7439 | 1.9055 | 53.1521 | 15.1736 | 11.6069 | 2842.7443 | 75.8232 | 92.6152 | 1735.609 | 113.0715 | 77.622 | 270.2106 | 232.9244 | 250.7379 | 29.7919 | 46.3035 | 0.79384 | 0.2222 | 0.20407 | 0.018915 | 0.0019458 | 8.1647e-05 | 33.844 | 13.2392 | 2.5881 | 0.74471 | 0.61092 | 0.093923 | 2.4227 | 68.7222 | 6.8272 | 0.33513 | 0.91767 | 24.3968 | 94.9448 | 33.5251 | 18.7649 | 157.0231 | 8.0787 | 0.037165 | 0.24135 | 0.80336 | 31.3211 | 18.6179 | 812.9179 | 116.7026 | 2.983 | 0.093696 | 0.59219 | 0.11029 | 285.6396 | 160.9962 | 87.1194 | 64.0777 | 14.7174 | 1058.1161 | 218.05 | 96.4189 | 72.5704 | 284.669 | 141.0224 | 100.2608 | 90.5559 | 7.8731 | 0.70103 | 0.75195 | 0.25157 | 70.6733 | 6.9159 | 2.3702 | 2.6619 | 0.16833 | 7.2637e-05 | 30.6191 | 0.87252 | 0.20768 | 0.19087 | 0.12301 | 3.4003 | 0.96942 | 0.98514 | 0.47667 | 77.9312 | 12.745 | 35.146 | 7.9162 | 120.3544 | 139.5092 | 1779.4962 | 274.877 | 351.4493 | 166.0001 | 785.0642 | 345.2248 | 76.6932 | 452.0287 | 0.29074 | 0.04606 | 0.10909 | 0.082792 | 0.0093419 | 0.0059453 | 2.2452e-05 | 0.0020666 | 32.0509 | 9.7452 | 1.1247 | 0.13739 | 2.4542 | 6.7503 | 388.9478 | 88.9394 | 3.4213 | 5.0855 | 149.7759 | 9.6965 | 110.4001 | 42.9319 | 33.2673 | 81.1572 | 737.7522 | 69.526 | 609.0137 | 8.2037 | 114.5822 | 779.0624 | 151.7774 | 90.2879 | 61.2537 | 63.3998 | 193.9983 | 49.5237 | 8.7738 | 175.7958 | 98.1267 | 10.0652 | 46.0017 | 643.5841 | 6.8044 | 79.144 | 61.7943 | 187.2048 | 246.5122 | 96.0861 | 46.0763 | 32.5423 | 40.7765 | 0.0085908 | 0.0013034 | 0.32792 | 35.2503 | 2.4967 | 10.8766 | 2.8279 | 248.0121 | 7.9107 | 3.8449 | 0.55869 | 5990.7585 | 840.3169 | 1322.7152 | 1045.3914 | 35.6902 | 1.2371 | 20.8297 | 2.9275 | 5410.9205 | 1268.0725 | 620.8271 | 87.2558 | 138.4501 | 8.9409 | 170.256 | 0.001537 | 28.1332 | 0.1866 | 12.9339 | 85.6945 | 5.0329 | 60.0141 | 222.4631 | 0.10363 | 0.20188 | 1.1372 | 2.2338 | 0.1823 | 0.25895 | 1.0608 | 0.14748 | 36.3738 | 0.0029601 | 12.8397 | 286.4135 | 0.024034 | 117.8951 | 5.8032 | 0.04434 | 0.63752 | 0.26421 | 5.128 | 0.092543 | 1.7572 | 1.0888 | 1.507 | 0.018176 | 0.11985 | 0.057403 | 4.1894 | 0.040395 | 0.51895 | 0.20181 | 7.6102 | 0.00040723 | 0.0033859 | 0.0031293 | 5.4487 | 0.019741 | 0.37384 | 0.20625 | 0.24015 | 0.0012791 | 0.020886 | 0.012469 | 1.1887 | 0.0050584 | 0.095494 | 0.055024 | 0.69975 | 0.003841 | 0.044266 | 0.1771 | 0.51926 | 0.29869 | 0.99356 | 327.4251 | 0.013993 | 1.9674 | 0.012399 | 4.3252 | 4.3682 | 2.8275 | 198.3411 | 0.37619 | 9.6672 | 9.7144 | 13.9732 | 117250.8646 | 9.3771 | 300.6313 | 8.7017 | 4.6819 | 2.2232 | 1.8053 | 2.7356 | 1.7493 | 1.7841 | 14.5116 | 3.6689 | 0.75041 | 8.4693 | 2.8173 | 254.9036 | 8.7105 | 0.4514 | 19.4516 | 25.6626 | 668.358 | 66.9433 | 4.9565 | 2.9676 | 7.8012 | 7.2464 | 0.26054 | 1.206 | 4.6801 | 6.7376 | 5.9666 | 0.0022626 | 0.0013592 | 0.0043962 | 1.6035 | 9.0043e-05 | 0.0068501 | 5.7512e-05 | 0.018229 | 0.0024259 | 0.0079254 | 14.0863 | 0.00071423 | 0.58761 | 0.31571 | 7.8683 | 1.2406 | 0.037376 | 1.2493 | 0.32824 | 0.017998 | 0.0083605 | 0.0069645 | 0.0037536 | 0.0063019 | 0.006224 | 0.063489 | 0.073673 | 0.0033349 | 0.031405 | 0.010994 | 1.1287 | 0.00045268 | 0.00039608 | 0.1015 | 0.12351 | 3.0681 | 0.33189 | 0.02322 | 0.043 | 0.025457 | 0.037972 | 0.0012247 | 0.0057749 | 0.018524 | 0.024598 | 0.025768 | 0.039055 | 0.018572 | 0.061904 | 18.5719 | 0.0012575 | 0.095756 | 0.00086536 | 0.44171 | 0.051216 | 0.15503 | 6.894 | 0.011705 | 23.1663 | 12.7817 | 527.3622 | 30.99 | 1.9256 | 27.4113 | 13.8452 | 0.98008 | 0.10231 | 0.097247 | 0.06004 | 0.08496 | 0.18508 | 2.0008 | 1.5186 | 0.04342 | 0.88473 | 0.16899 | 20.349 | 0.0037622 | 0.0033097 | 9.4697 | 4.8957 | 152.8297 | 13.3873 | 1.8711 | 0.67606 | 0.42729 | 0.56048 | 0.019989 | 0.084201 | 0.37082 | 1.0284 | 1.1218 | 0.02941 | 0.0099866 | 0.014517 | 7.1847 | 0.00075725 | 0.22711 | 0.00055961 | 0.91149 | 0.060668 | 0.12068 | 5.4412 | 0.0087072 | 16.9255 | 8.4265 | 548.8507 | 20.983 | 1.7446 | 18.0525 | 7.5419 | 0.50379 | 0.15886 | 0.23311 | 0.032651 | 0.10914 | 0.071018 | 1.9611 | 0.59163 | 0.18097 | 0.47241 | 0.20016 | 12.1846 | 0.0027555 | 0.0028604 | 3.6384 | 2.7552 | 59.5589 | 8.266 | 2.9135 | 0.25311 | 0.30816 | 0.62474 | 0.014432 | 0.052863 | 0.24479 | 1.2627 | 1.2784 | 772.0244 | 332.439 | 250.4694 | 203.7843 | 54.1625 | 108.4892 | 44.8308 | 3249.953 | 253.7208 | 91.8999 | 18.1268 | 117.2835 | 9.3396 | 195.7577 | 108.8272 | 13.1121 | 56.5004 | 0.44307 | 3532.9749 | 2.6348 | 5.8315 | 2.2671 | 2.5885 | 12.4726 | 0.40988 | 0.83484 | 3.1013 | 0.31869 | 14.7132 | 0.98969 | 0.0028643 | 0.04647 | 0.034268 | 0.052291 | 1.3112 | 1.4409 | 15.8503 | 1.4717 | 1.3706
6 | 0.17328 | 0.015265 | 0.0062002 | 1.421 | 0.99811 | 0.99317 | 0.97599 | 0.069569 | 0.77997 | 0.61284 | 0.74943 | 0.80506 | 0.79379 | 0.19718 | 1659.7372 | 217.9551 | 0.95209 | 0.83302 | 0.14325 | 0.28983 | 0.1389 | 2.0657 | 4.3325 | 441.6906 | 0.0052703 | 169.1747 | 122.8537 | 16.3816 | 151.047 | 17.1561 | 1.8344 | 64.3809 | 16.6381 | 10.8822 | 2746.7243 | 92.5184 | 101.0944 | 1701.8787 | 123.9384 | 97.7483 | 233.245 | 241.6909 | 215.9211 | 34.1395 | 48.2329 | 0.84076 | 0.14897 | 0.34445 | 0.013533 | 0.0016101 | 9.5253e-05 | 38.8306 | 12.4007 | 2.9002 | 0.99559 | 0.64206 | 0.11488 | 2.5042 | 66.1254 | 4.1551 | 0.27604 | 0.84971 | 18.5042 | 111.1108 | 32.8386 | 20.3665 | 127.4205 | 9.3595 | 0.036208 | 0.32034 | 0.68733 | 42.1489 | 20.6247 | 569.7937 | 92.5769 | 3.3597 | 0.12427 | 0.41506 | 0.091734 | 218.6718 | 166.2219 | 76.9144 | 72.1169 | 18.1611 | 1340.1143 | 239.827 | 88.2352 | 81.5113 | 231.211 | 168.4584 | 86.234 | 83.3727 | 7.5642 | 0.80069 | 0.97952 | 0.25902 | 63.8029 | 6.1112 | 1.6688 | 2.1004 | 0.18387 | 8.2587e-05 | 37.5739 | 1.12 | 0.24091 | 0.26664 | 0.12792 | 2.9043 | 0.96212 | 1.3517 | 0.52729 | 87.3748 | 17.5631 | 27.4739 | 8.9351 | 122.6599 | 179.9201 | 2127.2456 | 212.8661 | 426.3083 | 187.4528 | 763.3146 | 361.6169 | 86.23 | 368.2747 | 0.39512 | 0.1065 | 0.18073 | 0.083618 | 0.0075716 | 0.0055571 | 2.4229e-05 | 0.0025048 | 31.4248 | 10.3289 | 0.98561 | 0.17125 | 2.5841 | 4.3225 | 291.6337 | 62.615 | 3.6355 | 5.8307 | 142.9616 | 9.5205 | 105.1183 | 49.2718 | 30.4638 | 99.3718 | 689.914 | 57.0914 | 712.0848 | 8.5271 | 139.2072 | 632.4362 | 127.8384 | 87.2919 | 59.5084 | 58.8387 | 213.0793 | 61.2643 | 8.6554 | 169.6019 | 94.965 | 12.6145 | 47.184 | 649.2623 | 7.0006 | 86.2523 | 64.2535 | 194.3751 | 261.1232 | 83.4917 | 44.8937 | 31.4356 | 47.1376 | 0.012361 | 0.001141 | 0.26898 | 34.8491 | 2.2412 | 11.2068 | 2.2392 | 326.1583 | 8.4241 | 5.4711 | 0.40958 | 7314.7639 | 917.9428 | 1244.4031 | 1349.6019 | 35.2742 | 0.74741 | 24.9626 | 2.8053 | 5061.6264 | 1754.1283 | 527.4541 | 93.7681 | 152.7229 | 8.4681 | 149.0849 | 0.0011044 | 34.5457 | 0.14115 | 13.3292 | 47.0061 | 3.9497 | 83.677 | 191.217 | 0.11793 | 0.23613 | 2.6644 | 3.3469 | 0.31272 | 0.25571 | 0.91609 | 0.18633 | 37.2954 | 0.002632 | 14.9492 | 294.3737 | 0.026759 | 129.0268 | 5.4282 | 0.050299 | 0.62443 | 0.27361 | 5.0494 | 0.095426 | 1.8065 | 1.0738 | 1.5628 | 0.019443 | 0.10973 | 0.053825 | 4.2603 | 0.037625 | 0.52903 | 0.21148 | 8.8799 | 0.00039996 | 0.0034248 | 0.0032269 | 5.4959 | 0.018523 | 0.33592 | 0.22443 | 0.25609 | 0.0011523 | 0.022086 | 0.014256 | 1.1231 | 0.00512 | 0.09417 | 0.049219 | 0.66417 | 0.0039407 | 0.046671 | 0.17202 | 0.53031 | 0.29357 | 1.0789 | 261.3359 | 0.016868 | 1.9993 | 0.012053 | 4.18 | 5.117 | 3.1458 | 197.1607 | 0.45514 | 10.5549 | 7.9788 | 14.2009 | 113379.6627 | 8.823 | 343.325 | 9.4958 | 4.1896 | 2.1576 | 1.7408 | 2.7834 | 1.5038 | 1.9494 | 12.9396 | 3.886 | 0.70004 | 7.9962 | 3.0457 | 267.1714 | 8.1364 | 0.46133 | 19.7563 | 27.842 | 595.1141 | 65.2725 | 4.1284 | 3.0046 | 7.4991 | 7.416 | 0.26791 | 1.2748 | 4.7471 | 7.6972 | 6.7546 | 0.0019413 | 0.0011406 | 0.0044442 | 1.4551 | 9.7715e-05 | 0.0066189 | 5.5069e-05 | 0.017939 | 0.0028807 | 0.0074224 | 13.0743 | 0.00073548 | 0.65009 | 0.32666 | 7.582 | 1.3299 | 0.037457 | 1.3027 | 0.29238 | 0.019785 | 0.0068906 | 0.0076468 | 0.003604 | 0.0056557 | 0.0072038 | 0.05565 | 0.080729 | 0.0039523 | 0.03477 | 0.011261 | 1.2101 | 0.00040253 | 0.00044001 | 0.098168 | 0.12862 | 3.018 | 0.31181 | 0.022902 | 0.049409 | 0.029209 | 0.036213 | 0.0010735 | 0.0048946 | 0.020254 | 0.025056 | 0.024095 | 0.03712 | 0.018135 | 0.061218 | 18.0352 | 0.0011423 | 0.10857 | 0.00076747 | 0.37984 | 0.044709 | 0.15261 | 6.7826 | 0.011977 | 20.2303 | 14.3024 | 509.0527 | 26.437 | 1.7691 | 26.1937 | 15.1578 | 0.94596 | 0.11603 | 0.092711 | 0.049845 | 0.095821 | 0.17443 | 1.956 | 1.4729 | 0.044314 | 0.79158 | 0.16531 | 19.4475 | 0.0032694 | 0.0037684 | 10.7036 | 4.9909 | 140.6147 | 15.3833 | 1.6562 | 0.68466 | 0.4529 | 0.65675 | 0.020654 | 0.10209 | 0.33465 | 0.97325 | 1.0751 | 0.029923 | 0.011987 | 0.014135 | 6.5586 | 0.00091049 | 0.22099 | 0.00060629 | 0.86213 | 0.063407 | 0.11551 | 5.5782 | 0.007987 | 17.7348 | 8.3476 | 523.954 | 18.3609 | 1.9918 | 20.4688 | 8.2548 | 0.57309 | 0.14652 | 0.2059 | 0.028346 | 0.11095 | 0.084254 | 1.7716 | 0.55748 | 0.16596 | 0.46389 | 0.20547 | 12.0816 | 0.003117 | 0.0032113 | 4.0326 | 2.6302 | 56.7686 | 8.6937 | 2.8644 | 0.24829 | 0.27108 | 0.6172 | 0.013199 | 0.049394 | 0.23698 | 1.1778 | 1.2015 | 835.1048 | 296.9648 | 228.7749 | 228.0753 | 65.5919 | 108.9521 | 45.8153 | 3737.9273 | 316.0486 | 89.7806 | 16.9923 | 111.9582 | 8.6053 | 198.9378 | 100.4925 | 11.0759 | 52.0409 | 0.34934 | 2402.3626 | 2.5217 | 6.5983 | 2.1422 | 3.3021 | 10.3668 | 0.43773 | 1.0126 | 3.5498 | 0.29232 | 11.2143 | 0.91791 | 0.0030466 | 0.045709 | 0.03496 | 0.043529 | 1.4271 | 1.3496 | 16.2955 | 1.7578 | 1.2236
7 | 0.13611 | 0.043164 | 0.020646 | 1.2226 | 0.99564 | 0.99139 | 0.76125 | 0.08094 | 0.88017 | 0.57892 | 0.71048 | 0.81194 | 0.77639 | 0.20555 | 1291.6368 | 499.9735 | 0.95297 | 0.85325 | 0.16194 | 0.30866 | 0.48133 | 1.1083 | 5.4631 | 373.3248 | 0.0094014 | 155.0918 | 118.1184 | 13.7263 | 168.6413 | 13.2921 | 2.3793 | 65.5528 | 15.8276 | 12.1893 | 2590.0965 | 84.9297 | 86.2941 | 1838.6171 | 103.0925 | 94.9904 | 310.3657 | 216.9217 | 212.0727 | 36.0095 | 57.176 | 0.74722 | 0.08134 | 0.38387 | 0.018875 | 0.0022316 | 8.8282e-05 | 31.2256 | 13.5908 | 3.1387 | 0.9585 | 0.68267 | 0.090233 | 2.7971 | 64.7927 | 3.0189 | 0.28596 | 0.81105 | 16.7918 | 99.4385 | 42.6384 | 18.9764 | 129.0463 | 9.1176 | 0.037949 | 0.2933 | 0.77706 | 33.3662 | 13.831 | 819.8907 | 87.3399 | 2.4056 | 0.073157 | 0.71143 | 0.098158 | 244.0451 | 168.7442 | 85.089 | 72.9392 | 17.3065 | 1159.0791 | 281.3278 | 69.7906 | 79.4794 | 273.0779 | 159.8816 | 87.9987 | 87.3689 | 8.1921 | 0.51532 | 0.93742 | 0.22242 | 54.416 | 6.8367 | 1.6934 | 2.6084 | 0.15547 | 8.4651e-05 | 28.8121 | 0.85414 | 0.26136 | 0.20102 | 0.18174 | 2.7949 | 0.95905 | 1.0211 | 0.53612 | 103.8412 | 17.1214 | 35.9376 | 9.7653 | 139.4877 | 112.9633 | 2094.7934 | 208.5127 | 345.1904 | 183.3115 | 690.5658 | 327.1475 | 82.1059 | 376.3172 | 0.056878 | 0.19618 | 0.21433 | 0.078444 | 0.008831 | 0.0070299 | 1.9646e-05 | 0.0025693 | 29.6701 | 13.2711 | 1.1888 | 0.18466 | 2.842 | 5.518 | 299.5239 | 66.9301 | 2.8619 | 4.4417 | 119.3904 | 8.5638 | 106.2987 | 52.8097 | 30.8436 | 88.5292 | 706.9774 | 60.0852 | 570.4619 | 9.0745 | 133.908 | 786.6478 | 150.4968 | 102.3097 | 55.2806 | 70.4122 | 211.222 | 58.9637 | 7.7407 | 202.7937 | 89.2912 | 9.6041 | 52.2796 | 580.7843 | 6.234 | 71.7237 | 68.5274 | 170.8018 | 250.9268 | 73.1496 | 43.6161 | 31.7476 | 48.7576 | 0.011153 | 0.0013277 | 0.3172 | 32.9242 | 2.699 | 12.9441 | 2.904 | 219.6815 | 11.8142 | 4.7698 | 0.3797 | 6697.0184 | 895.1683 | 1363.7548 | 1520.5284 | 33.4066 | 0.75917 | 21.2998 | 2.4282 | 4495.2056 | 1608.8683 | 477.7762 | 98.5009 | 154.8343 | 8.0051 | 177.4872 | 0.0013341 | 30.4485 | 0.17052 | 13.8063 | 77.6639 | 3.2213 | 72.6031 | 216.8144 | 0.10762 | 0.25691 | 2.7318 | 2.3375 | 0.35589 | 0.22965 | 1.2654 | 0.1283 | 36.7902 | 0.0030665 | 15.0511 | 289.5869 | 0.022677 | 110.2865 | 5.1839 | 0.045104 | 0.65068 | 0.26803 | 4.9301 | 0.093869 | 1.7454 | 1.1234 | 1.4745 | 0.018061 | 0.11485 | 0.0519 | 4.4126 | 0.038516 | 0.54675 | 0.21454 | 7.6615 | 0.00045248 | 0.0032695 | 0.0029411 | 4.6878 | 0.018604 | 0.38723 | 0.24477 | 0.29183 | 0.0010683 | 0.020018 | 0.012157 | 1.3115 | 0.0055959 | 0.096148 | 0.053981 | 0.75249 | 0.0033725 | 0.040248 | 0.17829 | 0.52953 | 0.3048 | 1.158 | 317.2204 | 0.017251 | 1.9853 | 0.011424 | 4.8138 | 5.7719 | 2.1596 | 200.5196 | 0.2422 | 9.5114 | 9.2858 | 13.7644 | 119607.9631 | 8.9021 | 321.0708 | 8.3357 | 4.3204 | 2.123 | 2.0041 | 2.7004 | 1.5489 | 1.6791 | 12.9864 | 3.9861 | 0.66119 | 8.6468 | 2.5893 | 275.8369 | 8.9263 | 0.47251 | 17.0015 | 28.5747 | 582.3502 | 67.8216 | 4.4599 | 3.0356 | 8.3109 | 8.4498 | 0.27572 | 1.2329 | 5.1063 | 7.2106 | 6.2616 | 0.0022146 | 0.0012861 | 0.0046657 | 1.5417 | 9.6273e-05 | 0.0076224 | 6.147e-05 | 0.01936 | 0.0025555 | 0.0081936 | 12.7304 | 0.00078691 | 0.67187 | 0.33252 | 7.3564 | 1.2784 | 0.036474 | 1.1846 | 0.30552 | 0.021332 | 0.0074956 | 0.0071137 | 0.0032257 | 0.0054542 | 0.0070153 | 0.061092 | 0.076712 | 0.0033094 | 0.035826 | 0.010729 | 1.1848 | 0.00040383 | 0.00046352 | 0.10379 | 0.11879 | 2.67 | 0.28326 | 0.022276 | 0.044217 | 0.028659 | 0.036375 | 0.0010507 | 0.0048591 | 0.01864 | 0.022644 | 0.025078 | 0.037992 | 0.015748 | 0.0574 | 19.6888 | 0.0012219 | 0.10311 | 0.00089455 | 0.45067 | 0.047185 | 0.15952 | 7.4569 | 0.011526 | 20.405 | 15.4008 | 457.8243 | 27.7718 | 1.8197 | 26.8768 | 14.0924 | 0.89455 | 0.11061 | 0.10272 | 0.056329 | 0.096329 | 0.17273 | 1.8677 | 1.3744 | 0.040872 | 0.84783 | 0.16468 | 21.1561 | 0.0032881 | 0.0036621 | 10.1944 | 5.2334 | 156.3949 | 13.5156 | 1.7364 | 0.60823 | 0.44186 | 0.58011 | 0.021129 | 0.09319 | 0.39634 | 1.0925 | 1.0599 | 0.029127 | 0.010544 | 0.015056 | 6.6814 | 0.00081924 | 0.23221 | 0.00055214 | 0.94101 | 0.062122 | 0.13559 | 5.3633 | 0.0081742 | 16.26 | 8.6849 | 543.3895 | 20.0751 | 1.717 | 18.3695 | 8.3367 | 0.55454 | 0.14593 | 0.22661 | 0.030709 | 0.10057 | 0.082533 | 2.055 | 0.59106 | 0.17017 | 0.51352 | 0.22276 | 12.3052 | 0.0032563 | 0.0027623 | 3.7314 | 3.0578 | 65.7693 | 8.749 | 3.0384 | 0.25873 | 0.28398 | 0.63407 | 0.012401 | 0.055674 | 0.2414 | 1.1247 | 1.3007 | 846.1521 | 347.667 | 220.2741 | 221.6203 | 64.4812 | 105.207 | 42.7507 | 3317.6867 | 274.0284 | 98.9707 | 19.1841 | 135.2289 | 8.929 | 231.0766 | 84.6761 | 13.067 | 66.4671 | 0.43432 | 3441.2448 | 2.8511 | 6.2591 | 1.5739 | 2.2702 | 8.7545 | 0.45477 | 0.74936 | 4.3963 | 0.25699 | 21.7918 | 0.95157 | 0.002838 | 0.043905 | 0.03618 | 0.05888 | 1.6035 | 1.1368 | 13.1285 | 1.8015 | 1.1953
8 | 0.13131 | 0.021348 | 0.02098 | 1.144 | 0.99881 | 0.99802 | 0.79446 | 0.032378 | 0.81476 | 0.49558 | 0.73258 | 0.82878 | 0.76384 | 0.16327 | 1327.7489 | 387.0367 | 0.94701 | 0.86359 | 0.14048 | 0.2122 | 0.24614 | 2.3706 | 3.7256 | 143.0399 | 0.0076047 | 152 | 120.6725 | 14.4534 | 159.0866 | 16.067 | 2.2928 | 54.2477 | 16.0163 | 11.8792 | 2425.6028 | 85.897 | 94.8599 | 1523.486 | 129.7315 | 78.6736 | 295.8568 | 246.6991 | 231.6996 | 32.54 | 54.512 | 0.91315 | 0.33833 | 0.1682 | 0.014616 | 0.0017979 | 6.5055e-05 | 28.8317 | 13.7976 | 2.4358 | 0.86699 | 0.50415 | 0.083323 | 2.25 | 57.2103 | 5.4434 | 0.24105 | 0.91033 | 26.5477 | 79.6366 | 25.946 | 17.1459 | 117.7257 | 9.9112 | 0.031664 | 0.31724 | 0.91953 | 27.4774 | 17.2035 | 653.9632 | 133.3403 | 2.4618 | 0.079403 | 0.64562 | 0.10319 | 228.6683 | 157.7097 | 101.919 | 58.682 | 14.903 | 1200.4092 | 244.8747 | 105.4057 | 90.5037 | 290.8757 | 160.7408 | 97.8165 | 71.9019 | 8.4797 | 0.58919 | 0.96556 | 0.54754 | 61.1313 | 5.6644 | 2.3524 | 2.7883 | 0.19234 | 9.5436e-05 | 29.6659 | 0.91109 | 0.20304 | 0.262 | 0.1569 | 3.2882 | 0.95329 | 1.1074 | 0.49615 | 93.8404 | 13.1732 | 32.4915 | 8.0497 | 123.9646 | 199.2871 | 1843.6199 | 268.9424 | 319.7696 | 162.0561 | 894.56 | 330.1975 | 98.9601 | 384.1681 | 0.17418 | 0.067872 | 0.076247 | 0.077491 | 0.0080625 | 0.0060508 | 2.7251e-05 | 0.0019545 | 33.7095 | 12.3725 | 1.1099 | 0.16791 | 2.4201 | 5.8288 | 345.1345 | 59.1215 | 3.7744 | 4.0094 | 120.9952 | 10.1388 | 134.0376 | 45.7076 | 34.5443 | 101.4651 | 649.8681 | 67.8142 | 583.6547 | 10.0073 | 127.8449 | 743.5348 | 125.5508 | 83.8274 | 51.6434 | 69.818 | 251.8143 | 56.3392 | 9.6163 | 162.1484 | 72.8207 | 10.7904 | 48.5111 | 679.3587 | 6.9229 | 82.5426 | 54.5435 | 162.2146 | 314.7043 | 76.7085 | 52.181 | 28.2305 | 44.9971 | 0.011817 | 0.0012676 | 0.25702 | 28.2023 | 2.7915 | 11.9338 | 3.1678 | 224.3594 | 11.4252 | 5.0167 | 0.4362 | 6527.2043 | 821.0568 | 1220.3991 | 1199.1336 | 31.2386 | 1.3069 | 24.1197 | 2.5576 | 4831.6354 | 1443.454 | 486.5464 | 101.1073 | 141.1184 | 9.5158 | 154.6807 | 0.0011308 | 39.2259 | 0.17308 | 14.689 | 87.894 | 5.8782 | 93.2786 | 162.9332 | 0.12198 | 0.24947 | 2.1721 | 3.7252 | 0.11277 | 0.23489 | 1.1914 | 0.15494 | 35.0377 | 0.0029207 | 13.8714 | 296.9879 | 0.025637 | 118.4058 | 5.3766 | 0.045846 | 0.65224 | 0.26302 | 4.5852 | 0.094895 | 1.7023 | 1.0799 | 1.5341 | 0.019951 | 0.11734 | 0.05445 | 4.6525 | 0.035235 | 0.55336 | 0.22028 | 8.5585 | 0.0004558 | 0.0031075 | 0.0029918 | 4.814 | 0.021273 | 0.4004 | 0.23823 | 0.24332 | 0.0011097 | 0.022664 | 0.012837 | 1.2452 | 0.0057578 | 0.089236 | 0.048888 | 0.75725 | 0.0037239 | 0.042873 | 0.17441 | 0.52192 | 0.26814 | 0.97802 | 362.1087 | 0.01747 | 2.0086 | 0.011609 | 3.8237 | 3.7961 | 2.6047 | 196.7571 | 0.48694 | 10.829 | 8.2472 | 14.2392 | 109003.4837 | 8.1344 | 302.9533 | 8.3021 | 4.8051 | 2.0896 | 1.9501 | 2.976 | 1.5437 | 1.7423 | 13.6237 | 3.8269 | 0.67411 | 7.8177 | 2.7902 | 273.6705 | 8.0049 | 0.41376 | 17.8007 | 28.1441 | 597.2861 | 62.3419 | 4.2002 | 2.7761 | 8.2037 | 8.2412 | 0.25286 | 1.2279 | 5.2756 | 6.8129 | 6.4075 | 0.0020721 | 0.0011947 | 0.0039424 | 1.5504 | 9.2758e-05 | 0.0077582 | 5.5816e-05 | 0.018914 | 0.0028126 | 0.0088697 | 12.7928 | 0.0006739 | 0.62015 | 0.28777 | 8.2802 | 1.4085 | 0.03611 | 1.2758 | 0.28361 | 0.02037 | 0.0070058 | 0.0071853 | 0.0038421 | 0.0061396 | 0.0066837 | 0.056984 | 0.072624 | 0.0035506 | 0.031066 | 0.011152 | 1.1492 | 0.00046894 | 0.00042992 | 0.092066 | 0.10945 | 2.7282 | 0.3285 | 0.021384 | 0.044411 | 0.026618 | 0.033954 | 0.0010661 | 0.0056648 | 0.020462 | 0.025929 | 0.023387 | 0.036436 | 0.016489 | 0.0584 | 18.9181 | 0.001133 | 0.090722 | 0.00079164 | 0.4236 | 0.051607 | 0.14877 | 7.7539 | 0.011017 | 22.112 | 13.2959 | 451.6691 | 30.1581 | 1.5948 | 28.1865 | 14.263 | 0.85527 | 0.11845 | 0.10651 | 0.052906 | 0.089416 | 0.18029 | 1.7895 | 1.3462 | 0.046353 | 0.86254 | 0.15683 | 19.09 | 0.003617 | 0.0033522 | 9.0579 | 4.962 | 151.7054 | 13.6964 | 1.6847 | 0.5743 | 0.38423 | 0.62753 | 0.021616 | 0.095366 | 0.38206 | 1.0482 | 1.0384 | 0.026206 | 0.010397 | 0.016014 | 7.5001 | 0.00087987 | 0.20888 | 0.00062701 | 0.88342 | 0.06414 | 0.12945 | 5.0404 | 0.0090067 | 15.7551 | 8.1354 | 486.8294 | 17.6018 | 1.8374 | 20.3518 | 7.983 | 0.55107 | 0.15174 | 0.23191 | 0.031058 | 0.097822 | 0.084962 | 1.8689 | 0.57565 | 0.1763 | 0.50554 | 0.19448 | 13.0037 | 0.00278 | 0.0031307 | 3.9503 | 3.0006 | 62.5157 | 7.7104 | 3.3177 | 0.23608 | 0.30086 | 0.72128 | 0.013627 | 0.051778 | 0.22951 | 1.097 | 1.0904 | 806.7932 | 277.8205 | 267.1681 | 206.3083 | 61.5753 | 112.9833 | 46.6251 | 3405.869 | 264.0598 | 77.7678 | 21.5878 | 126.3168 | 10.199 | 234.9935 | 92.8591 | 11.6072 | 59.5182 | 0.36617 | 2530.6571 | 2.4928 | 7.7099 | 2.3162 | 3.0652 | 10.8164 | 0.53329 | 0.89056 | 2.9696 | 0.34479 | 21.0226 | 1.0205 | 0.0029213 | 0.048532 | 0.032843 | 0.057207 | 1.2507 | 1.5832 | 12.291 | 1.4808 | 0.93558
9 | 0.14517 | 0.016845 | 0.0082075 | 1.3883 | 0.9921 | 0.99859 | 0.94982 | 0.03008 | 0.89811 | 0.62955 | 0.67749 | 0.87309 | 0.86106 | 0.22316 | 2057.8926 | 247.097 | 0.95725 | 0.844 | 0.19997 | 0.32793 | 0.45062 | 0.37878 | 5.83 | 540.9993 | 0.0040534 | 164.3532 | 115.5959 | 13.9671 | 122.8619 | 12.9185 | 1.8873 | 63.8969 | 13.4987 | 11.2102 | 2393.8025 | 97.6703 | 87.5897 | 1625.2056 | 131.29 | 76.2318 | 302.6094 | 270.2154 | 208.1114 | 35.7407 | 45.2121 | 0.92286 | 0.24899 | 0.036608 | 0.015657 | 0.0017527 | 7.7717e-05 | 36.6959 | 10.7141 | 3.5108 | 0.73487 | 0.63501 | 0.11131 | 2.0719 | 71.1188 | 3.5219 | 0.25805 | 0.86765 | 17.2419 | 121.0665 | 30.5552 | 18.3307 | 149.0655 | 9.6818 | 0.038465 | 0.2623 | 0.65954 | 38.8293 | 18.0067 | 897.2792 | 114.6511 | 2.5547 | 0.11528 | 0.6697 | 0.10051 | 332.2904 | 139.8381 | 100.1676 | 60.3952 | 14.3517 | 1102.7284 | 258.0956 | 107.8342 | 78.218 | 271.9195 | 172.501 | 81.2973 | 78.8065 | 7.1677 | 0.44897 | 0.8084 | 0.48145 | 58.5413 | 7.1254 | 1.6221 | 2.1975 | 0.16079 | 6.9954e-05 | 31.7302 | 0.95284 | 0.24703 | 0.20468 | 0.19161 | 2.4167 | 0.95139 | 1.136 | 0.5003 | 107.2962 | 15.6938 | 26.8456 | 8.1409 | 156.4804 | 165.8394 | 2052.192 | 234.2191 | 294.1967 | 195.4236 | 860.8549 | 316.1261 | 91.3507 | 446.7003 | 0.24401 | 0.16246 | 0.028244 | 0.068616 | 0.0078392 | 0.0062156 | 2.3977e-05 | 0.0024215 | 34.2196 | 10.3128 | 1.0044 | 0.14509 | 2.7497 | 6.1252 | 349.0842 | 71.4879 | 2.6619 | 6.1985 | 147.3078 | 8.0131 | 113.5831 | 51.545 | 31.8306 | 98.7385 | 692.2819 | 61.2407 | 588.8533 | 9.4516 | 119.3559 | 826.9485 | 153.9362 | 95.6339 | 53.3098 | 76.9166 | 230.0397 | 55.2344 | 10.1001 | 173.8598 | 83.7652 | 10.4993 | 50.1766 | 592.16 | 5.9061 | 72.0073 | 57.808 | 201.0858 | 241.9481 | 97.1483 | 42.8109 | 36.3485 | 51.5492 | 0.0087606 | 0.0013458 | 0.30942 | 30.1135 | 2.1344 | 10.417 | 2.3327 | 281.0397 | 10.3087 | 4.7106 | 0.52006 | 6742.9344 | 876.3687 | 1540.48 | 1239.1886 | 27.5747 | 0.89988 | 25.2955 | 3.1232 | 4674.6857 | 1171.3344 | 512.0279 | 105.5687 | 145.9537 | 7.6985 | 193.1096 | 0.0014933 | 36.0952 | 0.16241 | 11.5315 | 83.9704 | 6.0432 | 80.0136 | 208.8059 | 0.12356 | 0.26878 | 1.0778 | 2.0821 | 0.33444 | 0.20889 | 0.8605 | 0.17498 | 33.8373 | 0.0026762 | 13.2435 | 311.545 | 0.024299 | 116.2693 | 5.5042 | 0.045375 | 0.62828 | 0.25568 | 4.8281 | 0.097527 | 1.8174 | 1.1288 | 1.5842 | 0.019575 | 0.11206 | 0.052067 | 4.3743 | 0.035545 | 0.50683 | 0.20555 | 9.0836 | 0.00042888 | 0.0037194 | 0.0027655 | 5.0237 | 0.021634 | 0.38272 | 0.22885 | 0.2559 | 0.0012685 | 0.021126 | 0.01358 | 1.3214 | 0.00488 | 0.085665 | 0.051276 | 0.66601 | 0.0034238 | 0.04377 | 0.18172 | 0.53798 | 0.25651 | 1.0352 | 373.2054 | 0.017882 | 1.989 | 0.012859 | 4.6898 | 4.6098 | 3.0432 | 202.5259 | 0.46159 | 8.9745 | 8.7144 | 14.6769 | 123755.8121 | 8.2869 | 317.7337 | 9.1851 | 3.9708 | 2.002 | 1.871 | 2.6358 | 1.4956 | 1.7189 | 13.1271 | 4.1825 | 0.6975 | 7.6903 | 2.5247 | 244.272 | 8.3149 | 0.45446 | 17.2381 | 26.3851 | 618.6756 | 70.3953 | 4.6591 | 2.9433 | 7.7026 | 7.0386 | 0.28928 | 1.1552 | 5.1341 | 7.185 | 5.6722 | 0.0022038 | 0.0011535 | 0.0038788 | 1.4949 | 8.121e-05 | 0.0072215 | 6.0828e-05 | 0.017245 | 0.0023845 | 0.0080928 | 13.6072 | 0.00070509 | 0.62421 | 0.31397 | 8.7801 | 1.2015 | 0.035053 | 1.3288 | 0.30904 | 0.018947 | 0.0072731 | 0.0066252 | 0.003518 | 0.0063955 | 0.0063226 | 0.054638 | 0.078112 | 0.003679 | 0.029758 | 0.010004 | 1.047 | 0.00047389 | 0.00044292 | 0.10485 | 0.11531 | 2.6492 | 0.325 | 0.022005 | 0.048741 | 0.029772 | 0.034401 | 0.0011683 | 0.0057989 | 0.019157 | 0.026324 | 0.025631 | 0.043779 | 0.017804 | 0.054805 | 17.267 | 0.0012476 | 0.10133 | 0.00080267 | 0.3997 | 0.052463 | 0.15199 | 7.9028 | 0.010251 | 21.7308 | 12.8881 | 499.4073 | 29.4554 | 1.8733 | 26.6476 | 14.4687 | 0.84889 | 0.1082 | 0.10864 | 0.056843 | 0.086074 | 0.16919 | 2.0331 | 1.5075 | 0.047482 | 0.91746 | 0.1573 | 21.2501 | 0.0036809 | 0.003329 | 9.7573 | 5.5643 | 144.0914 | 14.6912 | 1.6275 | 0.66754 | 0.43038 | 0.55515 | 0.022713 | 0.099561 | 0.35018 | 1.0018 | 1.109 | 0.029635 | 0.01084 | 0.015721 | 7.6735 | 0.00089134 | 0.22397 | 0.00057707 | 1.0161 | 0.066122 | 0.13639 | 5.6577 | 0.009017 | 17.2475 | 7.6849 | 584.27 | 20.2326 | 1.9717 | 18.7043 | 7.5814 | 0.52756 | 0.16069 | 0.22405 | 0.029562 | 0.11456 | 0.071764 | 1.7418 | 0.57092 | 0.17773 | 0.53642 | 0.2288 | 13.424 | 0.0030962 | 0.0027354 | 3.5009 | 2.8586 | 67.7472 | 7.9817 | 3.2945 | 0.26912 | 0.27989 | 0.68507 | 0.014529 | 0.053709 | 0.22099 | 1.2153 | 1.1923 | 725.6411 | 350.9886 | 214.4788 | 208.5891 | 67.5828 | 96.9163 | 43.3866 | 3779.8047 | 255.7609 | 84.6658 | 18.4935 | 108.453 | 9.6832 | 238.9993 | 101.3095 | 13.5418 | 61.0186 | 0.4483 | 2813.2795 | 2.3449 | 7.4592 | 2.0411 | 3.3973 | 13.2977 | 0.55655 | 0.77785 | 4.5136 | 0.27962 | 13.5461 | 0.96943 | 0.0028885 | 0.04524 | 0.030388 | 0.041155 | 1.5314 | 1.3416 | 12.3727 | 1.5522 | 0.99675
10 | 0.1828 | 0.02051 | 0.014537 | 1.1024 | 0.99671 | 0.99446 | 0.70331 | 0.050358 | 0.8668 | 0.58883 | 0.76511 | 0.77179 | 0.83542 | 0.21707 | 1429.6107 | 230.5958 | 0.94672 | 0.85752 | 0.15771 | 0.29291 | 0.07066 | 1.8322 | 1.4591 | 314.1983 | 0.0029789 | 157.275 | 124.5806 | 14.608 | 127.2927 | 14.4913 | 2.1753 | 60.4056 | 13.87 | 11.4536 | 2990.1155 | 83.6573 | 95.2038 | 1698.0228 | 105.8714 | 87.9221 | 259.9421 | 263.0351 | 254.0624 | 29.4485 | 58.3161 | 0.89956 | 0.30029 | 0.09484 | 0.017392 | 0.0018779 | 7.9855e-05 | 35.5771 | 9.7301 | 3.0457 | 0.92132 | 0.56087 | 0.098962 | 2.713 | 53.9093 | 1.5404 | 0.30684 | 0.8896 | 22.5876 | 90.0023 | 38.7872 | 22.935 | 150.771 | 7.9069 | 0.036892 | 0.23318 | 0.84367 | 39.6273 | 12.1606 | 911.9195 | 79.9227 | 2.7723 | 0.076131 | 0.38728 | 0.10704 | 305.509 | 159.35 | 88.8597 | 62.299 | 14.3182 | 1066.7311 | 254.7902 | 74.487 | 74.2085 | 265.7034 | 150.3066 | 87.3334 | 92.3393 | 8.4174 | 0.49957 | 0.82521 | 0.15493 | 62.4838 | 5.5843 | 1.7833 | 2.299 | 0.17762 | 8.5702e-05 | 38.9956 | 1.3405 | 0.21088 | 0.23506 | 0.12899 | 2.549 | 0.95792 | 0.99678 | 0.55491 | 67.2977 | 16.6477 | 38.7859 | 9.5999 | 137.5366 | 147.6006 | 2166.2848 | 277.947 | 418.1631 | 180.751 | 716.0368 | 308.9935 | 82.5379 | 420.9661 | 0.3429 | 0.39426 | 0.010182 | 0.065529 | 0.0099298 | 0.0053617 | 2.0439e-05 | 0.0024453 | 38.5279 | 14.1217 | 0.91135 | 0.19071 | 2.1336 | 4.1969 | 364.8744 | 93.9019 | 2.7124 | 5.1454 | 132.8998 | 7.9012 | 112.6931 | 48.2353 | 34.4668 | 103.6958 | 725.3141 | 65.8878 | 731.4298 | 10.6234 | 130.5594 | 752.9426 | 141.6621 | 106.4096 | 54.2135 | 62.0118 | 248.0416 | 51.5236 | 9.9611 | 188.1468 | 79.0869 | 12.0729 | 40.8917 | 541.6992 | 5.6408 | 74.1274 | 55.4976 | 178.0145 | 294.4215 | 84.9439 | 49.0957 | 35.3141 | 39.9922 | 0.011409 | 0.0010586 | 0.3098 | 36.0965 | 1.9952 | 12.3271 | 3.052 | 267.2204 | 11.5705 | 5.2368 | 0.47511 | 5599.3204 | 943.953 | 1522.3935 | 1280.31 | 31.0529 | 0.70459 | 23.4496 | 3.0497 | 4853.9397 | 1800.9562 | 541.2218 | 83.3197 | 136.8113 | 8.0853 | 182.0859 | 0.0011518 | 27.1009 | 0.18766 | 11.1578 | 74.2877 | 6.3592 | 49.8092 | 218.0596 | 0.11215 | 0.22947 | 2.9482 | 2.6507 | 0.28037 | 0.26691 | 1.3583 | 0.16268 | 33.2869 | 0.0028407 | 14.8514 | 323.7364 | 0.023664 | 122.447 | 5.0373 | 0.047555 | 0.67089 | 0.25807 | 4.5176 | 0.090931 | 1.8486 | 1.0569 | 1.499 | 0.018596 | 0.12227 | 0.054837 | 4.0232 | 0.039721 | 0.51125 | 0.21263 | 8.2423 | 0.00043001 | 0.0033157 | 0.0032817 | 5.1441 | 0.022038 | 0.3568 | 0.2187 | 0.2507 | 0.0012517 | 0.019328 | 0.014659 | 1.1506 | 0.0048043 | 0.10061 | 0.054734 | 0.7367 | 0.0033482 | 0.04154 | 0.17605 | 0.51111 | 0.25483 | 1.1751 | 323.9868 | 0.01421 | 1.9366 | 0.012144 | 3.6953 | 3.9181 | 2.6685 | 192.579 | 0.1366 | 10.7057 | 8.9695 | 14.3745 | 122864.0689 | 9.3252 | 292.4777 | 9.5749 | 4.4445 | 2.1715 | 1.9316 | 2.6091 | 1.7035 | 2.0234 | 15.0706 | 3.9961 | 0.67059 | 8.2173 | 2.5666 | 243.095 | 8.2274 | 0.43492 | 20.0397 | 25.355 | 690.3076 | 59.481 | 4.7898 | 2.7067 | 8.4202 | 7.1109 | 0.24376 | 1.2944 | 5.2937 | 6.5367 | 6.8143 | 0.0019611 | 0.0011822 | 0.0046058 | 1.5798 | 9.7115e-05 | 0.0072796 | 5.8619e-05 | 0.020262 | 0.0027792 | 0.0081671 | 12.5412 | 0.00080223 | 0.61239 | 0.27632 | 7.6355 | 1.2922 | 0.040033 | 1.3717 | 0.31512 | 0.018774 | 0.0080781 | 0.0063574 | 0.003301 | 0.0064118 | 0.0069477 | 0.062466 | 0.075484 | 0.0039141 | 0.030101 | 0.0099955 | 1.1046 | 0.00044709 | 0.00044743 | 0.099535 | 0.12117 | 2.6115 | 0.29107 | 0.019804 | 0.047506 | 0.029887 | 0.036734 | 0.0011971 | 0.0052042 | 0.021947 | 0.026639 | 0.027415 | 0.038243 | 0.016785 | 0.062726 | 16.958 | 0.0011749 | 0.10028 | 0.0008401 | 0.42992 | 0.053084 | 0.16191 | 7.0699 | 0.01142 | 22.3467 | 13.4345 | 538.0577 | 26.6626 | 1.8385 | 30.2532 | 13.3296 | 0.82845 | 0.10105 | 0.091818 | 0.050487 | 0.090893 | 0.16535 | 1.6927 | 1.5296 | 0.047095 | 0.90837 | 0.17927 | 17.8993 | 0.003655 | 0.0035268 | 9.6159 | 5.2744 | 158.5206 | 13.1518 | 1.7988 | 0.65265 | 0.44714 | 0.59771 | 0.019409 | 0.087911 | 0.35504 | 1.1285 | 0.97842 | 0.026755 | 0.010276 | 0.015505 | 6.3611 | 0.00083099 | 0.23676 | 0.00054368 | 0.97294 | 0.062269 | 0.11383 | 5.3093 | 0.0092053 | 17.378 | 8.0463 | 506.0697 | 17.3974 | 1.8191 | 19.9028 | 7.6708 | 0.54182 | 0.15466 | 0.22317 | 0.029148 | 0.10215 | 0.07971 | 2.0399 | 0.63501 | 0.17977 | 0.46982 | 0.22978 | 13.3095 | 0.0032464 | 0.0030553 | 4.1522 | 2.6714 | 59.2963 | 8.3871 | 3.1408 | 0.27658 | 0.31641 | 0.64733 | 0.014213 | 0.056555 | 0.23511 | 1.1214 | 1.124 | 777.6793 | 354.1847 | 243.1808 | 231.7224 | 61.7829 | 93.5185 | 37.9317 | 3571.3706 | 309.6103 | 95.9578 | 19.8301 | 121.2113 | 8.7165 | 243.013 | 85.7536 | 12.6076 | 50.161 | 0.46145 | 3080.4009 | 2.4135 | 7.3558 | 1.4481 | 2.3369 | 12.1826 | 0.59694 | 0.70526 | 4.1564 | 0.24546 | 19.5781 | 0.86812 | 0.0027007 | 0.049058 | 0.031059 | 0.049961 | 1.3697 | 1.6152 | 16.5137 | 1.6105 | 1.0518
11 | 0.18452 | 0.039067 | 0.012691 | 1.1228 | 0.99063 | 0.9908 | 0.87722 | 0.074528 | 0.84935 | 0.70471 | 0.64292 | 0.83198 | 0.82953 | 0.18398 | 1864.9859 | 209.2925 | 0.93688 | 0.87426 | 0.17163 | 0.33911 | 0.42786 | 2.7864 | 3.3176 | 563.808 | 0.00045222 | 145.7801 | 109.6549 | 15.1572 | 162.5559 | 13.5213 | 2.2148 | 59.5099 | 12.792 | 12.6994 | 2350.9714 | 81.1529 | 102.1346 | 1557.7107 | 103.7553 | 96.8645 | 285.3046 | 253.6891 | 227.0945 | 35.4091 | 51.3981 | 0.87011 | 0.19599 | 0.0026817 | 0.013875 | 0.0020246 | 9.1749e-05 | 36.1362 | 10.3563 | 3.1014 | 0.70241 | 0.52177 | 0.085918 | 2.7546 | 49.4108 | 10.0268 | 0.34635 | 0.85779 | 27.0892 | 89.1951 | 31.0557 | 23.9423 | 120.977 | 10.0721 | 0.032065 | 0.30245 | 0.87388 | 43.1863 | 13.1966 | 556.3938 | 108.4861 | 3.8721 | 0.083686 | 0.41837 | 0.11998 | 343.9607 | 130.0071 | 98.128 | 58.1249 | 15.0898 | 1081.6418 | 227.7845 | 98.8677 | 90.9716 | 239.0287 | 172.1732 | 78.7042 | 85.4495 | 6.9385 | 0.47661 | 0.86242 | 0.3482 | 61.2931 | 5.0217 | 1.9953 | 2.8457 | 0.19951 | 9.0186e-05 | 30.4172 | 1.3174 | 0.20598 | 0.22 | 0.17609 | 2.7111 | 0.96641 | 1.2151 | 0.34326 | 89.9054 | 12.2971 | 36.9048 | 8.4573 | 129.2457 | 192.7573 | 1998.4761 | 221.888 | 368.2392 | 185.4779 | 790.6379 | 398.2133 | 94.0102 | 388.8299 | 0.15173 | 0.32228 | 0.095427 | 0.074091 | 0.010235 | 0.0058463 | 2.1179e-05 | 0.0021001 | 32.6352 | 10.7284 | 1.0986 | 0.1504 | 2.0719 | 5.2046 | 307.659 | 93.385 | 3.7193 | 5.3254 | 156.3358 | 8.1719 | 136.1399 | 41.6462 | 35.3746 | 93.3198 | 633.8428 | 63.0426 | 676.0503 | 8.239 | 105.854 | 616.3849 | 130.9757 | 100.9887 | 63.3346 | 77.8686 | 199.2682 | 47.0243 | 9.0074 | 151.1378 | 75.5581 | 11.3312 | 42.1601 | 666.4402 | 6.5997 | 76.2264 | 53.6005 | 167.1912 | 295.9655 | 73.7368 | 47.8571 | 29.3204 | 52.5245 | 0.010095 | 0.0010996 | 0.26129 | 28.8691 | 2.0726 | 10.2299 | 2.6548 | 323.7554 | 10.5884 | 4.0125 | 0.50262 | 6333.3899 | 957.5692 | 1556.3196 | 1334.5397 | 27.2048 | 1.2609 | 26.7204 | 2.7051 | 5996.1663 | 1616.3163 | 618.4361 | 104.401 | 147.8125 | 9.6292 | 169.1558 | 0.0014346 | 38.5819 | 0.16797 | 14.8997 | 63.3355 | 3.2906 | 89.75 | 179.2198 | 0.11 | 0.25089 | 2.0908 | 3.4922 | 0.20544 | 0.21734 | 1.1471 | 0.17049 | 35.5806 | 0.0025529 | 13.1109 | 319.3985 | 0.025695 | 124.707 | 5.7158 | 0.042828 | 0.6339 | 0.27117 | 5.2336 | 0.0891 | 1.7188 | 1.1594 | 1.4905 | 0.018323 | 0.11408 | 0.053693 | 4.3153 | 0.038358 | 0.53898 | 0.19641 | 9.0093 | 0.00043643 | 0.0034554 | 0.0029219 | 5.5596 | 0.02012 | 0.37067 | 0.23009 | 0.26843 | 0.0011592 | 0.020469 | 0.012245 | 1.277 | 0.0049177 | 0.091492 | 0.0522 | 0.78383 | 0.0037862 | 0.047007 | 0.19208 | 0.5462 | 0.27181 | 1.0862 | 236.1648 | 0.012393 | 1.9599 | 0.011961 | 3.1885 | 5.6265 | 2.9022 | 192.7258 | 0.34651 | 10.1031 | 8.133 | 12.7526 | 106944.0471 | 8.6066 | 306.294 | 9.0631 | 4.4085 | 2.042 | 1.9223 | 2.9951 | 1.684 | 1.9596 | 12.6635 | 4.2105 | 0.69029 | 8.7322 | 2.9813 | 262.7365 | 7.6699 | 0.43685 | 19.1983 | 29.2064 | 679.2862 | 69.6628 | 4.8102 | 2.9123 | 8.0869 | 7.8068 | 0.27108 | 1.3123 | 5.4757 | 6.4113 | 6.5566 | 0.0021718 | 0.0012562 | 0.0039942 | 1.4601 | 9.096e-05 | 0.0071579 | 5.3941e-05 | 0.019278 | 0.0027433 | 0.0076046 | 12.0247 | 0.00072364 | 0.57283 | 0.32777 | 8.5581 | 1.253 | 0.034189 | 1.1743 | 0.32593 | 0.019967 | 0.0069369 | 0.0068021 | 0.0035886 | 0.0054102 | 0.0070907 | 0.055982 | 0.077975 | 0.0035861 | 0.030534 | 0.009802 | 1.0767 | 0.00040866 | 0.00045514 | 0.090188 | 0.12654 | 2.9149 | 0.32084 | 0.021657 | 0.041895 | 0.025992 | 0.034518 | 0.0012362 | 0.0047775 | 0.022074 | 0.025307 | 0.023823 | 0.036891 | 0.01693 | 0.059743 | 19.1649 | 0.0013598 | 0.10996 | 0.0009034 | 0.37438 | 0.048212 | 0.1642 | 6.9987 | 0.012225 | 22.6799 | 13.5437 | 495.4626 | 25.9738 | 1.8535 | 27.623 | 15.3406 | 0.9812 | 0.11448 | 0.095439 | 0.049944 | 0.10023 | 0.17495 | 1.9537 | 1.2814 | 0.044896 | 0.8164 | 0.15326 | 20.6395 | 0.0037306 | 0.0036062 | 10.1364 | 4.7561 | 148.905 | 13.8425 | 1.8065 | 0.68922 | 0.43803 | 0.63234 | 0.022232 | 0.094657 | 0.38849 | 1.1773 | 1.1846 | 0.028371 | 0.011825 | 0.01476 | 7.3554 | 0.00080121 | 0.22278 | 0.00053436 | 0.92522 | 0.069121 | 0.1305 | 5.1485 | 0.0088273 | 15.9447 | 8.505 | 511.0171 | 19.4982 | 1.7396 | 21.1665 | 8.4875 | 0.49557 | 0.16542 | 0.24012 | 0.027239 | 0.1059 | 0.083447 | 2.0326 | 0.53599 | 0.1859 | 0.49192 | 0.22651 | 12.7461 | 0.0030415 | 0.0031614 | 3.9328 | 3.1701 | 57.1708 | 8.1308 | 3.2633 | 0.27304 | 0.32092 | 0.71451 | 0.013431 | 0.056167 | 0.20956 | 1.2779 | 1.1094 | 689.3578 | 298.5489 | 258.5382 | 183.0204 | 57.4459 | 97.5773 | 36.7153 | 3385.2891 | 295.4896 | 89.3745 | 22.3196 | 103.8527 | 9.991 | 217.2513 | 106.7692 | 10.273 | 55.7589 | 0.33649 | 2372.9792 | 2.1049 | 7.5792 | 1.6512 | 2.5096 | 12.2794 | 0.5528 | 0.87567 | 2.8639 | 0.29833 | 18.7335 | 0.90686 | 0.0027211 | 0.046632 | 0.0315 | 0.051877 | 1.1564 | 1.4925 | 13.2116 | 1.294 | 1.2973
12 | 0.1526 | 0.025268 | 0.0084708 | 1.4459 | 0.99478 | 0.99916 | 0.88218 | 0.067606 | 0.79821 | 0.54147 | 0.65976 | 0.81909 | 0.86626 | 0.23878 | 1778.5963 | 356.2791 | 0.95833 | 0.80556 | 0.17772 | 0.1803 | 0.089592 | 0.83367 | 5.0051 | 303.1063 | 0.0049535 | 142.6107 | 94.9545 | 15.8442 | 165.4286 | 13.7677 | 1.5452 | 69.5122 | 17.2614 | 9.5516 | 2909.9722 | 93.76 | 105.4847 | 1894.2499 | 101.6148 | 102.2252 | 292.3103 | 228.5704 | 199.353 | 31.6569 | 51.1212 | 0.86344 | 0.18469 | 0.37031 | 0.015147 | 0.0021254 | 6.9355e-05 | 37.9106 | 10.1718 | 2.8759 | 0.82576 | 0.56708 | 0.10702 | 2.4809 | 67.1747 | 12.3143 | 0.26708 | 0.82965 | 18.2881 | 124.4522 | 28.4416 | 17.8715 | 148.5926 | 8.7077 | 0.031266 | 0.25182 | 0.76645 | 34.1822 | 12.6479 | 859.5016 | 105.1573 | 2.7075 | 0.097092 | 0.48074 | 0.096505 | 279.9557 | 150.2414 | 98.4951 | 66.3205 | 15.4599 | 1323.4003 | 263.6936 | 86.1815 | 69.272 | 281.0333 | 143.586 | 91.0608 | 80.9586 | 7.7782 | 0.82579 | 0.67267 | 0.45262 | 67.7065 | 5.9514 | 2.3012 | 2.4024 | 0.1662 | 7.9602e-05 | 35.093 | 1.1655 | 0.25182 | 0.22888 | 0.14294 | 2.8308 | 0.96397 | 1.3009 | 0.52149 | 95.8832 | 17.9437 | 28.7169 | 8.7346 | 143.9254 | 205.3954 | 1861.5235 | 253.1999 | 411.314 | 202.5877 | 697.8683 | 319.6669 | 89.6205 | 479.1726 | 0.12755 | 0.04063 | 0.05849 | 0.080317 | 0.0091238 | 0.0052561 | 1.9728e-05 | 0.0022267 | 34.6435 | 11.8885 | 0.95185 | 0.20049 | 2.374 | 4.9832 | 330.2165 | 83.6931 | 2.912 | 5.6317 | 136.7463 | 9.9781 | 125.8368 | 41.0417 | 29.5625 | 96.918 | 583.332 | 63.6706 | 683.131 | 10.586 | 131.7022 | 725.8103 | 160.1027 | 105.1361 | 56.1426 | 65.7553 | 221.8717 | 52.7143 | 7.8676 | 196.5429 | 82.1534 | 10.3967 | 47.9443 | 662.9725 | 6.7368 | 68.5646 | 56.6712 | 182.9967 | 281.7779 | 85.1746 | 56.4286 | 34.2921 | 50.7793 | 0.0084182 | 0.0011664 | 0.27354 | 36.4667 | 2.6546 | 13.2994 | 2.2524 | 337.1157 | 7.7228 | 5.7113 | 0.59665 | 6622.618 | 782.3719 | 1268.8632 | 1436.5508 | 34.6953 | 1.0127 | 25.9278 | 2.3843 | 5185.1758 | 1322.8817 | 590.7447 | 89.2577 | 117.5209 | 9.253 | 192.1803 | 0.0012429 | 31.7499 | 0.17664 | 11.8192 | 56.2717 | 6.1266 | 54.7848 | 201.0359 | 0.10827 | 0.2224 | 1.382 | 3.9963 | 0.22593 | 0.23891 | 1.1759 | 0.15069 | 32.6463 | 0.0026065 | 14.1041 | 307.7986 | 0.022983 | 123.3599 | 5.6305 | 0.048323 | 0.63982 | 0.2618 | 5.0902 | 0.085803 | 1.9351 | 1.0478 | 1.4296 | 0.019057 | 0.1128 | 0.055018 | 4.4815 | 0.040022 | 0.53394 | 0.21824 | 7.9383 | 0.00041971 | 0.0036009 | 0.0029778 | 5.2963 | 0.019536 | 0.35844 | 0.21088 | 0.26282 | 0.0011741 | 0.020676 | 0.01347 | 1.1115 | 0.0055566 | 0.10011 | 0.050793 | 0.72259 | 0.0038846 | 0.043563 | 0.1837 | 0.51404 | 0.26084 | 1.0925 | 273.8688 | 0.016399 | 1.9732 | 0.012703 | 5.207 | 4.1871 | 3.0591 | 195.4164 | 0.24714 | 9.2381 | 8.3993 | 13.8062 | 104150.2132 | 9.2665 | 323.1631 | 9.399 | 4.1138 | 1.9198 | 1.8195 | 2.6817 | 1.4714 | 1.8859 | 14.6868 | 4.2801 | 0.68319 | 7.4566 | 2.7294 | 251.7722 | 8.5198 | 0.40089 | 18.5974 | 25.813 | 631.84 | 67.1388 | 4.7161 | 3.1317 | 7.0584 | 8.1264 | 0.29278 | 1.1706 | 4.9436 | 7.3955 | 5.8356 | 0.0021563 | 0.0013139 | 0.0041206 | 1.5137 | 8.0986e-05 | 0.0064646 | 6.1971e-05 | 0.019029 | 0.0028226 | 0.0079995 | 13.8767 | 0.00076024 | 0.63314 | 0.28446 | 7.4947 | 1.2126 | 0.038563 | 1.3396 | 0.29907 | 0.019201 | 0.0072055 | 0.0076915 | 0.003467 | 0.0059465 | 0.0068933 | 0.062061 | 0.081072 | 0.003447 | 0.035062 | 0.010354 | 1.2203 | 0.00046551 | 0.00048086 | 0.096148 | 0.12636 | 2.8481 | 0.29665 | 0.019928 | 0.045959 | 0.02883 | 0.032874 | 0.0011896 | 0.0053577 | 0.01816 | 0.026025 | 0.026436 | 0.040429 | 0.017302 | 0.057892 | 18.1112 | 0.0013172 | 0.098049 | 0.00091405 | 0.45346 | 0.048736 | 0.15021 | 7.616 | 0.011153 | 21.1681 | 15.2331 | 518.1617 | 30.4164 | 1.6222 | 29.4783 | 13.9125 | 0.96929 | 0.10616 | 0.099272 | 0.054396 | 0.091626 | 0.17101 | 1.8588 | 1.4936 | 0.045504 | 0.76881 | 0.18085 | 21.5213 | 0.0033643 | 0.0034288 | 10.3259 | 5.3568 | 145.481 | 15.1371 | 1.839 | 0.58537 | 0.46398 | 0.67201 | 0.01956 | 0.090563 | 0.38461 | 1.0182 | 1.0341 | 0.027953 | 0.010972 | 0.015375 | 7.0128 | 0.00079814 | 0.22868 | 0.00055631 | 0.94661 | 0.061494 | 0.13441 | 5.6918 | 0.0081197 | 17.5319 | 9.0386 | 502.792 | 18.5266 | 1.9047 | 19.5977 | 8.8462 | 0.52137 | 0.15003 | 0.19807 | 0.032054 | 0.099897 | 0.080361 | 1.8038 | 0.54357 | 0.19001 | 0.48426 | 0.21675 | 11.3343 | 0.0029183 | 0.0030955 | 4.1018 | 2.8941 | 67.0232 | 7.776 | 3.0593 | 0.26619 | 0.27612 | 0.7377 | 0.012703 | 0.049085 | 0.24626 | 1.3112 | 1.16 | 641.7538 | 329.2719 | 257.4775 | 219.0458 | 70.6779 | 89.7827 | 38.6159 | 3208.4811 | 303.5533 | 83.3696 | 17.3561 | 118.8415 | 8.3073 | 210.0923 | 94.0291 | 11.2878 | 58.6704 | 0.32675 | 3744.8088 | 2.0183 | 5.9268 | 1.5183 | 3.0148 | 12.8035 | 0.41644 | 0.6647 | 4.0103 | 0.21831 | 9.5757 | 1.0103 | 0.002641 | 0.043013 | 0.035549 | 0.059525 | 1.1664 | 1.5167 | 11.5013 | 1.5326 | 1.3564
13 | 0.13561 | 0.031126 | 0.0095344 | 1.408 | 0.99358 | 0.99649 | 0.917 | 0.096727 | 0.83972 | 0.52693 | 0.69402 | 0.73513 | 0.78409 | 0.23109 | 988.8799 | 335.5563 | 0.94908 | 0.82014 | 0.13459 | 0.19139 | 0.39598 | 2.9447 | 6.8389 | 383.4432 | 0.0014042 | 128.0825 | 114.6552 | 11.9973 | 156.6959 | 16.5514 | 2.0819 | 48.3005 | 15.2484 | 10.1953 | 2481.0734 | 76.1787 | 96.774 | 1654.3825 | 111.2312 | 81.0451 | 289.0102 | 220.5157 | 260.6283 | 28.8196 | 47.525 | 0.92842 | 0.32651 | 0.10659 | 0.014085 | 0.0021907 | 8.4548e-05 | 32.296 | 12.1872 | 3.364 | 0.76028 | 0.59089 | 0.088659 | 2.3106 | 46.8393 | 2.5476 | 0.24686 | 0.77633 | 23.472 | 101.7816 | 36.5257 | 14.9552 | 124.0356 | 10.1518 | 0.038556 | 0.24596 | 0.85505 | 40.2678 | 13.5844 | 784.3615 | 121.5013 | 2.114 | 0.12929 | 0.51588 | 0.079409 | 334.4151 | 135.5829 | 82.2232 | 65.84 | 17.4511 | 1292.0097 | 285.0381 | 85.6099 | 80.9496 | 250.5809 | 182.5231 | 78.0264 | 81.3448 | 7.1112 | 0.40504 | 0.71092 | 0.17008 | 50.4317 | 5.162 | 2.1738 | 2.6961 | 0.14645 | 7.1639e-05 | 36.1143 | 0.92948 | 0.23044 | 0.27367 | 0.16039 | 2.4838 | 0.95588 | 0.90951 | 0.42193 | 74.2127 | 19.3382 | 31.3772 | 7.6578 | 154.7152 | 172.6494 | 2016.2777 | 264.6049 | 293.0306 | 197.7088 | 909.1755 | 357.5963 | 78.514 | 486.4578 | 0.035537 | 0.24687 | 0.021881 | 0.074904 | 0.0082308 | 0.006643 | 2.3503e-05 | 0.0026025 | 26.6484 | 11.6505 | 0.87996 | 0.18264 | 2.2652 | 4.4048 | 399.6839 | 87.4915 | 3.3834 | 4.9278 | 135.4519 | 9.8849 | 118.0393 | 46.3634 | 37.0559 | 78.9183 | 761.434 | 71.5239 | 704.5117 | 8.8533 | 110.9174 | 636.51 | 166.3802 | 108.5509 | 57.1667 | 59.8467 | 218.569 | 48.0632 | 8.5555 | 182.1371 | 93.7318 | 11.5301 | 53.6472 | 555.2079 | 6.0351 | 78.0224 | 62.0755 | 210.4103 | 256.563 | 90.1788 | 44.3737 | 32.4701 | 47.9482 | 0.0093758 | 0.0012109 | 0.29552 | 33.9022 | 2.3821 | 14.1145 | 2.5575 | 237.1276 | 12.2355 | 5.8671 | 0.46765 | 7513.9695 | 803.9677 | 1405.995 | 1468.978 | 26.8255 | 0.79968 | 23.5646 | 2.997 | 4754.1582 | 1852.5842 | 488.529 | 82.2736 | 155.5083 | 9.0972 | 190.0489 | 0.0015706 | 32.772 | 0.15145 | 12.2146 | 48.6792 | 4.5275 | 61.6919 | 187.5161 | 0.10471 | 0.27212 | 1.8373 | 3.2813 | 0.23687 | 0.24663 | 1.2275 | 0.19166 | 35.875 | 0.0027509 | 13.3791 | 327.1462 | 0.022169 | 127.6708 | 5.2078 | 0.046048 | 0.65879 | 0.2577 | 4.7105 | 0.093471 | 1.7983 | 1.1524 | 1.6064 | 0.017646 | 0.1226 | 0.05338 | 4.4455 | 0.036328 | 0.55599 | 0.208 | 8.1625 | 0.00043921 | 0.003782 | 0.0028875 | 5.2142 | 0.019086 | 0.35235 | 0.23382 | 0.28996 | 0.0012476 | 0.020195 | 0.013057 | 1.3431 | 0.0058298 | 0.098849 | 0.057251 | 0.76531 | 0.0036712 | 0.04823 | 0.19439 | 0.53827 | 0.25182 | 1.1046 | 341.9998 | 0.016688 | 2.004 | 0.011053 | 5.0654 | 4.4219 | 2.3562 | 202.2585 | 0.41369 | 9.8878 | 8.5178 | 13.6181 | 121694.8029 | 9.1611 | 336.1128 | 8.0276 | 4.3552 | 2.2415 | 1.8467 | 2.7457 | 1.6583 | 1.7934 | 12.8025 | 4.0605 | 0.74924 | 7.7317 | 2.9619 | 286.9814 | 9.1016 | 0.47716 | 16.7954 | 28.7266 | 663.1398 | 66.2585 | 4.6037 | 2.5844 | 7.2004 | 7.9584 | 0.28054 | 1.1914 | 5.5412 | 6.4602 | 6.6988 | 0.0019237 | 0.0013009 | 0.00448 | 1.3628 | 8.6294e-05 | 0.0064131 | 6.3595e-05 | 0.018593 | 0.0025444 | 0.0087431 | 11.8711 | 0.00076981 | 0.65536 | 0.31045 | 7.7432 | 1.3077 | 0.040866 | 1.4142 | 0.27973 | 0.020472 | 0.0079843 | 0.0074537 | 0.003714 | 0.0064943 | 0.0073785 | 0.057979 | 0.068447 | 0.0037136 | 0.032419 | 0.011298 | 1.1158 | 0.00043322 | 0.00047345 | 0.10807 | 0.12998 | 2.946 | 0.27541 | 0.020982 | 0.048098 | 0.024743 | 0.038757 | 0.0011608 | 0.0055233 | 0.020916 | 0.025546 | 0.02311 | 0.043201 | 0.018077 | 0.063861 | 16.3723 | 0.0013304 | 0.099557 | 0.00077948 | 0.38475 | 0.046722 | 0.15837 | 7.1344 | 0.011284 | 20.9245 | 13.0255 | 454.1227 | 31.269 | 1.7047 | 30.9292 | 13.0056 | 0.82464 | 0.10381 | 0.099724 | 0.052357 | 0.10328 | 0.17961 | 1.9038 | 1.2745 | 0.042504 | 0.79805 | 0.15033 | 20.8434 | 0.0031383 | 0.0031652 | 9.1771 | 4.8467 | 139.5874 | 14.4811 | 1.7149 | 0.64662 | 0.39354 | 0.63837 | 0.020966 | 0.08609 | 0.35968 | 0.98973 | 1.0134 | 0.025799 | 0.012127 | 0.014373 | 7.083 | 0.00083606 | 0.21806 | 0.00058553 | 0.89359 | 0.0695 | 0.12644 | 5.5416 | 0.0093771 | 15.535 | 7.6211 | 491.5209 | 19.7354 | 1.7872 | 20.6996 | 8.6315 | 0.53332 | 0.15597 | 0.22875 | 0.031762 | 0.11835 | 0.077073 | 1.7295 | 0.60617 | 0.1712 | 0.49588 | 0.20637 | 11.2035 | 0.0028113 | 0.0032509 | 4.0634 | 2.7129 | 63.6952 | 9.1338 | 3.1839 | 0.2636 | 0.29355 | 0.68839 | 0.013119 | 0.054888 | 0.23309 | 1.1863 | 1.2351 | 739.9621 | 319.3193 | 209.8142 | 189.9879 | 71.2741 | 94.2824 | 39.5288 | 3098.5644 | 291.957 | 79.4224 | 19.9551 | 128.1573 | 8.1619 | 254.6641 | 110.8341 | 12.1853 | 57.0128 | 0.42596 | 3305.8317 | 2.7323 | 5.3403 | 1.7122 | 2.8376 | 10.2923 | 0.52824 | 0.94594 | 3.5287 | 0.30787 | 10.1844 | 0.93351 | 0.0027573 | 0.040789 | 0.034606 | 0.046474 | 1.5652 | 1.6411 | 14.4539 | 1.3232 | 1.2644
14 | 0.1899 | 0.024008 | 0.015567 | 1.2686 | 0.99199 | 0.99667 | 0.81235 | 0.040919 | 0.87504 | 0.44698 | 0.60198 | 0.78387 | 0.89684 | 0.20998 | 1118.6706 | 296.4302 | 0.94478 | 0.83373 | 0.1547 | 0.16433 | 0.29525 | 1.2048 | 2.1188 | 482.4287 | 0.0058359 | 142.4332 | 98.2454 | 13.0795 | 155.4019 | 15.5901 | 2.1325 | 62.1937 | 14.6979 | 12.6347 | 2660.2649 | 99.8767 | 80.8803 | 1916.9421 | 122.2822 | 84.9149 | 267.7239 | 259.8501 | 210.9469 | 33.1244 | 59.2335 | 0.82668 | 0.16882 | 0.1915 | 0.016828 | 0.0019773 | 7.6196e-05 | 29.8488 | 11.0103 | 2.7222 | 1.028 | 0.66237 | 0.11281 | 2.642 | 60.9912 | 2.081 | 0.30561 | 0.83832 | 27.6751 | 84.339 | 31.6936 | 22.1694 | 122.3339 | 9.2609 | 0.035283 | 0.29632 | 0.90934 | 37.8216 | 21.5803 | 518.9416 | 101.1424 | 3.4519 | 0.1087 | 0.52975 | 0.07574 | 258.8955 | 141.9416 | 89.8034 | 70.0531 | 16.3711 | 1256.3802 | 215.6764 | 91.1171 | 88.1569 | 277.2989 | 154.5197 | 89.108 | 76.8889 | 8.9079 | 0.8554 | 0.66743 | 0.31137 | 57.4416 | 4.815 | 2.0736 | 2.0277 | 0.19413 | 8.0257e-05 | 28.096 | 1.0521 | 0.215 | 0.23957 | 0.13496 | 2.952 | 0.95606 | 1.3597 | 0.41734 | 86.0948 | 19.4691 | 29.1833 | 8.5051 | 146.0455 | 188.9099 | 1736.3419 | 228.2672 | 399.6265 | 200.6214 | 746.821 | 355.0622 | 98.0453 | 428.5661 | 0.30386 | 0.12877 | 0.12783 | 0.07192 | 0.0080088 | 0.0065085 | 2.4504e-05 | 0.0023364 | 30.2052 | 13.7788 | 0.85158 | 0.15498 | 2.5423 | 6.4097 | 311.6542 | 75.0573 | 3.1465 | 5.9694 | 128.4858 | 8.6634 | 138.646 | 39.3274 | 32.7445 | 82.5558 | 712.4539 | 62.4702 | 629.5647 | 8.6382 | 105.045 | 740.4541 | 138.9059 | 99.4232 | 62.6893 | 66.7869 | 237.9347 | 52.2597 | 9.7406 | 183.7742 | 91.5276 | 12.3226 | 42.7415 | 548.0311 | 7.2703 | 85.1381 | 71.5998 | 164.753 | 303.4942 | 81.4857 | 54.1125 | 33.0935 | 42.5623 | 0.0091264 | 0.0011808 | 0.22798 | 29.2468 | 2.1659 | 9.1184 | 2.5951 | 254.6439 | 10.8757 | 3.9437 | 0.39115 | 6243.5784 | 765.7207 | 1205.965 | 1392.3048 | 32.1305 | 1.1966 | 21.3988 | 2.7769 | 5116.0276 | 1660.4835 | 544.7545 | 90.4622 | 150.5771 | 9.9083 | 149.6974 | 0.0015166 | 28.9464 | 0.15416 | 14.1473 | 62.259 | 4.8023 | 77.0147 | 210.7204 | 0.12556 | 0.25863 | 2.3927 | 2.4685 | 0.2039 | 0.26001 | 1.0372 | 0.12002 | 34.4413 | 0.0027676 | 14.6715 | 306.9165 | 0.02245 | 110.9789 | 5.283 | 0.044737 | 0.6763 | 0.27926 | 5.0045 | 0.08905 | 1.8343 | 1.1071 | 1.4791 | 0.019655 | 0.1166 | 0.056797 | 4.5636 | 0.037893 | 0.52252 | 0.20663 | 7.8848 | 0.00048105 | 0.0035504 | 0.0030508 | 4.9276 | 0.021895 | 0.34495 | 0.23792 | 0.26424 | 0.0010904 | 0.021714 | 0.012344 | 1.2245 | 0.0054871 | 0.093389 | 0.055674 | 0.64835 | 0.0034367 | 0.04257 | 0.16131 | 0.54294 | 0.28894 | 1.1296 | 282.1355 | 0.014931 | 1.9964 | 0.011839 | 3.6191 | 5.2365 | 2.2816 | 188.7424 | 0.21078 | 10.3964 | 9.5909 | 14.6017 | 124522.9689 | 9.0067 | 349.9065 | 9.2575 | 4.5616 | 2.0593 | 2.0567 | 2.9587 | 1.7262 | 1.8256 | 14.4195 | 3.7821 | 0.74079 | 8.5795 | 2.8549 | 283.3889 | 7.5521 | 0.46549 | 18.8124 | 27.3654 | 652.8845 | 61.4432 | 4.8623 | 2.8215 | 8.1226 | 6.9655 | 0.24107 | 1.1182 | 5.0108 | 7.0989 | 6.8724 | 0.002143 | 0.0012355 | 0.0046488 | 1.479 | 8.7666e-05 | 0.0066502 | 6.4712e-05 | 0.01696 | 0.0024084 | 0.0076876 | 12.2288 | 0.00077875 | 0.66254 | 0.27334 | 8.6652 | 1.1838 | 0.034736 | 1.2027 | 0.28826 | 0.020777 | 0.007388 | 0.0072429 | 0.0033182 | 0.0058899 | 0.0074842 | 0.056809 | 0.068331 | 0.0038483 | 0.032 | 0.011613 | 1.0651 | 0.0004186 | 0.00041139 | 0.10532 | 0.12526 | 2.8604 | 0.30592 | 0.021874 | 0.049495 | 0.026857 | 0.038104 | 0.0011242 | 0.0056858 | 0.02107 | 0.023163 | 0.026219 | 0.039776 | 0.018331 | 0.060476 | 19.196 | 0.0013022 | 0.10399 | 0.00085198 | 0.40342 | 0.049939 | 0.16705 | 6.7212 | 0.012034 | 23.5991 | 14.0306 | 515.6361 | 28.3852 | 1.6319 | 27.8502 | 14.842 | 0.83889 | 0.11268 | 0.10925 | 0.054149 | 0.098965 | 0.15965 | 1.7751 | 1.3966 | 0.041534 | 0.83293 | 0.16013 | 18.3292 | 0.0032275 | 0.0035584 | 10.8056 | 5.5526 | 150.3784 | 13.2617 | 1.5566 | 0.62462 | 0.43633 | 0.60657 | 0.019781 | 0.098493 | 0.36605 | 1.0405 | 1.1672 | 0.027846 | 0.010869 | 0.014354 | 6.8589 | 0.00086958 | 0.23087 | 0.00056882 | 0.95164 | 0.071267 | 0.1257 | 5.8598 | 0.0086181 | 16.7426 | 7.7804 | 539.1105 | 18.2638 | 1.6358 | 18.8976 | 8.184 | 0.51527 | 0.13587 | 0.20791 | 0.028645 | 0.11294 | 0.075892 | 1.9114 | 0.63154 | 0.18472 | 0.53 | 0.20895 | 11.5354 | 0.003173 | 0.0027136 | 4.0163 | 2.8354 | 61.7018 | 7.5501 | 2.8858 | 0.28128 | 0.31308 | 0.67338 | 0.01395 | 0.051815 | 0.23962 | 1.227 | 1.3093 | 655.5893 | 282.101 | 216.6768 | 197.4024 | 62.9509 | 111.5914 | 39.1206 | 3706.0213 | 299.4971 | 101.5776 | 21.0946 | 139.4082 | 10.4236 | 203.3205 | 104.0026 | 11.6448 | 54.7117 | 0.4722 | 2564.2343 | 2.0093 | 6.4407 | 1.5922 | 2.0905 | 10.9772 | 0.47146 | 0.71829 | 3.8512 | 0.32549 | 12.6157 | 0.94324 | 0.0027661 | 0.044771 | 0.032456 | 0.056086 | 1.6736 | 1.4153 | 14.0892 | 1.6316 | 1.1538
15 | 0.14855 | 0.0071156 | 0.028629 | 1.4705 | 0.99716 | 0.99977 | 0.86023 | 0.076848 | 0.88186 | 0.69455 | 0.80692 | 0.84768 | 0.80008 | 0.19065 | 2172.9537 | 191.0212 | 0.95541 | 0.84782 | 0.20533 | 0.27778 | 0.17188 | 2.7087 | 7.2014 | 257.1186 | 0.0067218 | 131.2758 | 100.685 | 16.0299 | 136.3892 | 14.7832 | 2.0358 | 56.4208 | 17.0417 | 13.1235 | 2520.97 | 90.772 | 82.4223 | 1509.507 | 107.8954 | 100.9816 | 264.7276 | 215.386 | 235.5934 | 32.0171 | 46.587 | 0.88525 | 0.12939 | 0.27785 | 0.016542 | 0.001779 | 9.076e-05 | 30.7733 | 11.1417 | 3.2316 | 0.78823 | 0.58643 | 0.1194 | 1.9366 | 69.149 | 9.5437 | 0.29351 | 0.80908 | 24.6841 | 125.852 | 34.5503 | 23.3441 | 136.2814 | 8.5801 | 0.033728 | 0.31205 | 0.97978 | 30.17 | 18.9635 | 854.6128 | 138.3792 | 2.2003 | 0.094774 | 0.56551 | 0.080552 | 298.2882 | 154.6306 | 82.6748 | 56.8593 | 16.1806 | 1313.6041 | 234.9914 | 79.182 | 75.9967 | 243.9837 | 166.7379 | 93.9348 | 71.0083 | 8.3017 | 0.55638 | 0.59595 | 0.43865 | 55.4161 | 6.2621 | 1.9262 | 2.5086 | 0.14067 | 8.7712e-05 | 27.1978 | 1.2323 | 0.25568 | 0.19337 | 0.15068 | 3.4631 | 0.95804 | 1.0482 | 0.46191 | 71.9208 | 14.8464 | 39.8232 | 8.6011 | 127.5142 | 206.8939 | 2226.096 | 257.4809 | 339.5385 | 190.0296 | 768.1555 | 385.6469 | 88.8239 | 392.4542 | 0.32186 | 0.21794 | 0.078225 | 0.059724 | 0.010485 | 0.0067505 | 2.2993e-05 | 0.0018939 | 36.3963 | 11.1042 | 1.0677 | 0.17881 | 2.1634 | 5.9833 | 416.168 | 65.4194 | 2.9862 | 6.0214 | 152.4298 | 9.631 | 107.8778 | 50.9727 | 35.673 | 93.7443 | 620.33 | 70.9475 | 640.1097 | 9.7911 | 124.1004 | 815.7418 | 157.0778 | 94.1734 | 49.7687 | 60.9106 | 202.5619 | 50.6992 | 9.4972 | 164.9426 | 81.2749 | 11.8936 | 43.4919 | 583.492 | 7.2802 | 76.7396 | 66.4756 | 186.4683 | 318.9826 | 94.6512 | 52.644 | 34.7036 | 46.5555 | 0.0097361 | 0.0011144 | 0.2224 | 38.3424 | 2.8735 | 12.0334 | 2.4826 | 298.5279 | 12.2883 | 4.5672 | 0.49287 | 6430.178 | 864.7464 | 1445.9955 | 1096.5163 | 33.8157 | 0.97676 | 22.1074 | 2.4977 | 5853.4346 | 1128.5606 | 594.7791 | 109.0748 | 123.1387 | 10.1195 | 163.2742 | 0.0015907 | 29.3189 | 0.14831 | 14.5192 | 69.9554 | 3.7388 | 92.0745 | 232.6922 | 0.10622 | 0.24541 | 2.2419 | 3.5948 | 0.12311 | 0.20534 | 1.3282 | 0.19328 | 30.6284 | 0.0028093 | 12.5474 | 281.4672 | 0.02394 | 120.5487 | 5.5637 | 0.046889 | 0.60679 | 0.25936 | 4.8499 | 0.10071 | 1.8842 | 1.1124 | 1.4435 | 0.01891 | 0.10845 | 0.049699 | 4.7233 | 0.041619 | 0.52453 | 0.21011 | 8.5176 | 0.00041055 | 0.0034987 | 0.0032176 | 5.337 | 0.018347 | 0.39409 | 0.22461 | 0.28117 | 0.0010997 | 0.020932 | 0.01316 | 1.2587 | 0.0053692 | 0.084973 | 0.052535 | 0.71108 | 0.0034895 | 0.041192 | 0.18793 | 0.54129 | 0.28297 | 1.1434 | 249.7 | 0.014688 | 1.9442 | 0.012683 | 5.2743 | 4.7502 | 2.4133 | 199.344 | 0.072476 | 9.4452 | 9.3218 | 15.2439 | 111757.5371 | 8.1651 | 344.6526 | 9.3478 | 4.6366 | 2.1427 | 1.7635 | 2.8064 | 1.7221 | 1.7679 | 14.3017 | 3.8041 | 0.64855 | 8.0531 | 2.6879 | 279.5496 | 8.871 | 0.40725 | 18.0979 | 24.278 | 642.9338 | 64.9449 | 4.5522 | 2.6206 | 8.3414 | 8.4087 | 0.27744 | 1.123 | 5.6532 | 6.8945 | 6.314 | 0.0019793 | 0.0012782 | 0.0039239 | 1.4311 | 9.3902e-05 | 0.0067568 | 6.2444e-05 | 0.018338 | 0.0026505 | 0.0074697 | 11.6232 | 0.00069143 | 0.69154 | 0.29109 | 8.4747 | 1.2612 | 0.041356 | 1.2166 | 0.31994 | 0.021007 | 0.0073298 | 0.0064857 | 0.0035593 | 0.0057411 | 0.0067409 | 0.053286 | 0.074701 | 0.0037701 | 0.034047 | 0.010917 | 1.1393 | 0.00042195 | 0.00040664 | 0.10042 | 0.11942 | 2.8255 | 0.32373 | 0.01924 | 0.04356 | 0.029402 | 0.037016 | 0.0010927 | 0.0051408 | 0.020734 | 0.027323 | 0.024486 | 0.042482 | 0.015884 | 0.061601 | 17.4815 | 0.0013056 | 0.093764 | 0.0008243 | 0.41239 | 0.049071 | 0.15615 | 7.3647 | 0.010895 | 22.6161 | 13.6739 | 482.4687 | 30.5677 | 1.8995 | 30.4788 | 14.8666 | 0.93542 | 0.1135 | 0.10753 | 0.057167 | 0.086862 | 0.15854 | 1.9264 | 1.3196 | 0.041202 | 0.86759 | 0.16243 | 18.2762 | 0.0035625 | 0.0034554 | 10.0319 | 5.1166 | 163.7995 | 15.5611 | 1.6393 | 0.60445 | 0.46128 | 0.65363 | 0.019142 | 0.095979 | 0.39369 | 1.0071 | 1.154 | 0.028523 | 0.010088 | 0.015261 | 7.581 | 0.00081524 | 0.21014 | 0.00060135 | 0.99034 | 0.066734 | 0.13333 | 5.2178 | 0.0078231 | 14.8715 | 8.5608 | 557.2118 | 17.7183 | 1.6696 | 17.4364 | 9.1308 | 0.50649 | 0.1425 | 0.21307 | 0.031623 | 0.098452 | 0.076326 | 1.9941 | 0.61667 | 0.19442 | 0.52369 | 0.21217 | 13.16 | 0.0030631 | 0.0031869 | 3.8903 | 3.1057 | 66.4984 | 8.4421 | 2.9537 | 0.25076 | 0.29798 | 0.72554 | 0.013338 | 0.057557 | 0.22483 | 1.1053 | 1.2636 | 698.153 | 325.5196 | 251.004 | 193.3792 | 55.6901 | 100.983 | 41.5176 | 3037.7999 | 322.3277 | 82.0103 | 21.731 | 132.8349 | 7.9402 | 208.2039 | 86.6656 | 12.7209 | 61.3245 | 0.3854 | 3034.0502 | 2.8156 | 7.1998 | 1.9109 | 2.6474 | 11.7227 | 0.64954 | 0.63026 | 3.3595 | 0.28223 | 12.0781 | 0.89561 | 0.0029626 | 0.042058 | 0.033869 | 0.042178 | 1.4703 | 1.3887 | 16.8125 | 1.4156 | 0.98563
16 | 0.16635 | 0.026116 | 0.023054 | 1.2011 | 0.99967 | 0.99361 | 0.67748 | 0.044277 | 0.83097 | 0.56585 | 0.83939 | 0.72485 | 0.84401 | 0.17479 | 1176.8492 | 277.1405 | 0.95098 | 0.82658 | 0.18936 | 0.2198 | 0.34923 | 3.3492 | 6.3039 | 465.8094 | 0.0062979 | 149.0964 | 111.3686 | 17.7261 | 135.8793 | 15.7039 | 2.0654 | 44.3272 | 14.3628 | 10.3961 | 2300.8804 | 81.7149 | 88.0496 | 1463.4221 | 114.7625 | 80.618 | 250.7986 | 281.8538 | 197.544 | 31.3 | 44.4688 | 0.75264 | 0.097485 | 0.32771 | 0.016996 | 0.0017066 | 7.3053e-05 | 32.5271 | 11.8707 | 2.9911 | 0.72113 | 0.48259 | 0.10587 | 2.1637 | 59.989 | 11.3771 | 0.32382 | 0.79476 | 21.6248 | 115.1021 | 29.8891 | 21.1629 | 144.7919 | 7.701 | 0.033306 | 0.28104 | 0.68094 | 28.0846 | 16.6545 | 604.7526 | 86.0673 | 3.0931 | 0.072262 | 0.44056 | 0.088524 | 294.6168 | 132.2342 | 80.0006 | 61.7565 | 16.811 | 1359.1173 | 248.1593 | 101.0535 | 76.7269 | 261.53 | 178.0791 | 98.4676 | 70.3263 | 8.0441 | 0.41465 | 0.73794 | 0.41428 | 50.2205 | 5.4099 | 1.83 | 2.3743 | 0.18149 | 9.3817e-05 | 37.0204 | 1.3741 | 0.21897 | 0.25313 | 0.17269 | 2.6525 | 0.95423 | 1.2729 | 0.47983 | 78.7499 | 15.2778 | 26.4139 | 9.9761 | 135.8327 | 110.4965 | 2066.687 | 238.5013 | 302.1244 | 152.4362 | 875.0436 | 392.6463 | 96.1818 | 412.2234 | 0.40916 | 0.2252 | 0.16788 | 0.080641 | 0.010669 | 0.0062435 | 2.1783e-05 | 0.0023547 | 39.6286 | 11.4509 | 1.0517 | 0.1627 | 2.6497 | 5.7714 | 370.5806 | 82.0653 | 3.8633 | 4.5548 | 123.6388 | 8.9252 | 115.6179 | 44.5724 | 33.8146 | 101.9168 | 593.0563 | 66.8036 | 666.6363 | 8.9317 | 122.5621 | 668.7956 | 162.4861 | 82.9671 | 49.9951 | 74.251 | 257.8166 | 63.0825 | 8.416 | 167.6173 | 84.316 | 12.2299 | 54.0748 | 618.6365 | 6.1759 | 70.5658 | 59.3314 | 180.6436 | 263.3054 | 78.4545 | 46.9204 | 30.0741 | 51.3188 | 0.010526 | 0.0014011 | 0.28731 | 33.4759 | 2.544 | 8.801 | 3.2335 | 316.7837 | 9.5556 | 4.9292 | 0.61143 | 6917.916 | 731.0816 | 1292.087 | 1397.8791 | 31.7709 | 0.88554 | 26.4444 | 2.8771 | 4979.3835 | 1526.5832 | 498.4647 | 92.3637 | 131.076 | 10.2324 | 157.4857 | 0.001211 | 31.7053 | 0.16259 | 11.3921 | 66.9739 | 4.0954 | 74.1635 | 166.8894 | 0.11992 | 0.22626 | 2.8567 | 2.5432 | 0.39335 | 0.21382 | 1.3116 | 0.18163 | 33.5795 | 0.0030293 | 13.0446 | 271.0112 | 0.024912 | 121.1617 | 5.4073 | 0.047022 | 0.66428 | 0.24369 | 5.2889 | 0.091688 | 1.7672 | 1.0372 | 1.5193 | 0.020276 | 0.11667 | 0.056445 | 4.3942 | 0.036712 | 0.51641 | 0.22388 | 8.7731 | 0.00046007 | 0.0037438 | 0.0031652 | 5.266 | 0.021496 | 0.34682 | 0.21378 | 0.28285 | 0.0010841 | 0.02145 | 0.013898 | 1.1552 | 0.0049727 | 0.090247 | 0.050106 | 0.7771 | 0.0037064 | 0.040955 | 0.16465 | 0.51388 | 0.30913 | 1.1559 | 380.4558 | 0.013504 | 1.9812 | 0.011331 | 3.4842 | 6.0165 | 2.5248 | 190.6664 | 0.32411 | 9.8171 | 8.8911 | 13.1263 | 109685.4863 | 8.7591 | 353.8306 | 8.5694 | 4.4828 | 1.8812 | 1.9814 | 2.5869 | 1.6278 | 1.8761 | 13.8782 | 4.3904 | 0.76355 | 8.4361 | 3.0049 | 292.7904 | 8.4597 | 0.42195 | 20.1448 | 24.8189 | 681.6847 | 63.0408 | 4.1041 | 2.6666 | 7.9548 | 8.3331 | 0.26641 | 1.3406 | 5.0637 | 7.0126 | 6.1585 | 0.0018914 | 0.0013356 | 0.0040734 | 1.5624 | 8.9207e-05 | 0.0073377 | 5.9561e-05 | 0.019763 | 0.0026044 | 0.0084321 | 13.9864 | 0.00066283 | 0.60112 | 0.29478 | 8.2189 | 1.1652 | 0.037776 | 1.3577 | 0.32358 | 0.018219 | 0.0082532 | 0.0067478 | 0.0036385 | 0.0060358 | 0.0063693 | 0.058273 | 0.079306 | 0.0033581 | 0.033671 | 0.011531 | 1.2442 | 0.00045564 | 0.00046524 | 0.095425 | 0.11573 | 3.045 | 0.31605 | 0.021289 | 0.042542 | 0.027592 | 0.032026 | 0.0012109 | 0.0054653 | 0.02132 | 0.024368 | 0.026974 | 0.040841 | 0.019113 | 0.063541 | 19.4317 | 0.0012378 | 0.10911 | 0.00084802 | 0.40566 | 0.05429 | 0.16637 | 7.3006 | 0.010482 | 21.3847 | 14.9685 | 521.8313 | 26.2435 | 1.8875 | 28.992 | 15.4834 | 0.91091 | 0.11024 | 0.091021 | 0.051317 | 0.10107 | 0.15408 | 1.7255 | 1.3385 | 0.040628 | 0.90513 | 0.17766 | 20.2248 | 0.0035074 | 0.0033933 | 9.8083 | 5.6528 | 165.4095 | 14.8453 | 1.7645 | 0.63418 | 0.458 | 0.62297 | 0.021466 | 0.096885 | 0.3435 | 1.083 | 1.1414 | 0.025595 | 0.011897 | 0.014014 | 6.6322 | 0.00088462 | 0.201 | 0.00053858 | 0.96804 | 0.064818 | 0.12468 | 4.8645 | 0.0079478 | 14.9335 | 7.5498 | 564.9661 | 20.9342 | 1.8719 | 19.1051 | 8.7448 | 0.54403 | 0.15306 | 0.23457 | 0.027548 | 0.10694 | 0.078939 | 1.8376 | 0.56523 | 0.16056 | 0.51949 | 0.19841 | 12.5087 | 0.0031464 | 0.0029018 | 4.2485 | 2.7952 | 60.9699 | 8.9601 | 3.158 | 0.27858 | 0.29139 | 0.7068 | 0.014648 | 0.050014 | 0.22424 | 1.2998 | 1.2885 | 818.4441 | 336.4637 | 264.3469 | 213.7082 | 58.3302 | 103.3411 | 43.785 | 3518.4621 | 279.6673 | 97.6873 | 22.1057 | 137.8572 | 10.5304 | 238.1572 | 104.78 | 12.0797 | 64.8497 | 0.37583 | 3511.9736 | 1.9317 | 8.1741 | 2.0878 | 2.9335 | 9.41 | 0.63952 | 0.64642 | 3.9217 | 0.21066 | 16.8764 | 1.0297 | 0.0029574 | 0.041421 | 0.030858 | 0.054642 | 1.4982 | 1.2288 | 14.8471 | 1.3301 | 1.278
17 | 0.15415 | 0.013763 | 0.016464 | 1.2838 | 0.99001 | 0.99702 | 0.93062 | 0.063493 | 0.90136 | 0.62517 | 0.53853 | 0.84197 | 0.88272 | 0.22629 | 1382.5439 | 176.5502 | 0.94033 | 0.83993 | 0.14841 | 0.25417 | 0.46854 | 1.4876 | 2.4164 | 242.052 | 0.0096862 | 138.3795 | 117.3228 | 16.3657 | 152.0501 | 16.8802 | 1.6721 | 51.8408 | 13.9435 | 13.9804 | 2812.5774 | 96.4854 | 90.7654 | 1867.2483 | 120.0337 | 91.5815 | 300.0991 | 264.6646 | 221.4224 | 36.7056 | 55.5585 | 0.8533 | 0.11129 | 0.23559 | 0.017849 | 0.002152 | 8.4956e-05 | 29.4992 | 11.4037 | 3.2638 | 0.87993 | 0.61547 | 0.10015 | 2.3814 | 63.0006 | 8.1407 | 0.35542 | 0.88502 | 22.9233 | 108.4986 | 26.5085 | 15.9802 | 139.0357 | 9.5256 | 0.034562 | 0.27517 | 0.95297 | 44.5973 | 19.8694 | 723.4144 | 128.1633 | 3.7187 | 0.089068 | 0.46264 | 0.11352 | 239.6377 | 145.6774 | 93.6028 | 69.3267 | 17.1512 | 1174.4676 | 261.2351 | 82.2433 | 82.5059 | 222.2799 | 152.2516 | 84.9328 | 79.7682 | 6.8163 | 0.55458 | 0.57042 | 0.20249 | 52.596 | 5.3998 | 2.219 | 1.9699 | 0.17405 | 9.2738e-05 | 34.9838 | 0.97813 | 0.22662 | 0.18049 | 0.16678 | 3.0889 | 0.96422 | 1.2611 | 0.40861 | 70.5911 | 17.0496 | 30.4297 | 9.8186 | 118.2112 | 176.1648 | 1888.5502 | 245.0795 | 361.2496 | 164.385 | 811.399 | 401.8253 | 99.5891 | 437.3515 | 0.12903 | 0.41881 | 0.033894 | 0.069587 | 0.010063 | 0.00547 | 2.6617e-05 | 0.0021916 | 35.5528 | 13.075 | 0.8111 | 0.19691 | 1.9865 | 5.4297 | 382.8951 | 85.9944 | 3.0503 | 4.3337 | 157.7981 | 9.1499 | 137.4005 | 40.2235 | 29.3096 | 89.766 | 619.5963 | 55.9997 | 556.0406 | 10.4371 | 138.3098 | 676.8714 | 158.5104 | 81.5152 | 48.6432 | 78.4453 | 244.905 | 48.5642 | 9.1654 | 154.9063 | 76.5812 | 10.923 | 44.1903 | 616.8562 | 6.3879 | 81.8015 | 70.265 | 175.0665 | 307.5192 | 89.3084 | 51.0227 | 28.7987 | 45.3337 | 0.011711 | 0.00099246 | 0.32615 | 27.2091 | 2.6105 | 10.9352 | 2.1261 | 295.3532 | 10.0184 | 4.28 | 0.44354 | 5701.2531 | 857.227 | 1472.8601 | 1091.4932 | 32.8612 | 0.93979 | 26.1907 | 2.6529 | 5679.4599 | 1488.8972 | 580.4826 | 88.3533 | 157.1326 | 10.0349 | 177.8811 | 0.0012963 | 35.4573 | 0.1567 | 12.7441 | 94.3426 | 5.1391 | 80.6627 | 171.4799 | 0.12622 | 0.28769 | 1.6508 | 3.8905 | 0.30618 | 0.22777 | 0.98052 | 0.14009 | 32.3636 | 0.0028901 | 14.3826 | 299.1955 | 0.024515 | 108.7658 | 5.2588 | 0.043744 | 0.61873 | 0.24529 | 4.7493 | 0.09196 | 1.8646 | 0.99795 | 1.3994 | 0.019363 | 0.12125 | 0.054052 | 4.5409 | 0.037794 | 0.49226 | 0.22596 | 8.0777 | 0.00047273 | 0.0035572 | 0.0027376 | 4.7961 | 0.019952 | 0.36621 | 0.23203 | 0.27021 | 0.0011917 | 0.019118 | 0.014446 | 1.2845 | 0.0053002 | 0.097043 | 0.048185 | 0.71505 | 0.0036046 | 0.042397 | 0.16732 | 0.52368 | 0.30115 | 1.1135 | 218.7344 | 0.013189 | 1.9481 | 0.012941 | 3.2194 | 5.0305 | 2.3218 | 206.4793 | 0.089524 | 10.2388 | 9.5012 | 13.4541 | 110963.2552 | 7.8244 | 356.5823 | 8.4479 | 4.208 | 1.9253 | 1.9037 | 2.9194 | 1.5974 | 1.8388 | 14.933 | 4.408 | 0.72461 | 7.5088 | 2.6659 | 291.0134 | 7.9634 | 0.48169 | 18.2576 | 24.5946 | 625.863 | 68.6079 | 4.53 | 2.7539 | 7.759 | 7.55 | 0.25597 | 1.144 | 4.7716 | 7.6083 | 5.7721 | 0.0020963 | 0.0013824 | 0.0041807 | 1.6375 | 8.2979e-05 | 0.0075599 | 5.9207e-05 | 0.019965 | 0.0025874 | 0.0083451 | 12.3941 | 0.00079909 | 0.63923 | 0.302 | 8.0385 | 1.3393 | 0.040624 | 1.2911 | 0.27827 | 0.019411 | 0.007906 | 0.0066342 | 0.0031939 | 0.0062694 | 0.0075835 | 0.064205 | 0.070633 | 0.0035127 | 0.034404 | 0.010511 | 1.0941 | 0.00041416 | 0.00042354 | 0.097596 | 0.12279 | 2.7859 | 0.27807 | 0.022622 | 0.050067 | 0.026533 | 0.03738 | 0.0011072 | 0.0052782 | 0.019356 | 0.023364 | 0.022701 | 0.041901 | 0.017661 | 0.059308 | 18.6719 | 0.0013456 | 0.10708 | 0.00075944 | 0.39176 | 0.045562 | 0.16092 | 6.9131 | 0.011589 | 21.0643 | 13.738 | 487.3345 | 29.7634 | 1.9318 | 30.6037 | 13.2124 | 0.93332 | 0.099708 | 0.094217 | 0.055552 | 0.094532 | 0.15477 | 1.8213 | 1.2999 | 0.046551 | 0.92594 | 0.17165 | 19.9073 | 0.003703 | 0.0037527 | 10.9147 | 5.4424 | 162.4774 | 12.8791 | 1.7811 | 0.66088 | 0.41678 | 0.58525 | 0.020128 | 0.089585 | 0.36228 | 1.18 | 1.1325 | 0.025197 | 0.010642 | 0.016281 | 6.294 | 0.00078296 | 0.2355 | 0.00061458 | 0.98496 | 0.058635 | 0.12756 | 5.8202 | 0.0091139 | 16.6372 | 8.9095 | 515.2205 | 20.5112 | 1.9478 | 17.524 | 7.7898 | 0.4931 | 0.14832 | 0.21576 | 0.032605 | 0.1163 | 0.082133 | 1.8238 | 0.59788 | 0.16401 | 0.49912 | 0.2038 | 12.9566 | 0.0027132 | 0.0027821 | 3.5762 | 2.9763 | 63.9001 | 8.9729 | 3.3756 | 0.24074 | 0.31753 | 0.65286 | 0.013926 | 0.047944 | 0.21825 | 1.1998 | 1.2548 | 821.9238 | 315.14 | 246.2542 | 215.5498 | 57.0086 | 114.4874 | 46.8579 | 3196.137 | 284.515 | 85.8209 | 17.6664 | 114.2653 | 10.0755 | 250.7529 | 95.5062 | 13.7305 | 50.0206 | 0.33338 | 2947.2456 | 2.5614 | 5.1615 | 1.8197 | 3.1754 | 13.0907 | 0.49801 | 1.0013 | 4.2463 | 0.26779 | 8.8293 | 0.85289 | 0.0030049 | 0.042727 | 0.031623 | 0.048623 | 1.2684 | 1.2629 | 15.0876 | 1.5793 | 1.1221
18 | 0.16045 | 0.028056 | 0.0040045 | 1.4819 | 0.99536 | 0.99574 | 0.818 | 0.02006 | 0.85645 | 0.60384 | 0.62801 | 0.85664 | 0.81984 | 0.23354 | 1715.0949 | 303.9274 | 0.96028 | 0.84087 | 0.19256 | 0.22898 | 0.19272 | 0.72086 | 2.8556 | 754.6624 | 0.0083163 | 166.2846 | 126.4423 | 12.5927 | 179.5072 | 14.8594 | 2.2437 | 54.8759 | 13.0428 | 12.4017 | 2654.4853 | 86.889 | 91.0909 | 1807.1555 | 109.7157 | 98.5992 | 278.7006 | 237.3369 | 204.1938 | 28.2168 | 52.1805 | 0.81881 | 0.24712 | 0.13822 | 0.019281 | 0.0015744 | 6.7242e-05 | 34.7431 | 9.8633 | 3.5579 | 0.97709 | 0.54246 | 0.094005 | 2.8788 | 48.4327 | 4.6569 | 0.27181 | 0.87596 | 25.3758 | 92.6103 | 27.3883 | 24.5593 | 141.5988 | 8.7342 | 0.032966 | 0.26714 | 0.88488 | 28.8547 | 15.2031 | 737.987 | 82.5267 | 2.2867 | 0.11306 | 0.57311 | 0.11567 | 274.7989 | 129.2124 | 96.1861 | 63.7102 | 15.5989 | 1380.7177 | 241.5423 | 106.918 | 86.6024 | 247.4068 | 164.5247 | 91.9884 | 87.5159 | 8.996 | 0.74654 | 0.92601 | 0.27933 | 71.6649 | 6.9604 | 2.0165 | 2.5454 | 0.14379 | 8.9455e-05 | 33.8276 | 1.0237 | 0.2327 | 0.17088 | 0.19682 | 2.6095 | 0.96782 | 1.0942 | 0.36233 | 93.058 | 18.7088 | 37.6045 | 9.0812 | 130.4297 | 100.5838 | 2256.5473 | 231.6822 | 325.1065 | 168.8732 | 735.6959 | 377.4887 | 102.1123 | 488.0447 | 0.084669 | 0.35004 | 0.15627 | 0.064317 | 0.0073282 | 0.0049528 | 2.5483e-05 | 0.0021583 | 27.8759 | 9.8875 | 0.92416 | 0.14154 | 2.7987 | 6.5235 | 361.6273 | 91.0442 | 3.929 | 3.9901 | 144.8364 | 7.7831 | 128.9738 | 42.2846 | 32.2064 | 87.9155 | 776.3506 | 58.5624 | 644.3117 | 9.5471 | 108.1646 | 716.4968 | 146.8714 | 96.703 | 58.6057 | 67.3145 | 252.5452 | 59.6227 | 7.6597 | 160.9078 | 79.5336 | 11.0689 | 45.1963 | 607.5058 | 6.5134 | 68.421 | 65.4366 | 206.0962 | 265.7993 | 91.4011 | 55.3707 | 27.649 | 42.5247 | 0.0096792 | 0.0012884 | 0.24886 | 32.3242 | 2.3353 | 9.7487 | 2.9792 | 214.4598 | 9.0532 | 4.4104 | 0.53287 | 7113.5756 | 909.3278 | 1513.7256 | 1315.2533 | 28.1532 | 0.83413 | 20.3243 | 3.1747 | 5870.8378 | 1777.9746 | 568.3354 | 107.0468 | 120.0794 | 9.3187 | 174.9197 | 0.001626 | 37.9203 | 0.18306 | 13.0104 | 58.6598 | 4.6943 | 52.1342 | 182.8416 | 0.11349 | 0.26634 | 1.4807 | 2.8826 | 0.13665 | 0.21944 | 1.0071 | 0.17674 | 34.0644 | 0.0030018 | 12.5015 | 271.7447 | 0.025179 | 112.9776 | 5.3308 | 0.045648 | 0.62133 | 0.24837 | 4.7757 | 0.099279 | 1.725 | 1.0967 | 1.5454 | 0.019209 | 0.11446 | 0.053132 | 4.6259 | 0.037253 | 0.56256 | 0.2158 | 8.322 | 0.00044568 | 0.0036713 | 0.0030838 | 5.0006 | 0.019273 | 0.33458 | 0.2128 | 0.26 | 0.0012115 | 0.019621 | 0.014501 | 1.1427 | 0.0056557 | 0.098288 | 0.047644 | 0.65394 | 0.003262 | 0.045267 | 0.1707 | 0.54586 | 0.28349 | 1.0447 | 346.705 | 0.01348 | 1.9639 | 0.011163 | 4.5399 | 5.8443 | 2.7328 | 187.7999 | 0.15446 | 9.3385 | 8.197 | 13.095 | 108259.4109 | 8.0191 | 328.0364 | 8.6664 | 4.0282 | 2.2642 | 1.776 | 2.8976 | 1.5781 | 1.7042 | 13.3785 | 4.4629 | 0.73003 | 7.3318 | 2.7582 | 265.5658 | 7.8313 | 0.41496 | 17.9564 | 26.0037 | 635.5794 | 64.3422 | 4.4143 | 3.087 | 7.5998 | 7.6119 | 0.28394 | 1.2452 | 5.386 | 7.6775 | 6.6148 | 0.0019038 | 0.0013576 | 0.0042988 | 1.5274 | 8.4534e-05 | 0.0068003 | 5.5906e-05 | 0.016754 | 0.0027287 | 0.0082646 | 13.7128 | 0.00074664 | 0.6824 | 0.30339 | 8.4163 | 1.3617 | 0.038215 | 1.2583 | 0.33288 | 0.017561 | 0.0080333 | 0.006509 | 0.0034555 | 0.005552 | 0.0068213 | 0.063225 | 0.066962 | 0.0032813 | 0.035781 | 0.0096661 | 1.1789 | 0.00044514 | 0.00045572 | 0.093089 | 0.11162 | 2.7648 | 0.30217 | 0.020745 | 0.04514 | 0.028131 | 0.035714 | 0.0012496 | 0.0053759 | 0.020058 | 0.022921 | 0.022765 | 0.042963 | 0.018956 | 0.056304 | 17.815 | 0.0012896 | 0.095071 | 0.00091857 | 0.39522 | 0.046463 | 0.14165 | 7.8289 | 0.011816 | 19.8648 | 14.5367 | 480.4073 | 27.2142 | 1.6495 | 29.9178 | 14.4234 | 0.87324 | 0.104 | 0.10176 | 0.059658 | 0.0929 | 0.18181 | 1.7613 | 1.3645 | 0.043209 | 0.78294 | 0.16184 | 19.7138 | 0.0031863 | 0.0031997 | 11.0476 | 5.1655 | 155.8038 | 14.9992 | 1.8308 | 0.61732 | 0.42062 | 0.57211 | 0.021993 | 0.098653 | 0.37704 | 1.0615 | 1.0581 | 0.02892 | 0.011671 | 0.016482 | 7.2992 | 0.00077826 | 0.21384 | 0.00061941 | 1.0234 | 0.05925 | 0.11324 | 5.7727 | 0.0085465 | 15.1903 | 7.8157 | 527.2564 | 19.2786 | 1.8657 | 18.5658 | 8.062 | 0.52271 | 0.14398 | 0.20567 | 0.029731 | 0.10379 | 0.074179 | 1.8608 | 0.64416 | 0.16883 | 0.53957 | 0.21388 | 11.4794 | 0.0028875 | 0.0032679 | 3.6066 | 2.6483 | 58.5562 | 8.5072 | 3.4565 | 0.25589 | 0.30949 | 0.66129 | 0.014174 | 0.055183 | 0.20622 | 1.1512 | 1.1293 | 750.5167 | 304.886 | 235.0601 | 179.0259 | 55.1084 | 91.2402 | 37.046 | 3471.7593 | 244.0679 | 87.9977 | 22.7874 | 110.1709 | 9.6058 | 213.77 | 90.8776 | 11.879 | 51.1999 | 0.46719 | 3616.6485 | 2.2369 | 6.9632 | 1.8388 | 3.2503 | 8.3685 | 0.63392 | 0.67835 | 3.3097 | 0.26313 | 17.6674 | 0.89135 | 0.0028164 | 0.049686 | 0.03656 | 0.047827 | 1.6916 | 1.4823 | 11.9251 | 1.7162 | 1.0336
19 | 0.16399 | 0.010347 | 0.011919 | 1.1983 | 0.99798 | 0.99179 | 0.68829 | 0.037687 | 0.7741 | 0.38237 | 0.73523 | 0.78462 | 0.88674 | 0.19311 | 1955.6033 | 381.5387 | 0.96474 | 0.78193 | 0.17908 | 0.20155 | 0.38895 | 2.4024 | 4.3005 | 691.3496 | 0.0031479 | 160.4289 | 104.9518 | 16.9834 | 140.3101 | 15.3889 | 2.0007 | 58.0691 | 14.3953 | 11.1098 | 3077.7221 | 95.8119 | 81.6447 | 1596.8575 | 117.8837 | 85.9525 | 256.6816 | 275.0925 | 224.661 | 37.4594 | 54.1903 | 0.7645 | 0.36277 | 0.075627 | 0.017921 | 0.0020537 | 6.6309e-05 | 33.2731 | 12.5417 | 3.4445 | 0.80557 | 0.69637 | 0.087023 | 2.0418 | 43.6097 | 10.4635 | 0.35031 | 0.89955 | 19.4141 | 86.3507 | 40.7349 | 16.8321 | 133.0469 | 8.1954 | 0.034465 | 0.23786 | 0.70579 | 26.3685 | 17.5146 | 600.2458 | 123.8601 | 2.8369 | 0.11915 | 0.53468 | 0.12189 | 318.5533 | 136.5901 | 79.5131 | 66.9868 | 18.0328 | 1241.108 | 268.503 | 70.4499 | 85.5713 | 260.4041 | 138.7066 | 80.7331 | 91.6919 | 6.7844 | 0.72077 | 0.64541 | 0.32307 | 68.8806 | 6.6628 | 1.9072 | 2.2247 | 0.18655 | 7.4085e-05 | 39.4493 | 1.2887 | 0.26867 | 0.21747 | 0.15493 | 3.0486 | 0.95262 | 1.1902 | 0.43861 | 100.4638 | 16.0877 | 33.7282 | 9.1635 | 148.4658 | 155.0476 | 1940.1974 | 259.8005 | 385.1433 | 154.2188 | 709.7958 | 307.6447 | 83.644 | 403.673 | 0.10152 | 0.29183 | 0.14262 | 0.072492 | 0.010841 | 0.0070928 | 2.0973e-05 | 0.0026839 | 27.3423 | 12.0819 | 0.9642 | 0.1567 | 1.9637 | 4.8642 | 411.1788 | 95.8968 | 4.1441 | 5.5653 | 153.8423 | 8.801 | 124.4883 | 43.8905 | 28.4465 | 86.2087 | 662.4342 | 65.5438 | 601.2539 | 8.3567 | 115.8312 | 766.2242 | 144.7342 | 88.9001 | 47.9027 | 63.8866 | 226.659 | 57.8186 | 8.2185 | 191.4787 | 86.8117 | 11.2984 | 49.8125 | 531.121 | 7.433 | 66.1758 | 67.2557 | 200.1859 | 274.5234 | 93.6669 | 50.4023 | 35.7704 | 39.5595 | 0.010619 | 0.0010534 | 0.28995 | 30.6214 | 2.2954 | 11.6441 | 3.3729 | 310.1759 | 9.8349 | 6.2282 | 0.57698 | 7204.5252 | 832.151 | 1477.9156 | 1162.6886 | 28.3868 | 0.67835 | 22.8784 | 2.5967 | 5760.1878 | 1707.6997 | 555.0033 | 107.7038 | 132.626 | 8.4004 | 161.8494 | 0.0014518 | 34.1965 | 0.17971 | 13.4366 | 72.4537 | 5.6335 | 55.972 | 194.3359 | 0.11432 | 0.19578 | 1.9532 | 3.6818 | 0.27287 | 0.22383 | 1.0974 | 0.12496 | 36.6228 | 0.0029441 | 12.7401 | 274.2748 | 0.026422 | 126.2057 | 5.6866 | 0.047963 | 0.68885 | 0.25106 | 5.041 | 0.090145 | 1.7422 | 1.0102 | 1.3713 | 0.018416 | 0.11146 | 0.055749 | 4.4609 | 0.0371 | 0.53281 | 0.22271 | 7.989 | 0.00039474 | 0.0031412 | 0.0027001 | 5.6577 | 0.02056 | 0.37651 | 0.24672 | 0.24732 | 0.001138 | 0.02229 | 0.01339 | 1.204 | 0.0054386 | 0.10134 | 0.050626 | 0.70489 | 0.0039307 | 0.048814 | 0.18194 | 0.52674 | 0.27786 | 1.1846 | 299.3403 | 0.012723 | 1.957 | 0.012538 | 4.9691 | 4.1025 | 2.9497 | 204.9806 | 0.18214 | 10.0034 | 9.1868 | 15.1027 | 115899.4058 | 7.971 | 334.318 | 8.9512 | 4.2492 | 2.0152 | 2.0341 | 2.8598 | 1.6714 | 1.9847 | 15.2903 | 4.2555 | 0.71968 | 7.9541 | 2.8884 | 248.0933 | 8.1529 | 0.43123 | 19.6189 | 26.9276 | 603.4188 | 59.0202 | 4.2716 | 2.9815 | 7.0939 | 7.3273 | 0.25692 | 1.3162 | 4.8556 | 6.6143 | 5.8431 | 0.002286 | 0.0012004 | 0.0043421 | 1.3925 | 8.3455e-05 | 0.0069964 | 5.4261e-05 | 0.017712 | 0.0025146 | 0.0077613 | 11.8314 | 0.00078082 | 0.69644 | 0.28095 | 8.8621 | 1.3843 | 0.040199 | 1.3521 | 0.28762 | 0.020015 | 0.007814 | 0.0074918 | 0.0037767 | 0.0060542 | 0.007157 | 0.053496 | 0.073371 | 0.0038872 | 0.033495 | 0.011442 | 1.2033 | 0.00039421 | 0.00042603 | 0.094036 | 0.11013 | 2.9896 | 0.28504 | 0.022567 | 0.046288 | 0.027818 | 0.033364 | 0.0012439 | 0.0049743 | 0.018977 | 0.026945 | 0.027131 | 0.044044 | 0.017523 | 0.053708 | 17.137 | 0.0012053 | 0.10498 | 0.00083217 | 0.43676 | 0.045329 | 0.1685 | 8.0541 | 0.010233 | 23.8569 | 15.5002 | 466.9858 | 29.3952 | 1.6693 | 26.5004 | 13.5022 | 0.96121 | 0.10937 | 0.09572 | 0.057587 | 0.098166 | 0.18455 | 1.8303 | 1.433 | 0.04836 | 0.87849 | 0.15457 | 20.7351 | 0.0033122 | 0.0034931 | 10.4459 | 5.3204 | 168.8124 | 12.9571 | 1.7246 | 0.59423 | 0.39815 | 0.6016 | 0.018928 | 0.084758 | 0.40057 | 1.1078 | 0.99916 | 0.026785 | 0.01136 | 0.016774 | 6.7833 | 0.0007693 | 0.21563 | 0.00058847 | 0.85737 | 0.068223 | 0.11923 | 5.279 | 0.0093543 | 15.2294 | 7.9119 | 558.3099 | 19.1252 | 1.9217 | 18.2435 | 8.6853 | 0.47932 | 0.16373 | 0.20123 | 0.03012 | 0.11432 | 0.072532 | 1.9237 | 0.62421 | 0.18206 | 0.50955 | 0.19174 | 11.1327 | 0.0028546 | 0.0029329 | 3.5355 | 3.0894 | 64.9882 | 7.9606 | 3.4055 | 0.24308 | 0.28897 | 0.60837 | 0.012231 | 0.057839 | 0.20376 | 1.1448 | 1.1414 | 759.0106 | 292.0738 | 199.6983 | 176.3023 | 69.1374 | 102.6297 | 47.9031 | 3859.0236 | 262.0748 | 93.0533 | 20.5067 | 123.9091 | 9.2613 | 227.2251 | 89.0573 | 10.416 | 63.2612 | 0.40347 | 2766.8271 | 2.7629 | 5.7137 | 1.9302 | 2.4261 | 8.6497 | 0.47924 | 0.79053 | 2.7437 | 0.24475 | 7.6828 | 0.87805 | 0.0025951 | 0.043542 | 0.033331 | 0.050095 | 1.2883 | 1.3046 | 13.5583 | 1.3633 | 1.0765

## ngA-Senegal-results
Element | N recovery | P recovery | K recovery | TEA results | LCA results
Feature | Total N [% N] | Total P [% P] | Total K [% K] | Annual net cost [USD/cap/yr] | GlobalWarming [kg CO2-eq/cap/yr] | H_Ecosystems [points/cap/yr] | H_Health [points/cap/yr] | H_Resources [points/cap/yr]
0 | 52.5242 | 37.332 | 22.6321 | 121.3045 | 91.0984 | 0.2148 | 15.0914 | 10.2563
1 | 52.5242 | 37.332 | 22.6321 | 151.0801 | 109.5347 | 0.29132 | 15.512 | 18.0145
2 | 52.5242 | 37.332 | 22.6321 | 109.342 | 78.5379 | 0.23554 | 10.5018 | 12.0055
3 | 52.5242 | 37.332 | 22.6321 | 153.4105 | 94.6882 | 0.24083 | 16.7178 | 11.9756
4 | 52.5242 | 37.332 | 22.6321 | 132.9485 | 69.8024 | 0.19516 | 6.8613 | 10.8021
5 | 52.5242 | 37.332 | 22.6321 | 111.2084 | 77.0461 | 0.21129 | 9.8387 | 10.3803
6 | 52.5242 | 37.332 | 22.6321 | 118.4208 | 92.4838 | 0.23633 | 15.9944 | 11.0683
7 | 52.5242 | 37.332 | 22.6321 | 162.532 | 95.7117 | 0.22206 | 13.2053 | 13.1071
8 | 52.5242 | 37.332 | 22.6321 | 131.4399 | 82.5596 | 0.25368 | 8.1009 | 12.3114
9 | 52.5242 | 37.332 | 22.6321 | 122.0428 | 70.5963 | 0.20985 | 7.3531 | 11.2141
10 | 52.5242 | 37.332 | 22.6321 | 114.2274 | 73.0754 | 0.17212 | 9.5382 | 9.6276
11 | 52.5242 | 37.332 | 22.6321 | 116.037 | 102.2439 | 0.23781 | 15.0629 | 12.7707
12 | 52.5242 | 37.332 | 22.6321 | 111.5596 | 90.1943 | 0.27942 | 11.7329 | 13.6813
13 | 52.5242 | 37.332 | 22.6321 | 99.5503 | 89.4992 | 0.17529 | 15.597 | 9.4649
14 | 52.5242 | 37.332 | 22.6321 | 124.3736 | 70.5668 | 0.19027 | 9.8327 | 9.3559
15 | 52.5242 | 37.332 | 22.6321 | 115.3469 | 90.1325 | 0.20943 | 14.7941 | 11.4169
16 | 52.5242 | 37.332 | 22.6321 | 110.2035 | 72.4134 | 0.17948 | 7.9511 | 8.4545
17 | 52.5242 | 37.332 | 22.6321 | 100.4117 | 85.641 | 0.22334 | 13.9275 | 10.4194
18 | 52.5242 | 37.332 | 22.6321 | 144.0515 | 64.6824 | 0.19021 | 5.6047 | 10.7001
19 | 52.5242 | 37.332 | 22.6321 | 121.6731 | 84.9471 | 0.30462 | 8.8362 | 14.2473

## ngA-South Africa-param
Element | Excretion-A1 | [21 empty] | MURT-A2 | [11 empty] | NEWgenerator an MBR-A3 | [36 empty] | Sludge pasteurization-A4 | [8 empty] | NEWgenerator ion exchange-A5 | [39 empty] | NEWgenerator chlorination-A6 | [24 empty] | NEWgenerator controls-A8 | [41 empty] | NEWgenerator housing-A9 | [9 empty] | NEWgenerator pretreatment-A10 | [11 empty] | NEWgenerator foundation-A11 |  | MURT-A2 |  |  | TEA |  |  |  | LCA | [225 empty] | NEWgenerator photovoltaic-A7 | [27 empty] | Excretion-A1 | LCA |  |  |  | TEA
Feature | Excretion N prot [fraction] | Excretion P prot v [fraction] | Excretion P prot a [fraction] | Excretion K cal [g K/1000 kcal] | Excretion N exc [fraction of intake] | Excretion P exc [fraction of intake] | Excretion K exc [fraction of intake] | Excretion e exc [fraction of intake] | Excretion N ur [fraction of total] | Excretion P ur [fraction of total] | Excretion K ur [fraction of total] | Excretion e fec [fraction of total] | Excretion N ur NH3 [fraction of total N in urine] | Excretion N fec NH3 [fraction of total N in feces] | Excretion ur exc [g/cap/d] | Excretion fec exc [g/cap/d] | Excretion ur moi [fraction] | Excretion fec moi [fraction] | Excretion mg ur [g Mg/cap/d] | Excretion mg fec [g Mg/cap/d] | Excretion ca ur [g Ca/cap/d] | Excretion ca fec [g Ca/cap/d] | MURT collection period [days] | MURT sludge accum rate [L/cap/yr] | MURT N volatilization [fraction of N input] | MURT squatting pan cost [USD] | MURT urinal cost [USD] | MURT led cost [USD] | MURT anticor floor cost [USD] | MURT fan cost [USD] | MURT circuit change cost [USD] | MURT pipe cost [USD] | MURT squatting pan weight [kg] | MURT urinal weight [kg] | NEWgenerator an MBR anmbr reactor tank [USD] | NEWgenerator an MBR anmbr reactor media [USD] | NEWgenerator an MBR anmbr reactor fittings [USD] | NEWgenerator an MBR anmbr membrane module [USD] | NEWgenerator an MBR anmbr permeate pump [USD] | NEWgenerator an MBR anmbr backwash pump [USD] | NEWgenerator an MBR anmbr water pump [USD] | NEWgenerator an MBR anmbr membrane fittings [USD] | NEWgenerator an MBR anmbr biogas gas bag [USD] | NEWgenerator an MBR anmbr biogas fittings [USD] | NEWgenerator an MBR anmbr biogas ventilation [USD] | NEWgenerator an MBR anmbr COD removal [ratio] | NEWgenerator an MBR anmbr TN removal [ratio] | NEWgenerator an MBR anmbr TP removal [ratio] | NEWgenerator an MBR anmbr water pump energy percycle [kWh] | NEWgenerator an MBR anmbr permeate pump energy percycle [kWh] | NEWgenerator an MBR anmbr backwash pump energy percycle [kWh] | NEWgenerator an MBR anmbr batch cycle perday [# batches day-1] | NEWgenerator an MBR anmbr labor maintenance membrane chem cleaning [hrs/yr] | NEWgenerator an MBR anmbr labor maintenance sludge removal [hrs/yr] | NEWgenerator an MBR anmbr labor replacement membrane pump [hrs/yr] | NEWgenerator an MBR anmbr labor replacement permeate pump [hrs/yr] | NEWgenerator an MBR anmbr labor replacement membrane module [hrs/yr] | NEWgenerator an MBR anmbr labor replacement misc repairs [hr/y] | NEWgenerator an MBR anmbr reactor weight [kg] | NEWgenerator an MBR anmbr tau [d] | NEWgenerator an MBR anmbr soluble methane fraction [nan] | NEWgenerator an MBR anmbr VSS TSS ratio [nan] | NEWgenerator an MBR anmbr membrane weight [kg] | NEWgenerator an MBR anmbr PE weight [kg] | NEWgenerator an MBR anmbr PVC weight [kg] | NEWgenerator an MBR anmbr plastic weight [kg] | NEWgenerator an MBR anmbr piping [USD] | NEWgenerator an MBR anmbr piping PVC weight [kg] | NEWgenerator an MBR anmbr sludge yield [kg-VSS/kg-BOD removed] | NEWgenerator an MBR anmbr methane yield [m3-CH4/kg COD removed] | NEWgenerator an MBR dissolved methane HFMC removed [nan] | Sludge pasteurization sludge dryer weight [kg] | Sludge pasteurization sludge barrel weight [kg] | Sludge pasteurization sludge dryer [USD] | Sludge pasteurization sludge barrel [USD] | Sludge pasteurization sludge labor maintenance [h] | Fraction biogas lost [fraction] | Biogas efficiency [fraction] | Heat loss [fraction] | Sludge temperature [fraction] | NEWgenerator ion exchange ion eq2 tank [USD] | NEWgenerator ion exchange ion eq2 pump [USD] | NEWgenerator ion exchange ion eq2 powered valve [USD] | NEWgenerator ion exchange ion eq2 fittings [USD] | NEWgenerator ion exchange ion zeolite tanks [USD] | NEWgenerator ion exchange ion filtration media [USD] | NEWgenerator ion exchange ion gac [USD] | NEWgenerator ion exchange ion zeolite [USD] | NEWgenerator ion exchange ion zeolite fittings [USD] | NEWgenerator ion exchange ion eq3 tank [USD] | NEWgenerator ion exchange ion eq3 pump [USD] | NEWgenerator ion exchange ion eq3 filter [USD] | NEWgenerator ion exchange ion eq3 fittings [USD] | NEWgenerator ion exchange ion COD removal [nan] | NEWgenerator ion exchange ion TN removal [nan] | NEWgenerator ion exchange ion TP removal [nan] | NEWgenerator ion exchange ion labor maintenance zeolite regeneration [hr/y] | NEWgenerator ion exchange ion labor maintenance GAC replacement [hr/y] | NEWgenerator ion exchange ion labor replacement zeolite [hr/y] | NEWgenerator ion exchange ion labor replacement misc repairs [hr/y] | NEWgenerator ion exchange ion labor replacement other pump [hrs/yr] | NEWgenerator ion exchange ion backwash pump energy percycle [kWh] | NEWgenerator ion exchange ion batch cycle perday [# batches day-1] | NEWgenerator ion exchange ion gac unit cost [USD/kg] | NEWgenerator ion exchange ion zeolite unit cost [USD/kg] | NEWgenerator ion exchange ion na cl unit cost [USD/kg] | NEWgenerator ion exchange ion na OH unit cost [USD/kg] | NEWgenerator ion exchange ion regen freq per yr [events/yr] | NEWgenerator ion exchange ion regen efficiency [nan] | NEWgenerator ion exchange ion polycarbonate weight [kg] | NEWgenerator ion exchange ion steel weight [kg] | NEWgenerator ion exchange ion PE weight [kg] | NEWgenerator ion exchange ion PVC weight [kg] | NEWgenerator ion exchange ion plastic weight [kg] | NEWgenerator ion exchange ion piping PVC weight [kg] | NEWgenerator ion exchange ion piping [USD] | NEWgenerator ion exchange ion replacement scenario drums [USD] | NEWgenerator ion exchange ion largerncs scenario zeolite tanks [USD] | NEWgenerator ion exchange ion largerncs scenario zeolite [USD] | NEWgenerator ion exchange ion zeolite fittings largerncs [USD] | NEWgenerator chlorination chlorination recycle pump [USD] | NEWgenerator chlorination chlorination electochlorinator [USD] | NEWgenerator chlorination chlorination powered valve [USD] | NEWgenerator chlorination chlorination fittings [USD] | NEWgenerator chlorination chlorination tanks [USD] | NEWgenerator chlorination chlorination COD removal [%] | NEWgenerator chlorination chlorination TN removal [%] | NEWgenerator chlorination chlorination TP removal [%] | NEWgenerator chlorination chlorination chlorinator energy percycle [kWh] | NEWgenerator chlorination chlorination pump energy percycle [kWh] | NEWgenerator chlorination chlorination ventilation energy percycle [kWh] | NEWgenerator chlorination chlorination valve energy percycle [kWh] | NEWgenerator chlorination chlorination product water pump energy percycle [kWh] | NEWgenerator chlorination chlorination batch cycle per day [# batches day-1] | NEWgenerator chlorination chlorination labor maintenance chlorinator recharging [hr/y] | NEWgenerator chlorination chlorination labor replacement chlorinator replacement [hr/y] | NEWgenerator chlorination chlorination labor replacement other pump [hr/y] | NEWgenerator chlorination chlorination labor replacement misc repairs [hr/y] | NEWgenerator chlorination chlorination na cl dosage [mg/L] | NEWgenerator chlorination chlorination throughput flow [L/d] | NEWgenerator chlorination chlorination PE weight [kg] | NEWgenerator chlorination chlorination PVC weight [kg] | NEWgenerator chlorination chlorination electronics active weight [kg] | NEWgenerator chlorination chlorination piping [USD] | NEWgenerator chlorination chlorination piping PVC weight [kg] | NEWgenerator controls control box enclosure panel [USD] | NEWgenerator controls control box arduino microcontroller [USD] | NEWgenerator controls control box microcontroller din rails [USD] | NEWgenerator controls control box wifi [USD] | NEWgenerator controls control box solid state relays [USD] | NEWgenerator controls control box other relays [USD] | NEWgenerator controls control box conductors [USD] | NEWgenerator controls control box din rails [USD] | NEWgenerator controls control sensors enclosure panel [USD] | NEWgenerator controls control sensors signal conditioners [USD] | NEWgenerator controls control sensors din rails [USD] | NEWgenerator controls control sensors voltage converter [USD] | NEWgenerator controls control orp enclosure panel [USD] | NEWgenerator controls control orp voltage converter [USD] | NEWgenerator controls control orp controller [USD] | NEWgenerator controls control orp probe [USD] | NEWgenerator controls control orp cables [USD] | NEWgenerator controls control pump enclosure panel [USD] | NEWgenerator controls control pump voltage converter [USD] | NEWgenerator controls control pump voltage rectifier [USD] | NEWgenerator controls control pump box relay [USD] | NEWgenerator controls control sensors level sensor [USD] | NEWgenerator controls control sensors level switch [USD] | NEWgenerator controls control sensors flow switches [USD] | NEWgenerator controls control sensors proximity sensor [USD] | NEWgenerator controls control stranded cables [USD] | NEWgenerator controls control sensor cables [USD] | NEWgenerator controls control cable glands [USD] | NEWgenerator controls control gauge ferrules [USD] | NEWgenerator controls control zip ties [USD] | NEWgenerator controls control terminal block jumper [USD] | NEWgenerator controls control system energy percycle [kW] | NEWgenerator controls control system ORP energy percycle [kW] | NEWgenerator controls control background runtime energy perday [kWh] | NEWgenerator controls control batch cycle perday [# batches day-1] | NEWgenerator controls control labor replacement misc repairs [hr/y] | NEWgenerator controls control polycarbonate weight [kg] | NEWgenerator controls control aluminum weight [kg] | NEWgenerator controls control cable length [m] | NEWgenerator controls control electronics passive weight [kg] | NEWgenerator controls control electronics active weight [kg] | NEWgenerator controls control control units weight [kg] | NEWgenerator housing housing framework [USD] | NEWgenerator housing housing framework shipping [USD] | NEWgenerator housing housing fittings [USD] | NEWgenerator housing housing steel weight [kg] | NEWgenerator housing housing zinc coated steel weight [kg] | NEWgenerator housing housing zinc coat [m2] | NEWgenerator housing housing aluminum weight [kg] | NEWgenerator housing housing PE weight [kg] | NEWgenerator housing housing largerncs framework [USD] | NEWgenerator housing cheaper housing framework [USD] | NEWgenerator pretreatment pretreatment eq tank [USD] | NEWgenerator pretreatment pretreatment tank PE weight [kg] | NEWgenerator pretreatment pretreatment piping [USD] | NEWgenerator pretreatment pretreatment piping PVC weight [kg] | NEWgenerator pretreatment pretreatment feed pump [USD] | NEWgenerator pretreatment pretreatment feed pump energy percycle [kWh] | NEWgenerator pretreatment pretreatment batch cycle perday [# batches day-1] | NEWgenerator pretreatment pretreatment labor replacement other pump [hrs/yr] | NEWgenerator pretreatment pretreatment labor screen pit cleaning [hrs/yr] | NEWgenerator pretreatment pretreatment barscreen cost [USD] | NEWgenerator pretreatment pretreatment barscreen weight [kg] | NEWgenerator pretreatment pretreatment barscreen [USD] | NEWgenerator foundation foundation concrete unit cost [USD m-3] | NEWgenerator foundation foundation concrete thickness [m] | Max ch4 emission [g CH4/g COD] | Full degradation time [yr] | Log degradation [-] | Price factor [-] | Zeolite price [USD/kg] | GAC price [USD/kg] | Na OH price [USD/kg] | CH4 CF [kg CO2-eq/kg CH4] | CH4 ecosystems CF [points/kg CH4] | CH4 health CF [points/kg CH4] | N2O CF [kg CO2-eq/kg N2O] | N2O ecosystems CF [points/kg N2O] | N2O health CF [points/kg N2O] | N fertilizer CF [kg CO2-eq/kg N] | N fertilizer ecosystems CF [points/kg N] | N fertilizer health CF [points/kg N] | N fertilizer resources CF [points/kg N] | P fertilizer CF [kg CO2-eq/kg P] | P fertilizer ecosystems CF [points/kg P] | P fertilizer health CF [points/kg P] | P fertilizer resources CF [points/kg P] | K fertilizer CF [kg CO2-eq/kg K] | K fertilizer ecosystems CF [points/kg K] | K fertilizer health CF [points/kg K] | K fertilizer resources CF [points/kg K] | Conc nh3 CF [kg CO2-eq/kg] | Conc nh3 ecosystems CF [points/kg] | Conc nh3 health CF [points/kg] | Conc nh3 resources CF [points/kg] | GAC CF [kg CO2-eq/kg] | GAC ecosystems CF [points/kg] | GAC health CF [points/kg] | GAC resources CF [points/kg] | Zeolite CF [kg CO2-eq/kg] | Zeolite ecosystems CF [points/kg] | Zeolite health CF [points/kg] | Zeolite resources CF [points/kg] | Na cl CF [kg CO2-eq/kg] | Na cl ecosystems CF [points/kg] | Na cl health CF [points/kg] | Na cl resources CF [points/kg] | Na OH CF [kg CO2-eq/kg] | Na OH ecosystems CF [points/kg] | Na OH health CF [points/kg] | Na OH resources CF [points/kg] | LPG CF [kg CO2-eq/kg] | LPG ecosystems CF [points/kg] | LPG health CF [points/kg] | LPG resources CF [points/kg] | Excavation-Global warming [kg CO2-eq/m3] | Brick-Global warming [kg CO2-eq/kg] | Cement-Global warming [kg CO2-eq/kg] | Concrete-Global warming [kg CO2-eq/m3] | Gravel-Global warming [kg CO2-eq/kg] | Plastic-Global warming [kg CO2-eq/kg] | Sand-Global warming [kg CO2-eq/kg] | Stainless steel-global warming [kg CO2-eq/kg] | Stainless steel sheet-global warming [kg CO2-eq/kg] | Steel-Global warming [kg CO2-eq/kg] | Wood-Global warming [kg CO2-eq/m3] | Trucking-Global warming [kg CO2-eq/tonne*km] | Electric motor-global warming [kg CO2-eq/ea] | Electronics-Global warming [kg CO2-eq/kg] | Catalytic converter-global warming [kg CO2-eq/ea] | Oil heat exchanger-global warming [kg CO2-eq/ea] | Pump-Global warming [kg CO2-eq/ea] | Hydronic heat exchanger-global warming [kg CO2-eq/ea] | Electric connectors-global warming [kg CO2-eq/kg] | Electric cables-global warming [kg CO2-eq/m] | PVC-Global warming [kg CO2-eq/kg] | PE-Global warming [kg CO2-eq/kg] | Polymer-Global warming [kg CO2-eq/kg] | Cationic resin-global warming [kg CO2-eq/kg] | Ceramic-Global warming [kg CO2-eq/kg] | Fan-Global warming [kg CO2-eq/kg] | Aluminum-Global warming [kg CO2-eq/kg] | LPG-Global warming [kg CO2-eq/kg] | Zinc coat-global warming [kg CO2-eq/m2] | Polyacrylamide-Global warming [kg CO2-eq/kg] | Photovoltaic panel-global warming [kg CO2-eq/m2] | GACProduction-Global warming [kg CO2-eq/kg] | GACRegeneration-Global warming [kg CO2-eq/kg] | Switches-Global warming [kg CO2-eq/kg] | Control units-global warming [kg CO2-eq/kg] | Electronics active-global warming [kg CO2-eq/kg] | Electronics passive-global warming [kg CO2-eq/kg] | Transformers-Global warming [kg CO2-eq/kg] | Fertilizer offset-global warming [kg CO2-eq/kg] | Polycarbonate-Global warming [kg CO2-eq/kg] | Membrane-Global warming [kg CO2-eq/kg] | Na cl-global warming [kg CO2-eq/kg] | Na oh-global warming [kg CO2-eq/kg] | Zeolite-Global warming [kg CO2-eq/kg] | Battery-Global warming [kg CO2-eq/kg] | Lithium battery-global warming [kg CO2-eq/kg] | Excavation-H ecosystems [kg CO2-eq/m3] | Brick-H ecosystems [kg CO2-eq/kg] | Cement-H ecosystems [kg CO2-eq/kg] | Concrete-H ecosystems [kg CO2-eq/m3] | Gravel-H ecosystems [kg CO2-eq/kg] | Plastic-H ecosystems [kg CO2-eq/kg] | Sand-H ecosystems [kg CO2-eq/kg] | Stainless steel-h ecosystems [kg CO2-eq/kg] | Stainless steel sheet-h ecosystems [kg CO2-eq/kg] | Steel-H ecosystems [kg CO2-eq/kg] | Wood-H ecosystems [kg CO2-eq/m3] | Trucking-H ecosystems [kg CO2-eq/tonne*km] | Electric motor-h ecosystems [kg CO2-eq/ea] | Electronics-H ecosystems [kg CO2-eq/kg] | Catalytic converter-h ecosystems [kg CO2-eq/ea] | Oil heat exchanger-h ecosystems [kg CO2-eq/ea] | Pump-H ecosystems [kg CO2-eq/ea] | Hydronic heat exchanger-h ecosystems [kg CO2-eq/ea] | Electric connectors-h ecosystems [kg CO2-eq/kg] | Electric cables-h ecosystems [kg CO2-eq/m] | PVC-H ecosystems [kg CO2-eq/kg] | PE-H ecosystems [kg CO2-eq/kg] | Polymer-H ecosystems [kg CO2-eq/kg] | Cationic resin-h ecosystems [kg CO2-eq/kg] | Ceramic-H ecosystems [kg CO2-eq/kg] | Fan-H ecosystems [kg CO2-eq/kg] | Aluminum-H ecosystems [kg CO2-eq/kg] | LPG-H ecosystems [kg CO2-eq/kg] | Zinc coat-h ecosystems [kg CO2-eq/m2] | Polyacrylamide-H ecosystems [kg CO2-eq/kg] | Photovoltaic panel-h ecosystems [kg CO2-eq/m2] | GACProduction-H ecosystems [kg CO2-eq/kg] | GACRegeneration-H ecosystems [kg CO2-eq/kg] | Switches-H ecosystems [kg CO2-eq/kg] | Control units-h ecosystems [kg CO2-eq/kg] | Electronics active-h ecosystems [kg CO2-eq/kg] | Electronics passive-h ecosystems [kg CO2-eq/kg] | Transformers-H ecosystems [kg CO2-eq/kg] | Fertilizer offset-h ecosystems [kg CO2-eq/kg] | Polycarbonate-H ecosystems [kg CO2-eq/kg] | Membrane-H ecosystems [kg CO2-eq/kg] | Na cl-h ecosystems [kg CO2-eq/kg] | Na oh-h ecosystems [kg CO2-eq/kg] | Zeolite-H ecosystems [kg CO2-eq/kg] | Battery-H ecosystems [kg CO2-eq/kg] | Lithium battery-h ecosystems [kg CO2-eq/kg] | Excavation-H health [kg CO2-eq/m3] | Brick-H health [kg CO2-eq/kg] | Cement-H health [kg CO2-eq/kg] | Concrete-H health [kg CO2-eq/m3] | Gravel-H health [kg CO2-eq/kg] | Plastic-H health [kg CO2-eq/kg] | Sand-H health [kg CO2-eq/kg] | Stainless steel-h health [kg CO2-eq/kg] | Stainless steel sheet-h health [kg CO2-eq/kg] | Steel-H health [kg CO2-eq/kg] | Wood-H health [kg CO2-eq/m3] | Trucking-H health [kg CO2-eq/tonne*km] | Electric motor-h health [kg CO2-eq/ea] | Electronics-H health [kg CO2-eq/kg] | Catalytic converter-h health [kg CO2-eq/ea] | Oil heat exchanger-h health [kg CO2-eq/ea] | Pump-H health [kg CO2-eq/ea] | Hydronic heat exchanger-h health [kg CO2-eq/ea] | Electric connectors-h health [kg CO2-eq/kg] | Electric cables-h health [kg CO2-eq/m] | PVC-H health [kg CO2-eq/kg] | PE-H health [kg CO2-eq/kg] | Polymer-H health [kg CO2-eq/kg] | Cationic resin-h health [kg CO2-eq/kg] | Ceramic-H health [kg CO2-eq/kg] | Fan-H health [kg CO2-eq/kg] | Aluminum-H health [kg CO2-eq/kg] | LPG-H health [kg CO2-eq/kg] | Zinc coat-h health [kg CO2-eq/m2] | Polyacrylamide-H health [kg CO2-eq/kg] | Photovoltaic panel-h health [kg CO2-eq/m2] | GACProduction-H health [kg CO2-eq/kg] | GACRegeneration-H health [kg CO2-eq/kg] | Switches-H health [kg CO2-eq/kg] | Control units-h health [kg CO2-eq/kg] | Electronics active-h health [kg CO2-eq/kg] | Electronics passive-h health [kg CO2-eq/kg] | Transformers-H health [kg CO2-eq/kg] | Fertilizer offset-h health [kg CO2-eq/kg] | Polycarbonate-H health [kg CO2-eq/kg] | Membrane-H health [kg CO2-eq/kg] | Na cl-h health [kg CO2-eq/kg] | Na oh-h health [kg CO2-eq/kg] | Zeolite-H health [kg CO2-eq/kg] | Battery-H health [kg CO2-eq/kg] | Lithium battery-h health [kg CO2-eq/kg] | Excavation-H resources [kg CO2-eq/m3] | Brick-H resources [kg CO2-eq/kg] | Cement-H resources [kg CO2-eq/kg] | Concrete-H resources [kg CO2-eq/m3] | Gravel-H resources [kg CO2-eq/kg] | Plastic-H resources [kg CO2-eq/kg] | Sand-H resources [kg CO2-eq/kg] | Stainless steel-h resources [kg CO2-eq/kg] | Stainless steel sheet-h resources [kg CO2-eq/kg] | Steel-H resources [kg CO2-eq/kg] | Wood-H resources [kg CO2-eq/m3] | Trucking-H resources [kg CO2-eq/tonne*km] | Electric motor-h resources [kg CO2-eq/ea] | Electronics-H resources [kg CO2-eq/kg] | Catalytic converter-h resources [kg CO2-eq/ea] | Oil heat exchanger-h resources [kg CO2-eq/ea] | Pump-H resources [kg CO2-eq/ea] | Hydronic heat exchanger-h resources [kg CO2-eq/ea] | Electric connectors-h resources [kg CO2-eq/kg] | Electric cables-h resources [kg CO2-eq/m] | PVC-H resources [kg CO2-eq/kg] | PE-H resources [kg CO2-eq/kg] | Polymer-H resources [kg CO2-eq/kg] | Cationic resin-h resources [kg CO2-eq/kg] | Ceramic-H resources [kg CO2-eq/kg] | Fan-H resources [kg CO2-eq/kg] | Aluminum-H resources [kg CO2-eq/kg] | LPG-H resources [kg CO2-eq/kg] | Zinc coat-h resources [kg CO2-eq/m2] | Polyacrylamide-H resources [kg CO2-eq/kg] | Photovoltaic panel-h resources [kg CO2-eq/m2] | GACProduction-H resources [kg CO2-eq/kg] | GACRegeneration-H resources [kg CO2-eq/kg] | Switches-H resources [kg CO2-eq/kg] | Control units-h resources [kg CO2-eq/kg] | Electronics active-h resources [kg CO2-eq/kg] | Electronics passive-h resources [kg CO2-eq/kg] | Transformers-H resources [kg CO2-eq/kg] | Fertilizer offset-h resources [kg CO2-eq/kg] | Polycarbonate-H resources [kg CO2-eq/kg] | Membrane-H resources [kg CO2-eq/kg] | Na cl-h resources [kg CO2-eq/kg] | Na oh-h resources [kg CO2-eq/kg] | Zeolite-H resources [kg CO2-eq/kg] | Battery-H resources [kg CO2-eq/kg] | Lithium battery-h resources [kg CO2-eq/kg] | NEWgenerator photovoltaic pv panel [USD] | NEWgenerator photovoltaic pv panel shipping [USD] | NEWgenerator photovoltaic pv racking system [USD] | NEWgenerator photovoltaic pv charge controllers [USD] | NEWgenerator photovoltaic pv connectors [USD] | NEWgenerator photovoltaic pv combiner box [USD] | NEWgenerator photovoltaic pv circuit breaker [USD] | NEWgenerator photovoltaic pv battery [USD] | NEWgenerator photovoltaic pv battery connectors [USD] | NEWgenerator photovoltaic pv battery switch [USD] | NEWgenerator photovoltaic pv battery terminal [USD] | NEWgenerator photovoltaic pv dc enclosure panel [USD] | NEWgenerator photovoltaic pv dc din rail [USD] | NEWgenerator photovoltaic pv dc din circuit breaker [USD] | NEWgenerator photovoltaic pv dc distribution block [USD] | NEWgenerator photovoltaic pv dc voltage converter [USD] | NEWgenerator photovoltaic pv misc [USD] | NEWgenerator photovoltaic pv labor replacement batteries [hr/y] | NEWgenerator photovoltaic pv lithium battery [USD] | NEWgenerator photovoltaic pv labor replacement misc repairs [hr/y] | NEWgenerator photovoltaic pv photovoltaic panel area [m2] | NEWgenerator photovoltaic pv aluminum weight [kg] | NEWgenerator photovoltaic pv control units weight [kg] | NEWgenerator photovoltaic pv cable length [m] | NEWgenerator photovoltaic pv connectors weight [kg] | NEWgenerator photovoltaic pv switch weight [kg] | NEWgenerator photovoltaic pv polycarbonate weight [kg] | NEWgenerator photovoltaic pv electronics passive weight [kg] | Operator daily wage [USD/h] | Energy gwp [kg CO2-eq/kWh] | Energy h ecosystems [points/kWh] | Energy h health [points/kWh] | Energy h resources [points/kWh] | Nacl price [USD/kg] | Lpg price [USD/kg] | N fertilizer price [USD/kg N] | P fertilizer price [USD/kg P] | K fertilizer price [USD/kg K] | Nh3 fertilizer price [USD/kg N]
0 | 0.15919 | 0.032201 | 0.024847 | 1.1748 | 0.99216 | 0.99426 | 0.86153 | 0.069913 | 0.87352 | 0.63717 | 0.67879 | 0.82763 | 0.82716 | 0.23061 | 1422.5635 | 92.0368 | 0.95616 | 0.82396 | 0.19405 | 0.27198 | 0.44486 | 3.456 | 5.1276 | 367.7699 | 0.007407 | 128.1125 | 97.1057 | 13.9151 | 144.3799 | 16.0424 | 1.7735 | 45.6779 | 17.0617 | 11.6282 | 2300.2754 | 99.0776 | 101.5937 | 1735.4043 | 120.0686 | 79.5635 | 243.2648 | 217.6243 | 208.5753 | 29.4661 | 46.5454 | 0.70966 | 0.063522 | 0.12915 | 0.015762 | 0.0022996 | 8.5072e-05 | 31.6298 | 9.9566 | 2.7258 | 0.7004 | 0.57785 | 0.10714 | 2.4144 | 62.3945 | 1.5447 | 0.3416 | 0.7837 | 22.3364 | 121.1285 | 42.0801 | 18.7362 | 131.7309 | 8.2675 | 0.031371 | 0.32395 | 0.97987 | 33.0154 | 15.4819 | 847.6045 | 91.3179 | 2.2083 | 0.07448 | 0.59766 | 0.075681 | 292.4536 | 136.8732 | 82.1884 | 60.9048 | 15.3733 | 1332.7145 | 222.0219 | 77.9508 | 77.6706 | 244.9117 | 143.4162 | 95.7696 | 90.0429 | 7.1523 | 0.58781 | 0.97782 | 0.22387 | 70.0671 | 4.9593 | 2.3617 | 2.3318 | 0.16093 | 8.8911e-05 | 28.12 | 1.3047 | 0.21729 | 0.23761 | 0.12419 | 3.3096 | 0.96208 | 0.86653 | 0.44444 | 106.1505 | 15.0394 | 35.8119 | 8.6531 | 134.9478 | 197.1504 | 1798.8437 | 241.227 | 407.5134 | 158.5472 | 834.288 | 304.8463 | 85.2604 | 462.2705 | 0.038176 | 0.11033 | 0.088671 | 0.064499 | 0.010738 | 0.005496 | 2.1176e-05 | 0.0020347 | 32.635 | 13.2033 | 0.81545 | 0.1517 | 2.8404 | 4.3041 | 383.7197 | 86.8837 | 3.4884 | 4.0796 | 150.6308 | 9.7916 | 105.7775 | 51.413 | 33.4537 | 97.3371 | 666.2114 | 72.1377 | 728.0494 | 10.0691 | 134.8959 | 654.0111 | 127.8579 | 86.4679 | 61.8684 | 77.6153 | 219.0255 | 54.3051 | 9.464 | 152.4186 | 86.9248 | 10.6213 | 48.0424 | 632.6692 | 5.9871 | 86.8339 | 54.3468 | 170.607 | 258.5183 | 87.4318 | 53.7155 | 30.85 | 52.3361 | 0.011815 | 0.0011545 | 0.27896 | 28.9785 | 2.5136 | 9.981 | 2.2931 | 278.1461 | 10.8459 | 3.9823 | 0.45972 | 5607.943 | 952.6135 | 1472.1023 | 1293.2658 | 32.5865 | 0.98253 | 23.6101 | 2.9213 | 5972.1463 | 1292.8753 | 505.0159 | 105.6283 | 135.0304 | 7.7333 | 183.4393 | 0.0011997 | 38.0796 | 0.18529 | 12.8259 | 59.4898 | 5.5408 | 82.287 | 202.5256 | 0.11968 | 0.27114 | 1.2375 | 3.8762 | 0.29113 | 0.24282 | 0.96361 | 0.13457 | 31.8203 | 0.0029545 | 14.7602 | 276.926 | 0.025043 | 117.9809 | 5.2615 | 0.045409 | 0.65548 | 0.25498 | 4.7039 | 0.088581 | 1.6726 | 1.0533 | 1.4646 | 0.020033 | 0.12178 | 0.056616 | 4.2183 | 0.039518 | 0.54905 | 0.22766 | 8.902 | 0.00043988 | 0.0031732 | 0.0029572 | 5.6361 | 0.01879 | 0.34462 | 0.22079 | 0.26643 | 0.0012001 | 0.019383 | 0.012228 | 1.1228 | 0.0054181 | 0.096021 | 0.052407 | 0.75949 | 0.0036235 | 0.042023 | 0.16618 | 0.52849 | 0.25438 | 1.065 | 282.2311 | 0.016315 | 1.9942 | 0.011359 | 4.0589 | 3.9598 | 3.1393 | 187.068 | 0.28725 | 9.1752 | 9.647 | 14.7217 | 120492.5572 | 8.0126 | 310.632 | 7.9745 | 4.1151 | 1.9469 | 2.1088 | 2.8147 | 1.7339 | 1.7402 | 14.4761 | 4.1078 | 0.737 | 8.9088 | 2.9341 | 245.6404 | 8.745 | 0.40271 | 18.2561 | 28.1622 | 612.7605 | 68.7309 | 4.7028 | 2.8126 | 8.1237 | 7.1789 | 0.29109 | 1.2865 | 5.042 | 7.3355 | 6.5438 | 0.0020491 | 0.0011569 | 0.0041553 | 1.5289 | 8.7922e-05 | 0.0072368 | 5.9057e-05 | 0.018219 | 0.0023739 | 0.0087641 | 13.2828 | 0.0006946 | 0.60896 | 0.30249 | 7.9211 | 1.354 | 0.036424 | 1.3996 | 0.28448 | 0.021247 | 0.0080314 | 0.0075738 | 0.0035615 | 0.0062701 | 0.006364 | 0.064274 | 0.073925 | 0.0035101 | 0.03047 | 0.010079 | 1.0544 | 0.00046697 | 0.00048148 | 0.1004 | 0.11033 | 2.9514 | 0.3296 | 0.019685 | 0.050038 | 0.026177 | 0.038648 | 0.0011617 | 0.0054987 | 0.018846 | 0.023393 | 0.025834 | 0.04394 | 0.015845 | 0.06076 | 16.6704 | 0.0012449 | 0.10435 | 0.00080427 | 0.45327 | 0.051541 | 0.14336 | 7.9854 | 0.011072 | 23.6728 | 13.2717 | 518.9592 | 28.1045 | 1.6721 | 26.2511 | 15.4228 | 0.8234 | 0.10408 | 0.098934 | 0.059297 | 0.087476 | 0.16898 | 1.9575 | 1.3322 | 0.04562 | 0.76764 | 0.15312 | 18.3299 | 0.0031447 | 0.0031683 | 9.6099 | 5.4631 | 147.2657 | 15.0028 | 1.6339 | 0.64734 | 0.44604 | 0.62079 | 0.019708 | 0.085569 | 0.38065 | 1.0211 | 1.0314 | 0.025973 | 0.010911 | 0.014788 | 6.9846 | 0.00079652 | 0.24019 | 0.00054799 | 0.95194 | 0.067303 | 0.12774 | 5.6349 | 0.0093229 | 14.7597 | 7.7039 | 543.8133 | 18.5621 | 1.8535 | 19.3718 | 7.7425 | 0.49518 | 0.14846 | 0.22503 | 0.032139 | 0.10746 | 0.076781 | 1.8063 | 0.59194 | 0.16498 | 0.51183 | 0.23028 | 13.3886 | 0.0030628 | 0.0029797 | 3.7712 | 2.769 | 59.3231 | 7.5102 | 3.3723 | 0.25684 | 0.30006 | 0.62069 | 0.012581 | 0.057973 | 0.22213 | 1.2606 | 1.0975 | 742.2748 | 350.5902 | 262.4356 | 217.7049 | 70.8248 | 112.5114 | 39.6293 | 2946.1369 | 249.4474 | 95.2253 | 20.3038 | 118.1228 | 9.3591 | 199.5528 | 89.3951 | 12.8249 | 53.8201 | 0.44821 | 3583.5667 | 2.6074 | 7.7832 | 2.2538 | 3.2345 | 11.8288 | 0.40099 | 0.98259 | 3.5252 | 0.26025 | 12.8942 | 0.99624 | 0.0026697 | 0.045235 | 0.031571 | 0.23238 | 2.4889 | 0.74902 | 5.9448 | 0.71123 | 0.66986
1 | 0.15285 | 0.037549 | 0.019013 | 1.2546 | 0.99413 | 0.99684 | 0.97628 | 0.057385 | 0.82989 | 0.35815 | 0.66851 | 0.81606 | 0.81717 | 0.20733 | 1933.0416 | 223.1564 | 0.94696 | 0.76741 | 0.15925 | 0.17143 | 0.29675 | 2.8485 | 5.3763 | 752.3396 | 0.00095112 | 146.7528 | 109.6674 | 13.616 | 136.806 | 15.0329 | 2.334 | 55.3986 | 16.1615 | 12.6393 | 2550.2271 | 89.6786 | 89.0825 | 1510.5398 | 105.4372 | 100.2981 | 265.0282 | 224.9298 | 231.7204 | 36.2506 | 44.5737 | 0.72662 | 0.26767 | 0.2378 | 0.01695 | 0.002322 | 7.9029e-05 | 30.1008 | 13.7651 | 3.1115 | 0.83346 | 0.65524 | 0.11624 | 1.9392 | 45.5966 | 3.1934 | 0.25835 | 0.90939 | 24.3389 | 125.7053 | 38.8007 | 22.679 | 156.8668 | 9.7898 | 0.033406 | 0.32947 | 0.81493 | 42.7052 | 14.1366 | 546.6557 | 126.8744 | 2.5554 | 0.081793 | 0.70252 | 0.078881 | 217.2016 | 156.257 | 85.4417 | 71.5935 | 14.7971 | 1269.1482 | 284.9954 | 73.0433 | 74.9093 | 257.5041 | 176.5899 | 89.7409 | 79.9252 | 9.0163 | 0.64424 | 0.80467 | 0.38595 | 55.0921 | 6.5573 | 2.1096 | 2.5696 | 0.1907 | 8.6102e-05 | 38.7086 | 1.271 | 0.20552 | 0.21909 | 0.15139 | 2.7205 | 0.95442 | 1.4097 | 0.34995 | 71.0806 | 19.2238 | 24.8928 | 10.0581 | 122.0076 | 164.6566 | 1728.8831 | 255.6302 | 352.7959 | 185.4048 | 753.954 | 406.7243 | 77.726 | 429.9237 | 0.20089 | 0.20748 | 0.026356 | 0.067069 | 0.010092 | 0.0070653 | 2.25e-05 | 0.0026789 | 34.0573 | 11.1685 | 1.0768 | 0.17807 | 2.1371 | 6.3431 | 357.8736 | 65.1237 | 2.7594 | 3.9626 | 122.5456 | 9.1255 | 119.6423 | 46.8609 | 35.3818 | 104.3507 | 593.8247 | 55.7605 | 653.9951 | 9.8077 | 116.1996 | 802.7349 | 146.6632 | 105.3242 | 57.7109 | 65.5063 | 206.4305 | 60.6633 | 9.9981 | 177.8051 | 72.8217 | 12.5593 | 44.2175 | 596.4144 | 5.5432 | 70.6474 | 61.4566 | 169.0211 | 277.265 | 73.51 | 52.8255 | 33.7368 | 40.2149 | 0.01234 | 0.0011251 | 0.27016 | 36.1675 | 2.4796 | 11.4637 | 2.7297 | 285.1023 | 8.848 | 5.062 | 0.59078 | 6326.3149 | 815.4518 | 1395.0787 | 1076.9527 | 27.1914 | 1.1522 | 20.5251 | 3.0944 | 5238.6235 | 1321.7202 | 564.2945 | 96.0332 | 126.6189 | 9.4667 | 150.1532 | 0.0013581 | 26.7573 | 0.15456 | 12.6871 | 57.3933 | 3.5752 | 53.0777 | 176.5838 | 0.1181 | 0.25483 | 1.3213 | 3.4164 | 0.34884 | 0.25355 | 1.0853 | 0.18909 | 32.2684 | 0.0027308 | 13.9162 | 316.4475 | 0.02572 | 122.7279 | 5.6384 | 0.046756 | 0.66496 | 0.24603 | 5.0267 | 0.092693 | 1.8883 | 1.0795 | 1.4683 | 0.019357 | 0.10725 | 0.058042 | 4.1314 | 0.037878 | 0.49849 | 0.20525 | 7.5953 | 0.00043489 | 0.0034321 | 0.0031743 | 4.893 | 0.020718 | 0.33351 | 0.23133 | 0.26268 | 0.0012825 | 0.020274 | 0.012539 | 1.1868 | 0.0051721 | 0.088803 | 0.055233 | 0.71429 | 0.0036651 | 0.044999 | 0.18843 | 0.533 | 0.30616 | 1.1761 | 230.8616 | 0.012312 | 1.9443 | 0.011072 | 3.7611 | 5.5975 | 2.9195 | 199.3621 | 0.33653 | 9.3058 | 9 | 12.6755 | 123570.9119 | 8.3764 | 353.0889 | 9.577 | 4.6875 | 1.9316 | 1.9451 | 2.8521 | 1.6751 | 1.7789 | 12.9203 | 4.2428 | 0.74925 | 7.485 | 2.591 | 295.1484 | 8.406 | 0.44807 | 19.7614 | 26.5532 | 626.1084 | 58.7744 | 4.5395 | 2.8685 | 7.9522 | 6.9913 | 0.2413 | 1.2922 | 5.3361 | 7.7278 | 6.6151 | 0.0019092 | 0.0012822 | 0.0039079 | 1.3758 | 8.8556e-05 | 0.0065536 | 6.2221e-05 | 0.016924 | 0.0023954 | 0.0075948 | 13.8298 | 0.00075404 | 0.64273 | 0.28626 | 8.7886 | 1.3285 | 0.039771 | 1.2328 | 0.3082 | 0.017931 | 0.0069841 | 0.0072958 | 0.0038696 | 0.0056896 | 0.0073411 | 0.057129 | 0.068887 | 0.003706 | 0.035305 | 0.011665 | 1.2413 | 0.00044562 | 0.00046274 | 0.10229 | 0.124 | 2.895 | 0.30718 | 0.023355 | 0.045617 | 0.02753 | 0.036364 | 0.0011442 | 0.0055262 | 0.021389 | 0.022779 | 0.024797 | 0.040494 | 0.016828 | 0.064678 | 18.8251 | 0.001173 | 0.094004 | 0.00082362 | 0.37305 | 0.049063 | 0.13968 | 7.6304 | 0.010122 | 22.1355 | 14.3893 | 443.5768 | 30.4859 | 1.7467 | 31.0434 | 13.1353 | 0.88568 | 0.12141 | 0.10762 | 0.056075 | 0.1006 | 0.16233 | 1.8 | 1.4284 | 0.04748 | 0.83755 | 0.16711 | 17.8852 | 0.0037751 | 0.0031762 | 9.7323 | 4.8808 | 156.144 | 15.3688 | 1.5493 | 0.5862 | 0.45548 | 0.56172 | 0.020874 | 0.089368 | 0.39287 | 1.1819 | 1.13 | 0.02914 | 0.011231 | 0.015517 | 7.4445 | 0.00084693 | 0.19841 | 0.00059071 | 0.95038 | 0.069448 | 0.12585 | 5.8944 | 0.0086993 | 16.5652 | 9.0083 | 588.2029 | 20.5696 | 1.8729 | 20.8578 | 8.5868 | 0.48205 | 0.14209 | 0.21994 | 0.032544 | 0.1038 | 0.08442 | 2.0725 | 0.62416 | 0.19279 | 0.49999 | 0.19798 | 13.2758 | 0.0031669 | 0.0029146 | 4.1511 | 3.077 | 67.6304 | 8.1378 | 3.0499 | 0.24795 | 0.29323 | 0.73678 | 0.012891 | 0.051582 | 0.23869 | 1.1864 | 1.1914 | 829.7328 | 267.6853 | 245.8814 | 229.272 | 62.3997 | 107.2677 | 44.7001 | 3200.404 | 242.3376 | 81.1033 | 18.6615 | 126.7419 | 10.0952 | 247.2364 | 95.1743 | 11.5234 | 61.6837 | 0.37894 | 3159.5505 | 2.5639 | 6.5473 | 2.0766 | 3.3337 | 9.2808 | 0.56542 | 0.72134 | 3.6894 | 0.2948 | 9.9111 | 1.0505 | 0.0025699 | 0.043565 | 0.031244 | 0.2639 | 2.0747 | 0.6725 | 5.0891 | 0.75959 | 0.76764
2 | 0.18697 | 0.034715 | 0.012029 | 1.3848 | 0.99089 | 0.99282 | 0.69767 | 0.086155 | 0.85378 | 0.44213 | 0.82223 | 0.80822 | 0.76536 | 0.20199 | 2094.3471 | 259.183 | 0.95213 | 0.861 | 0.13992 | 0.21625 | 0.16885 | 2.6197 | 4.7672 | 209.4011 | 0.0017499 | 165.1954 | 132.0914 | 14.6013 | 141.3175 | 15.7606 | 2.1036 | 54.1679 | 14.6263 | 12.9987 | 2668.0805 | 80.0857 | 85.5149 | 1937.3928 | 126.5654 | 97.5846 | 238.8642 | 263.3842 | 242.2275 | 30.1047 | 58.8325 | 0.78556 | 0.12468 | 0.31322 | 0.013988 | 0.0019721 | 6.6535e-05 | 34.5386 | 10.5276 | 3.5362 | 0.8217 | 0.60132 | 0.11412 | 2.819 | 43.928 | 9.3459 | 0.30464 | 0.75241 | 23.5167 | 89.7032 | 29.868 | 15.5526 | 124.9407 | 9.3744 | 0.030592 | 0.31074 | 0.71573 | 24.5169 | 19.1392 | 585.1892 | 108.971 | 2.6895 | 0.11111 | 0.3948 | 0.11981 | 335.7056 | 141.1037 | 83.3679 | 57.8501 | 15.1697 | 1228.5072 | 250.6501 | 93.2529 | 72.7688 | 276.9963 | 180.2433 | 100.0417 | 80.1435 | 8.8424 | 0.49249 | 0.95863 | 0.51129 | 64.4696 | 5.3132 | 1.7281 | 2.7952 | 0.14103 | 9.5633e-05 | 35.0377 | 0.96266 | 0.20002 | 0.27939 | 0.1789 | 3.2761 | 0.95329 | 0.96996 | 0.48383 | 74.2959 | 15.8907 | 25.2359 | 8.3854 | 147.6753 | 101.5652 | 2164.6475 | 277.6305 | 341.7642 | 186.5139 | 735.1719 | 315.3123 | 78.3567 | 440.5368 | 0.19262 | 0.045018 | 0.13419 | 0.057978 | 0.0078639 | 0.0053757 | 2.4527e-05 | 0.0023038 | 30.969 | 11.5499 | 1.0313 | 0.18768 | 2.7079 | 5.6705 | 405.4537 | 71.334 | 3.4697 | 5.3719 | 139.9099 | 9.9313 | 114.0951 | 39.0942 | 37.1815 | 85.0243 | 691.1354 | 57.355 | 679.9264 | 8.6441 | 118.6111 | 809.7506 | 136.1518 | 84.926 | 51.4485 | 73.6811 | 226.0908 | 61.2326 | 9.3468 | 167.4488 | 78.3834 | 10.2665 | 45.0149 | 676.4924 | 6.4883 | 77.9219 | 72.0578 | 177.4725 | 321.7809 | 74.5156 | 42.894 | 35.1695 | 39.3317 | 0.0092869 | 0.0014312 | 0.24948 | 34.5346 | 2.4148 | 11.4224 | 2.0889 | 273.2286 | 8.239 | 4.7077 | 0.61267 | 5844.972 | 918.9586 | 1442.7697 | 1158.7288 | 33.8428 | 0.75095 | 23.9672 | 2.6324 | 5697.2814 | 1486.0274 | 600.2116 | 109.1811 | 128.0335 | 7.785 | 186.3157 | 0.0011257 | 34.9858 | 0.16776 | 11.1285 | 50.297 | 4.5441 | 60.851 | 181.3244 | 0.12084 | 0.24049 | 2.8774 | 3.3365 | 0.19762 | 0.24638 | 1.36 | 0.19574 | 32.5686 | 0.0029309 | 13.8052 | 287.0012 | 0.022279 | 126.0246 | 5.4138 | 0.042268 | 0.64078 | 0.24047 | 4.8919 | 0.096417 | 1.7513 | 1.1327 | 1.5971 | 0.019458 | 0.11187 | 0.05467 | 4.5304 | 0.038502 | 0.5481 | 0.212 | 7.6633 | 0.00044368 | 0.0033262 | 0.0028231 | 5.0061 | 0.01819 | 0.37206 | 0.22266 | 0.25037 | 0.0012071 | 0.020212 | 0.013596 | 1.2505 | 0.0047775 | 0.098572 | 0.049879 | 0.64674 | 0.0033057 | 0.041259 | 0.17424 | 0.53707 | 0.28657 | 1.013 | 346.8351 | 0.017813 | 1.9598 | 0.012605 | 4.5441 | 5.4994 | 2.7487 | 196.2565 | 0.20478 | 9.8267 | 8.0488 | 14.4389 | 109283.5135 | 9.1831 | 328.3365 | 9.0642 | 4.2624 | 2.0615 | 2.0912 | 2.9561 | 1.5655 | 1.6674 | 13.4861 | 4.2203 | 0.77276 | 7.3844 | 2.5292 | 243.1333 | 7.7377 | 0.45393 | 18.0068 | 24.4086 | 642.2228 | 61.9148 | 4.1132 | 3.05 | 7.1688 | 8.2403 | 0.28701 | 1.1448 | 4.7655 | 6.3645 | 5.8134 | 0.0022423 | 0.0013521 | 0.0042221 | 1.3527 | 9.2782e-05 | 0.006373 | 6.2509e-05 | 0.017247 | 0.0025166 | 0.007413 | 13.9331 | 0.00076245 | 0.65499 | 0.29692 | 7.822 | 1.3763 | 0.037577 | 1.2039 | 0.29362 | 0.019618 | 0.0068619 | 0.0064079 | 0.0032732 | 0.0053995 | 0.0074638 | 0.059337 | 0.075937 | 0.0036013 | 0.031119 | 0.010991 | 1.2047 | 0.00039546 | 0.00044791 | 0.093466 | 0.1195 | 2.9964 | 0.2851 | 0.023084 | 0.046582 | 0.02815 | 0.0384 | 0.001109 | 0.0053911 | 0.021171 | 0.024391 | 0.023107 | 0.03785 | 0.018401 | 0.053456 | 18.5259 | 0.0011284 | 0.10654 | 0.00089317 | 0.41242 | 0.045581 | 0.14301 | 7.0871 | 0.011174 | 22.2958 | 14.7944 | 476.2548 | 30.9311 | 1.603 | 30.0733 | 14.9752 | 0.86263 | 0.11191 | 0.10855 | 0.054012 | 0.097488 | 0.17601 | 1.8602 | 1.4579 | 0.046621 | 0.83934 | 0.16357 | 17.9485 | 0.0035842 | 0.0036265 | 10.409 | 4.934 | 168.6045 | 15.1243 | 1.6168 | 0.61188 | 0.40836 | 0.58203 | 0.018893 | 0.099179 | 0.37387 | 0.9928 | 1.0979 | 0.02948 | 0.011671 | 0.014019 | 6.7295 | 0.00086625 | 0.20182 | 0.00058172 | 0.9664 | 0.064447 | 0.11564 | 5.3211 | 0.0092532 | 15.4289 | 8.4877 | 520.3681 | 17.5246 | 1.9166 | 19.9734 | 8.947 | 0.56368 | 0.15565 | 0.23706 | 0.028467 | 0.1139 | 0.083018 | 1.835 | 0.55044 | 0.16655 | 0.487 | 0.22162 | 12.1769 | 0.0032571 | 0.0029518 | 4.1214 | 2.9037 | 62.2155 | 9.1219 | 3.4307 | 0.24144 | 0.31589 | 0.67298 | 0.014446 | 0.049007 | 0.2086 | 1.2843 | 1.1453 | 722.1852 | 342.4386 | 201.7295 | 175.776 | 64.5306 | 108.4111 | 47.3132 | 2993.8095 | 285.4296 | 79.3469 | 18.8294 | 115.4664 | 10.4758 | 206.9298 | 97.5579 | 11.9678 | 52.0812 | 0.39924 | 3467.126 | 2.1228 | 7.8922 | 1.4743 | 2.7258 | 10.4786 | 0.57824 | 0.99345 | 3.7827 | 0.24755 | 19.2908 | 0.88605 | 0.0025334 | 0.041801 | 0.030293 | 0.20123 | 2.5889 | 0.91619 | 5.0088 | 0.94858 | 0.74075
3 | 0.18308 | 0.018996 | 0.013273 | 1.3256 | 0.99302 | 0.99623 | 0.82465 | 0.095604 | 0.82267 | 0.6563 | 0.79872 | 0.8466 | 0.85092 | 0.17945 | 1184.7524 | 211.2433 | 0.95866 | 0.84592 | 0.17646 | 0.25323 | 0.16524 | 0.15075 | 7.1409 | 276.5841 | 0.0039042 | 118.9476 | 113.7719 | 13.0539 | 181.7315 | 14.3318 | 2.1338 | 52.0489 | 14.9491 | 9.6429 | 2645.6875 | 79.0294 | 107.4217 | 1541.1719 | 113.3777 | 95.9317 | 279.8808 | 240.0444 | 251.1823 | 32.8745 | 52.2382 | 0.86926 | 0.24302 | 0.031784 | 0.014559 | 0.0015895 | 8.7368e-05 | 29.2801 | 10.7928 | 2.687 | 0.9712 | 0.52828 | 0.1091 | 2.3427 | 57.7496 | 11.4994 | 0.27824 | 0.81531 | 27.1959 | 117.2011 | 34.203 | 24.4887 | 127.0031 | 8.0035 | 0.037411 | 0.297 | 0.66677 | 31.745 | 17.2278 | 603.554 | 79.7604 | 3.6479 | 0.10261 | 0.54129 | 0.085101 | 285.7585 | 131.0594 | 76.7398 | 70.0652 | 17.1205 | 1199.7145 | 264.9084 | 101.9369 | 91.5144 | 225.6353 | 142.8491 | 78.56 | 89.0158 | 8.0155 | 0.47296 | 0.94447 | 0.55747 | 71.2631 | 5.4686 | 2.1248 | 2.3725 | 0.16721 | 9.2339e-05 | 38.048 | 1.1229 | 0.26684 | 0.24724 | 0.15931 | 3.4115 | 0.96586 | 1.1423 | 0.43544 | 110.7177 | 16.8213 | 28.9345 | 9.6568 | 144.1559 | 203.3861 | 2230.4377 | 270.3923 | 305.9864 | 154.3135 | 838.4336 | 373.2612 | 94.4387 | 389.6327 | 0.26815 | 0.41625 | 0.12644 | 0.08207 | 0.0084845 | 0.0049703 | 2.3679e-05 | 0.0019621 | 27.4263 | 13.5105 | 1.1476 | 0.15597 | 2.7632 | 6.709 | 373.9065 | 75.7324 | 4.0086 | 3.8726 | 144.562 | 8.8139 | 110.1111 | 47.4651 | 33.5035 | 95.2904 | 653.6954 | 73.8969 | 665.082 | 8.4749 | 139.4851 | 720.8647 | 155.6675 | 99.2657 | 56.2957 | 67.8283 | 257.4203 | 57.5368 | 7.8156 | 201.9321 | 97.3108 | 10.9728 | 51.3018 | 669.7285 | 5.679 | 78.7736 | 67.0573 | 184.5097 | 242.6303 | 97.2073 | 57.2884 | 34.4564 | 46.6345 | 0.010606 | 0.0010441 | 0.23316 | 36.6088 | 2.1938 | 10.8112 | 3.1049 | 204.9178 | 9.8436 | 4.4532 | 0.42172 | 5978.5031 | 860.5924 | 1193.7559 | 1313.9291 | 33.2322 | 1.2819 | 21.7484 | 2.4714 | 5497.8633 | 1369.3965 | 484.2997 | 93.6449 | 146.8421 | 9.7248 | 155.1834 | 0.0010921 | 28.0715 | 0.18158 | 12.0212 | 92.6198 | 6.3757 | 54.5995 | 224.9737 | 0.12458 | 0.24705 | 2.1773 | 2.9695 | 0.33826 | 0.25908 | 0.99176 | 0.14915 | 36.949 | 0.0027562 | 13.2273 | 293.3627 | 0.023895 | 119.1857 | 5.6467 | 0.044377 | 0.62973 | 0.25312 | 4.8469 | 0.090115 | 1.7716 | 1.1105 | 1.5471 | 0.018618 | 0.1162 | 0.049989 | 4.2672 | 0.037286 | 0.4929 | 0.20669 | 7.7396 | 0.00047416 | 0.0034135 | 0.0027943 | 5.5396 | 0.020092 | 0.38191 | 0.21916 | 0.27506 | 0.0010905 | 0.021063 | 0.014633 | 1.3134 | 0.0055862 | 0.084303 | 0.049284 | 0.77781 | 0.0038589 | 0.043766 | 0.18438 | 0.52097 | 0.2854 | 0.98045 | 286.5022 | 0.015758 | 1.9829 | 0.012572 | 4.9511 | 5.9458 | 2.8161 | 201.7025 | 0.47663 | 8.9871 | 8.8953 | 13.608 | 110485.3264 | 8.6882 | 341.6693 | 8.3247 | 4.311 | 2.1405 | 1.7385 | 2.7728 | 1.5404 | 1.693 | 15.2132 | 3.9462 | 0.6481 | 7.602 | 2.6391 | 284.3077 | 8.9343 | 0.45816 | 20.2023 | 28.7145 | 596.854 | 61.5622 | 4.4296 | 2.7316 | 7.8655 | 7.8156 | 0.25121 | 1.2684 | 5.5075 | 7.3285 | 6.4445 | 0.0019346 | 0.0012179 | 0.0039636 | 1.5517 | 9.5764e-05 | 0.0077501 | 5.3898e-05 | 0.016765 | 0.0027885 | 0.0079605 | 13.2273 | 0.00074811 | 0.58779 | 0.32407 | 7.6221 | 1.3842 | 0.034173 | 1.2625 | 0.33164 | 0.019344 | 0.0080808 | 0.0066331 | 0.0036337 | 0.0054632 | 0.0073844 | 0.062972 | 0.078253 | 0.0039056 | 0.033165 | 0.010324 | 1.1775 | 0.00045237 | 0.00043604 | 0.095578 | 0.11343 | 2.8666 | 0.294 | 0.020142 | 0.041727 | 0.026956 | 0.035177 | 0.0011359 | 0.0058217 | 0.020747 | 0.022614 | 0.023455 | 0.036743 | 0.018282 | 0.058493 | 17.3084 | 0.0013609 | 0.10807 | 0.00083316 | 0.4506 | 0.052964 | 0.16392 | 7.2415 | 0.010213 | 20.8224 | 13.7721 | 465.7556 | 25.8228 | 1.8287 | 29.7799 | 14.5738 | 0.84326 | 0.11422 | 0.090795 | 0.052851 | 0.090239 | 0.16762 | 2.0501 | 1.3057 | 0.044919 | 0.92302 | 0.18141 | 18.4854 | 0.0033458 | 0.0037293 | 9.3166 | 5.6425 | 167.5586 | 13.1507 | 1.7548 | 0.65415 | 0.41897 | 0.64551 | 0.020911 | 0.086531 | 0.3426 | 1.0881 | 1.0449 | 0.026621 | 0.010619 | 0.016698 | 6.3803 | 0.00075084 | 0.23377 | 0.00063921 | 0.99348 | 0.062013 | 0.12903 | 4.9013 | 0.0085955 | 17.2398 | 7.8534 | 487.245 | 18.1301 | 1.7762 | 17.7854 | 8.85 | 0.53532 | 0.14046 | 0.19935 | 0.027399 | 0.10799 | 0.072551 | 1.8889 | 0.53869 | 0.19147 | 0.48888 | 0.19676 | 12.7086 | 0.0032262 | 0.0027082 | 3.574 | 2.6727 | 65.4887 | 8.2294 | 3.0038 | 0.27778 | 0.28383 | 0.63258 | 0.013456 | 0.055867 | 0.21808 | 1.2719 | 1.115 | 709.6121 | 298.7306 | 233.6998 | 178.0505 | 55.8891 | 93.4199 | 38.8496 | 3769.0402 | 301.3375 | 85.3145 | 17.7279 | 128.2863 | 10.6454 | 224.3622 | 107.2472 | 12.2022 | 56.9026 | 0.36626 | 2771.8576 | 2.0329 | 7.0194 | 2.1849 | 2.5803 | 11.3337 | 0.65794 | 0.65267 | 2.8253 | 0.29082 | 11.7645 | 1.0321 | 0.0028019 | 0.039024 | 0.035803 | 0.24798 | 2.1333 | 0.87052 | 5.712 | 0.92989 | 0.57103
4 | 0.17936 | 0.016742 | 0.020396 | 1.4525 | 0.99931 | 0.99105 | 0.70708 | 0.055989 | 0.86736 | 0.54584 | 0.75677 | 0.83409 | 0.78077 | 0.21658 | 1512.2349 | 413.9771 | 0.93708 | 0.83333 | 0.1535 | 0.15191 | 0.086729 | 1.6047 | 1.6198 | 301.1513 | 0.0083311 | 172.2279 | 115.6439 | 15.2928 | 148.9024 | 17.734 | 1.8408 | 60.7947 | 16.5932 | 13.7222 | 2605.9571 | 83.4627 | 102.1549 | 1719.4484 | 122.7291 | 95.7028 | 291.9362 | 219.6102 | 259.1992 | 31.8315 | 55.5145 | 0.75096 | 0.20623 | 0.28226 | 0.015961 | 0.0017694 | 7.7888e-05 | 32.8598 | 13.0154 | 2.4094 | 0.72843 | 0.55119 | 0.088868 | 2.5913 | 53.5696 | 7.2141 | 0.24915 | 0.80764 | 26.7464 | 104.2342 | 41.6194 | 23.0033 | 153.2504 | 9.0384 | 0.03048 | 0.26199 | 0.94923 | 30.2634 | 12.435 | 910.37 | 112.6654 | 3.3606 | 0.086973 | 0.60869 | 0.12347 | 340.9358 | 145.5707 | 97.2098 | 63.1956 | 13.8772 | 1294.8108 | 260.0939 | 81.1874 | 84.8355 | 273.3207 | 156.6244 | 90.8124 | 83.6388 | 7.5763 | 0.53443 | 0.66788 | 0.25587 | 51.2236 | 5.9316 | 1.7828 | 2.6308 | 0.14366 | 8.3523e-05 | 29.5943 | 1.38 | 0.24894 | 0.19847 | 0.19273 | 3.5596 | 0.95268 | 1.3807 | 0.55446 | 98.1267 | 18.7201 | 27.8519 | 10.1695 | 154.5942 | 178.2082 | 1956.634 | 267.8085 | 364.9546 | 200.2359 | 904.0766 | 368.4352 | 98.165 | 379.2427 | 0.39868 | 0.25156 | 0.10683 | 0.082542 | 0.01094 | 0.0063271 | 2.7632e-05 | 0.0019116 | 32.0779 | 12.5995 | 0.89396 | 0.16536 | 2.526 | 6.8015 | 384.8987 | 84.6573 | 3.1117 | 5.8891 | 120.5495 | 8.9426 | 126.7834 | 49.4373 | 37.836 | 93.9037 | 743.0382 | 70.8199 | 720.1577 | 9.007 | 106.5919 | 743.784 | 131.3642 | 108.0997 | 56.8381 | 72.7434 | 234.0234 | 47.399 | 7.7384 | 174.5334 | 83.5221 | 9.7201 | 53.3863 | 536.8367 | 6.035 | 85.8204 | 58.8842 | 211.7928 | 292.2155 | 94.6201 | 54.6317 | 34.0428 | 41.8896 | 0.011452 | 0.0013396 | 0.2596 | 31.7436 | 2.0822 | 8.9283 | 3.0351 | 249.7347 | 10.0739 | 3.8548 | 0.44784 | 7168.1175 | 772.2743 | 1276.0057 | 1101.7983 | 28.114 | 1.0837 | 26.9178 | 2.7156 | 5219.7061 | 1195.9313 | 541.0448 | 101.0064 | 130.241 | 8.2599 | 174.122 | 0.0015899 | 35.1033 | 0.16205 | 14.6227 | 64.2834 | 5.2396 | 65.1124 | 226.2124 | 0.1145 | 0.30792 | 1.9226 | 3.2994 | 0.215 | 0.21453 | 1.2645 | 0.16588 | 33.1928 | 0.0027841 | 13.5685 | 285.2421 | 0.025302 | 111.2681 | 4.8708 | 0.049505 | 0.63595 | 0.24816 | 5.0681 | 0.099894 | 1.9334 | 1.0307 | 1.4433 | 0.019003 | 0.11871 | 0.051493 | 4.5193 | 0.035547 | 0.5063 | 0.19911 | 9.1385 | 0.00047291 | 0.0035941 | 0.0028995 | 4.9377 | 0.018439 | 0.39325 | 0.23538 | 0.28147 | 0.0012562 | 0.022153 | 0.012768 | 1.3168 | 0.0048768 | 0.10078 | 0.056991 | 0.77055 | 0.0035568 | 0.046739 | 0.16819 | 0.53446 | 0.26883 | 1.0543 | 238.6301 | 0.012922 | 1.9463 | 0.011976 | 3.2964 | 5.9885 | 2.3556 | 206.4161 | 0.1009 | 10.3121 | 9.3983 | 13.0714 | 119696.0547 | 7.766 | 294.9601 | 9.6583 | 3.9584 | 1.986 | 1.9714 | 2.6304 | 1.4936 | 2.0128 | 13.1489 | 4.1305 | 0.67935 | 8.3532 | 2.7544 | 263.1064 | 8.976 | 0.42948 | 19.4938 | 26.9526 | 673.7965 | 58.2189 | 4.915 | 2.9281 | 7.7358 | 7.7695 | 0.27881 | 1.2309 | 5.2728 | 6.5686 | 6.4004 | 0.00215 | 0.0013594 | 0.0045863 | 1.6179 | 8.5306e-05 | 0.0064332 | 5.8578e-05 | 0.017848 | 0.0024253 | 0.0077187 | 12.8702 | 0.00070513 | 0.69585 | 0.32462 | 7.7049 | 1.341 | 0.041273 | 1.3911 | 0.32073 | 0.02066 | 0.0081591 | 0.0068528 | 0.0036893 | 0.0065255 | 0.006967 | 0.058941 | 0.077286 | 0.0038541 | 0.030688 | 0.0099394 | 1.0389 | 0.00045739 | 0.00043041 | 0.098233 | 0.12555 | 2.8388 | 0.32428 | 0.019983 | 0.042247 | 0.026639 | 0.035852 | 0.0011971 | 0.0050225 | 0.022125 | 0.024917 | 0.024138 | 0.037449 | 0.018112 | 0.053587 | 19.6405 | 0.0011889 | 0.091343 | 0.00077091 | 0.3994 | 0.053689 | 0.149 | 6.6565 | 0.011625 | 21.1516 | 14.038 | 538.3933 | 27.9002 | 1.7153 | 29.1918 | 15.1803 | 0.90301 | 0.12016 | 0.10931 | 0.058028 | 0.091517 | 0.16625 | 1.7038 | 1.2701 | 0.043747 | 0.79961 | 0.15785 | 20.9049 | 0.0036114 | 0.0034754 | 9.059 | 5.3027 | 159.8563 | 14.4681 | 1.6348 | 0.62319 | 0.38965 | 0.57256 | 0.019126 | 0.088737 | 0.36776 | 1.0403 | 1.0827 | 0.028439 | 0.011124 | 0.014054 | 7.2341 | 0.00090467 | 0.21997 | 0.00054209 | 0.97346 | 0.070395 | 0.12203 | 5.2809 | 0.0088177 | 15.7891 | 8.8276 | 559.9462 | 21.0637 | 1.7243 | 18.5656 | 7.9529 | 0.55642 | 0.13965 | 0.20307 | 0.030689 | 0.10579 | 0.082905 | 1.9198 | 0.63181 | 0.17695 | 0.49345 | 0.20651 | 11.5173 | 0.0029243 | 0.0028945 | 3.6437 | 3.0252 | 66.4678 | 8.7421 | 3.1432 | 0.23994 | 0.31022 | 0.68271 | 0.014663 | 0.056499 | 0.23289 | 1.2548 | 1.156 | 657.3864 | 348.6342 | 267.0231 | 220.7942 | 71.1306 | 95.7301 | 40.845 | 3544.679 | 302.9344 | 91.1805 | 22.7381 | 138.4576 | 9.79 | 205.0446 | 86.929 | 11.2394 | 63.0985 | 0.41719 | 2591.8117 | 2.782 | 4.9809 | 2.1213 | 2.8839 | 13.3487 | 0.43255 | 0.93801 | 3.8325 | 0.22742 | 20.3435 | 1.0074 | 0.0029237 | 0.04477 | 0.033988 | 0.18526 | 1.8494 | 0.92668 | 5.3377 | 0.96149 | 0.65211
5 | 0.18756 | 0.016412 | 0.022737 | 1.1004 | 0.99788 | 0.9923 | 0.75707 | 0.046278 | 0.84406 | 0.61977 | 0.8482 | 0.79084 | 0.79401 | 0.21553 | 1536.5411 | 184.09 | 0.96716 | 0.81642 | 0.17216 | 0.19381 | 0.3017 | 1.3308 | 3.7702 | 346.5444 | 0.0057274 | 134.2026 | 137.9195 | 17.9343 | 175.0867 | 14.937 | 1.6926 | 59.9556 | 15.721 | 11.4621 | 2761.0593 | 75.5498 | 97.3726 | 1899.4383 | 117.9198 | 92.6326 | 299.5228 | 275.2246 | 234.6012 | 37.1488 | 59.5985 | 0.77166 | 0.31795 | 0.078327 | 0.018306 | 0.0018296 | 6.8561e-05 | 38.3741 | 9.83 | 3.0379 | 0.92641 | 0.50869 | 0.090498 | 2.397 | 49.7146 | 5.1055 | 0.28858 | 0.89867 | 26.0617 | 92.3451 | 30.7531 | 14.9682 | 136.8543 | 8.3874 | 0.033897 | 0.26923 | 0.69447 | 45.468 | 18.6349 | 889.3282 | 120.1262 | 2.9654 | 0.084026 | 0.5076 | 0.11655 | 278.1126 | 127.7788 | 94.8196 | 59.6965 | 16.5604 | 1364.2444 | 242.5955 | 105.7238 | 84.3742 | 227.6787 | 182.332 | 84.5472 | 76.04 | 7.4857 | 0.45348 | 0.7265 | 0.19282 | 52.5134 | 5.7148 | 2.3515 | 2.0503 | 0.16433 | 6.9183e-05 | 35.8155 | 1.2473 | 0.20806 | 0.17837 | 0.19851 | 3.2281 | 0.96909 | 1.3187 | 0.42125 | 93.9884 | 15.1318 | 33.9722 | 7.8103 | 139.2315 | 167.9215 | 1849.0113 | 252.7844 | 315.9878 | 166.944 | 797.637 | 312.9179 | 81.649 | 401.5618 | 0.34927 | 0.228 | 0.20185 | 0.074279 | 0.0091492 | 0.0065578 | 2.5416e-05 | 0.0018513 | 29.1525 | 12.8259 | 0.95213 | 0.17228 | 2.1756 | 6.5217 | 428.8339 | 77.2555 | 4.216 | 6.0542 | 147.531 | 8.0546 | 136.8068 | 46.5344 | 31.4104 | 86.5625 | 680.2654 | 73.0284 | 642.103 | 8.0058 | 107.9483 | 757.7274 | 153.0062 | 101.5218 | 63.2026 | 64.8214 | 239.243 | 59.2935 | 8.8605 | 161.3423 | 94.5605 | 12.2999 | 54.8545 | 652.869 | 6.6733 | 84.5837 | 55.1283 | 214.249 | 247.3002 | 92.7058 | 48.5817 | 29.9371 | 48.6402 | 0.0085511 | 0.0013602 | 0.29588 | 32.4052 | 2.3732 | 13.6668 | 2.6529 | 246.4629 | 9.2142 | 4.0477 | 0.50027 | 6732.3195 | 907.048 | 1479.5821 | 1322.6258 | 28.5875 | 1.0116 | 23.2395 | 2.6122 | 5348.0371 | 1761.018 | 569.6077 | 104.5698 | 152.9308 | 8.6785 | 153.0832 | 0.0013136 | 31.826 | 0.14875 | 12.225 | 55.1882 | 5.4249 | 60.5227 | 211.3761 | 0.11349 | 0.22844 | 2.7021 | 3.9036 | 0.29502 | 0.21948 | 1.0266 | 0.12737 | 32.6656 | 0.0027915 | 12.8148 | 324.9113 | 0.026764 | 113.9068 | 5.312 | 0.048079 | 0.62722 | 0.27483 | 5.2375 | 0.097802 | 1.7958 | 1.0659 | 1.416 | 0.019603 | 0.11071 | 0.052521 | 4.1862 | 0.037614 | 0.52878 | 0.21039 | 7.8973 | 0.00045447 | 0.0035639 | 0.0032751 | 5.216 | 0.021737 | 0.3885 | 0.2459 | 0.27336 | 0.0012471 | 0.021838 | 0.014066 | 1.3272 | 0.0058097 | 0.089732 | 0.048888 | 0.70863 | 0.0034639 | 0.048709 | 0.19543 | 0.54841 | 0.25904 | 1.0908 | 220.5788 | 0.013292 | 1.941 | 0.012193 | 4.2654 | 4.8386 | 2.4346 | 199.0787 | 0.15342 | 10.6618 | 8.2862 | 14.912 | 103380.4737 | 9.071 | 324.0807 | 9.4341 | 4.3911 | 2.1922 | 1.9582 | 2.661 | 1.6053 | 1.9071 | 13.5278 | 4.3053 | 0.69858 | 8.6976 | 2.9517 | 269.6851 | 7.879 | 0.48634 | 17.239 | 24.273 | 686.9311 | 69.8385 | 4.8787 | 3.0903 | 7.5962 | 8.4385 | 0.25908 | 1.1604 | 5.5723 | 6.8568 | 6.0701 | 0.0019535 | 0.0011968 | 0.0044065 | 1.6023 | 8.9711e-05 | 0.0071835 | 5.7041e-05 | 0.019684 | 0.002452 | 0.0088946 | 12.7637 | 0.00080474 | 0.60989 | 0.30381 | 8.2273 | 1.3072 | 0.0354 | 1.313 | 0.27436 | 0.017734 | 0.0082618 | 0.0067087 | 0.0038326 | 0.0064545 | 0.0067414 | 0.055476 | 0.069517 | 0.0036697 | 0.03011 | 0.010705 | 1.2371 | 0.00047606 | 0.00043939 | 0.090528 | 0.11476 | 2.6809 | 0.30337 | 0.019545 | 0.04291 | 0.02953 | 0.037159 | 0.0011683 | 0.0051519 | 0.020316 | 0.027215 | 0.027355 | 0.039109 | 0.017208 | 0.055326 | 19.1589 | 0.0011506 | 0.096399 | 0.00090299 | 0.37977 | 0.053993 | 0.16778 | 7.917 | 0.011727 | 20.9678 | 14.6459 | 500.8761 | 28.3575 | 1.8734 | 28.1733 | 13.4094 | 0.82994 | 0.10307 | 0.097623 | 0.050265 | 0.086094 | 0.18457 | 1.8873 | 1.5226 | 0.048096 | 0.8055 | 0.14894 | 21.1409 | 0.0032209 | 0.0032963 | 10.0657 | 5.0135 | 164.7241 | 12.7733 | 1.687 | 0.60301 | 0.40211 | 0.5947 | 0.022107 | 0.095375 | 0.35587 | 1.0554 | 1.1487 | 0.027873 | 0.011323 | 0.016603 | 7.1787 | 0.00077394 | 0.21337 | 0.00056358 | 0.8425 | 0.059421 | 0.1146 | 5.1126 | 0.0084918 | 17.4939 | 8.0874 | 535.1347 | 20.7871 | 1.7835 | 20.4089 | 7.8282 | 0.57835 | 0.16171 | 0.22807 | 0.029956 | 0.10152 | 0.072976 | 1.9638 | 0.53541 | 0.18977 | 0.5145 | 0.19317 | 12.4131 | 0.0031301 | 0.0028086 | 3.8332 | 2.9764 | 58.2268 | 7.6509 | 3.2948 | 0.234 | 0.31752 | 0.65949 | 0.013268 | 0.049874 | 0.2239 | 1.2332 | 1.1686 | 652.743 | 317.9735 | 226.5135 | 186.0743 | 53.9127 | 88.2554 | 36.4767 | 2922.1719 | 319.6888 | 76.5995 | 21.9747 | 135.5894 | 7.9793 | 243.212 | 103.5579 | 12.5934 | 50.2746 | 0.32856 | 2816.2559 | 2.8414 | 8.1027 | 1.909 | 2.5247 | 11.5368 | 0.4898 | 0.71078 | 4.4587 | 0.33405 | 9.2391 | 1.0193 | 0.0028355 | 0.044236 | 0.029976 | 0.2088 | 2.0221 | 0.6531 | 4.2139 | 0.99983 | 0.72465
6 | 0.17178 | 0.027078 | 0.0064481 | 1.2768 | 0.99472 | 0.99063 | 0.74895 | 0.03434 | 0.90569 | 0.64582 | 0.58886 | 0.80333 | 0.88939 | 0.23664 | 1466.2345 | 167.9381 | 0.95522 | 0.85574 | 0.18224 | 0.30327 | 0.47585 | 0.83188 | 5.8853 | 604.2206 | 0.0054892 | 133.7685 | 110.7223 | 17.0969 | 133.3547 | 14.6838 | 1.5505 | 62.7441 | 12.9973 | 13.3237 | 3075.2077 | 91.2257 | 99.9205 | 1803.093 | 130.253 | 87.6424 | 286.2333 | 277.9938 | 213.659 | 35.2716 | 49.9885 | 0.8276 | 0.046717 | 0.17976 | 0.016903 | 0.0022489 | 8.0903e-05 | 26.5024 | 13.5967 | 2.5192 | 0.77721 | 0.66825 | 0.10574 | 2.8362 | 63.9925 | 2.2052 | 0.29983 | 0.8402 | 20.7278 | 88.1896 | 40.7728 | 23.392 | 138.3864 | 8.5474 | 0.038335 | 0.25742 | 0.90486 | 44.1951 | 15.8726 | 747.0666 | 104.8331 | 3.153 | 0.12731 | 0.40975 | 0.11012 | 255.6018 | 138.3655 | 101.1404 | 72.8224 | 14.9226 | 1078.7033 | 239.7609 | 99.9692 | 80.7699 | 281.3157 | 167.3538 | 101.9741 | 78.5892 | 7.8277 | 0.70693 | 0.74485 | 0.24506 | 48.7932 | 6.2745 | 2.0721 | 2.0035 | 0.17764 | 8.7629e-05 | 34.3913 | 0.92405 | 0.26307 | 0.18882 | 0.17319 | 2.8624 | 0.96462 | 0.91387 | 0.47211 | 97.3483 | 13.6963 | 39.9942 | 8.4737 | 141.6687 | 190.8822 | 1910.9432 | 220.7779 | 326.2983 | 172.4029 | 704.7592 | 358.0161 | 87.5047 | 446.0497 | 0.014886 | 0.33304 | 0.06946 | 0.083829 | 0.0074815 | 0.0058932 | 2.8215e-05 | 0.0026448 | 30.2621 | 14.1114 | 0.93339 | 0.13807 | 2.3907 | 6.1088 | 295.2826 | 79.8208 | 3.1544 | 5.7693 | 152.8809 | 8.658 | 135.1081 | 48.132 | 29.1928 | 78.9824 | 702.5884 | 63.4387 | 578.8604 | 9.9835 | 132.158 | 627.0032 | 149.174 | 100.5874 | 59.3546 | 60.7665 | 242.2766 | 53.7099 | 8.5298 | 155.095 | 75.3108 | 11.371 | 47.4419 | 568.8365 | 6.1884 | 75.5364 | 65.1122 | 172.9062 | 273.193 | 89.6413 | 50.947 | 30.5052 | 52.0529 | 0.010332 | 0.0012914 | 0.28516 | 34.325 | 2.1257 | 10.4719 | 3.3223 | 214.2421 | 12.3422 | 4.2536 | 0.54232 | 5942.5277 | 937.3469 | 1220.7377 | 1018.1866 | 35.2828 | 0.85776 | 22.9984 | 3.1857 | 4738.3938 | 1863.681 | 499.8799 | 87.8488 | 136.5602 | 8.8208 | 181.7015 | 0.0013883 | 37.4551 | 0.14213 | 13.315 | 70.5866 | 6.235 | 89.402 | 184.3531 | 0.10365 | 0.2255 | 2.2917 | 2.2556 | 0.39405 | 0.20059 | 1.1054 | 0.13825 | 37.2164 | 0.0026683 | 15.0073 | 314.8054 | 0.022561 | 116.7878 | 5.1623 | 0.047331 | 0.61786 | 0.25443 | 4.9204 | 0.096701 | 1.6811 | 1.0938 | 1.3764 | 0.020464 | 0.12344 | 0.05494 | 4.3435 | 0.038208 | 0.53431 | 0.22953 | 8.8404 | 0.00042916 | 0.003379 | 0.0031992 | 5.0988 | 0.01905 | 0.38593 | 0.20524 | 0.26125 | 0.0011269 | 0.022411 | 0.013925 | 1.1092 | 0.0054734 | 0.097349 | 0.05551 | 0.65603 | 0.0034784 | 0.044651 | 0.19168 | 0.52397 | 0.2823 | 1.1008 | 339.2841 | 0.015567 | 1.9681 | 0.011447 | 3.5604 | 3.8184 | 2.4377 | 205.5866 | 0.41807 | 9.4295 | 9.2286 | 13.3152 | 122979.4035 | 8.5168 | 335.8662 | 8.8319 | 4.7619 | 2.1668 | 1.8155 | 2.5545 | 1.531 | 1.8424 | 13.8068 | 3.9533 | 0.75673 | 8.4221 | 2.8153 | 278.5605 | 8.2884 | 0.42095 | 19.2944 | 24.9952 | 582.1319 | 66.6133 | 4.7302 | 3.1259 | 7.8587 | 7.472 | 0.24758 | 1.3043 | 4.8341 | 6.7969 | 6.7692 | 0.0020102 | 0.0012424 | 0.0044817 | 1.5914 | 8.4507e-05 | 0.0067127 | 5.6071e-05 | 0.018025 | 0.0027511 | 0.0085363 | 13.389 | 0.00068358 | 0.66683 | 0.27324 | 8.0787 | 1.3672 | 0.037909 | 1.2806 | 0.31034 | 0.017563 | 0.0079591 | 0.0072415 | 0.0036156 | 0.0056085 | 0.0067826 | 0.061885 | 0.074327 | 0.0037487 | 0.036061 | 0.010529 | 1.2138 | 0.00040581 | 0.00039627 | 0.091116 | 0.11826 | 2.8248 | 0.30076 | 0.019335 | 0.049046 | 0.028186 | 0.032352 | 0.0010591 | 0.0048548 | 0.018639 | 0.026656 | 0.02368 | 0.038677 | 0.017785 | 0.059325 | 19.4802 | 0.0011628 | 0.09173 | 0.00086155 | 0.40611 | 0.048842 | 0.15886 | 6.9183 | 0.010551 | 22.9199 | 15.369 | 450.1731 | 27.5095 | 1.9446 | 28.3026 | 13.7173 | 0.98333 | 0.11096 | 0.10663 | 0.049506 | 0.095832 | 0.18622 | 2.0239 | 1.5 | 0.048795 | 0.82928 | 0.1719 | 18.1144 | 0.0033091 | 0.0032667 | 10.7917 | 5.4412 | 157.5577 | 13.3414 | 1.8243 | 0.59475 | 0.40604 | 0.60842 | 0.021881 | 0.084137 | 0.35225 | 1.1007 | 0.97596 | 0.02755 | 0.012154 | 0.016208 | 6.5892 | 0.00088378 | 0.21831 | 0.00060609 | 0.92575 | 0.065257 | 0.13551 | 5.8137 | 0.0079823 | 17.0471 | 9.1 | 564.5386 | 17.3757 | 1.6506 | 20.2252 | 9.1076 | 0.4866 | 0.14644 | 0.2406 | 0.02845 | 0.098369 | 0.077674 | 2.0165 | 0.57774 | 0.17411 | 0.47969 | 0.21106 | 12.5196 | 0.0028558 | 0.0031517 | 3.8675 | 2.9915 | 67.3907 | 7.9793 | 3.3585 | 0.26522 | 0.32577 | 0.69118 | 0.013734 | 0.053716 | 0.21523 | 1.1571 | 1.2274 | 632.436 | 338.1941 | 260.0473 | 186.8191 | 56.8848 | 104.9939 | 45.5133 | 3266.5622 | 278.5877 | 97.4781 | 16.9412 | 134.274 | 8.9197 | 197.2213 | 110.6595 | 10.7887 | 57.5508 | 0.40497 | 2461.9948 | 2.0934 | 5.7685 | 1.7018 | 2.7067 | 8.1783 | 0.41429 | 0.8583 | 3.9498 | 0.27206 | 19.109 | 0.93152 | 0.0026923 | 0.042829 | 0.033391 | 0.22555 | 2.6669 | 0.71564 | 4.6872 | 0.90258 | 0.74626
7 | 0.1558 | 0.028405 | 0.013389 | 1.2093 | 0.99665 | 0.99733 | 0.67611 | 0.024461 | 0.91166 | 0.60386 | 0.72643 | 0.74254 | 0.82433 | 0.19615 | 1387.4349 | 368.8774 | 0.95963 | 0.8042 | 0.14566 | 0.3167 | 0.066107 | 0.46982 | 6.0737 | 259.9887 | 0.001318 | 186.6282 | 122.2388 | 15.1216 | 143.8611 | 16.9178 | 2.2594 | 56.9192 | 13.4899 | 13.4683 | 2352.323 | 92.9921 | 82.4321 | 1565.795 | 111.7081 | 101.3785 | 283.5497 | 234.4373 | 223.9537 | 28.5145 | 57.4883 | 0.7128 | 0.26081 | 0.17248 | 0.015274 | 0.0021523 | 8.3051e-05 | 38.0875 | 12.5976 | 3.373 | 1.0109 | 0.6807 | 0.081002 | 2.2444 | 52.8448 | 11.1486 | 0.24452 | 0.86029 | 19.1816 | 80.43 | 26.1182 | 21.5111 | 158.9709 | 8.1423 | 0.034921 | 0.23752 | 0.88223 | 37.7985 | 19.5739 | 775.026 | 114.4177 | 3.7321 | 0.12548 | 0.46301 | 0.12182 | 349.7927 | 159.4461 | 79.435 | 71.8673 | 16.9552 | 1347.2826 | 229.0395 | 82.1163 | 76.199 | 222.3066 | 140.3985 | 98.1331 | 86.7768 | 7.2011 | 0.85987 | 0.89325 | 0.42122 | 56.182 | 6.7094 | 1.8632 | 2.6608 | 0.19524 | 6.6179e-05 | 35.6236 | 0.89591 | 0.2125 | 0.22178 | 0.13737 | 2.6946 | 0.95137 | 0.88611 | 0.50541 | 78.7362 | 19.7544 | 26.332 | 7.7701 | 136.6232 | 141.9012 | 2133.0971 | 244.6132 | 333.8552 | 190.6542 | 888.5748 | 341.5544 | 79.9673 | 418.7434 | 0.31347 | 0.27433 | 0.15186 | 0.08633 | 0.0076952 | 0.0052761 | 2.4029e-05 | 0.0024074 | 26.6961 | 12.3144 | 0.9871 | 0.17494 | 2.5859 | 5.0858 | 341.0874 | 69.6984 | 3.9762 | 5.5136 | 140.4912 | 9.9743 | 111.889 | 51.8405 | 35.5401 | 92.8834 | 760.0334 | 67.7354 | 606.0497 | 8.5695 | 110.7241 | 686.4991 | 167.0182 | 92.7054 | 52.5922 | 59.3934 | 237.4133 | 50.2146 | 9.8824 | 166.4735 | 91.1806 | 9.9298 | 54.2409 | 544.2661 | 7.4391 | 80.809 | 62.5156 | 199.3128 | 318.0414 | 81.7483 | 47.916 | 27.709 | 44.4678 | 0.0095927 | 0.001152 | 0.22818 | 32.7924 | 1.9707 | 10.9583 | 2.5757 | 328.6557 | 7.9725 | 5.3807 | 0.43553 | 6460.6563 | 870.5397 | 1549.2116 | 1236.7004 | 26.8907 | 0.86862 | 22.3843 | 2.9357 | 4471.464 | 1528.1625 | 549.8901 | 107.0837 | 142.8217 | 9.9912 | 188.4854 | 0.001623 | 29.4729 | 0.14466 | 14.8885 | 74.4998 | 3.3309 | 56.9269 | 156.8881 | 0.10228 | 0.28621 | 1.5378 | 2.4667 | 0.36716 | 0.208 | 1.0572 | 0.15507 | 34.2389 | 0.0030611 | 14.2209 | 295.1486 | 0.025506 | 123.1028 | 5.1205 | 0.043737 | 0.65969 | 0.26372 | 4.9609 | 0.095818 | 1.7904 | 1.0889 | 1.5597 | 0.017832 | 0.1195 | 0.056088 | 4.6893 | 0.036785 | 0.54146 | 0.22122 | 9.0318 | 0.00040055 | 0.0032753 | 0.0027184 | 5.6745 | 0.022172 | 0.35141 | 0.22612 | 0.28422 | 0.0011419 | 0.022189 | 0.014378 | 1.2164 | 0.0053648 | 0.1001 | 0.051004 | 0.73473 | 0.0039531 | 0.047729 | 0.17267 | 0.54104 | 0.26287 | 1.0726 | 332.8485 | 0.012083 | 1.9787 | 0.012246 | 3.4299 | 5.0885 | 2.6111 | 194.2211 | 0.2241 | 10.5378 | 9.5831 | 13.1707 | 117083.3844 | 8.9499 | 307.5766 | 8.1888 | 4.3779 | 2.026 | 2.0325 | 2.5334 | 1.7199 | 1.8992 | 15.0877 | 4.3243 | 0.65413 | 8.4581 | 2.6947 | 281.0575 | 8.5317 | 0.48229 | 20.2769 | 27.9156 | 671.4473 | 60.9911 | 4.5988 | 2.6668 | 7.5154 | 7.1871 | 0.29013 | 1.1971 | 4.9721 | 7.2531 | 5.9696 | 0.0022575 | 0.0013066 | 0.0041346 | 1.5103 | 9.09e-05 | 0.007075 | 6.1756e-05 | 0.018528 | 0.0027734 | 0.0078938 | 13.7454 | 0.00079548 | 0.57541 | 0.29537 | 7.5309 | 1.2806 | 0.039159 | 1.252 | 0.30227 | 0.02039 | 0.0074493 | 0.0076518 | 0.0037681 | 0.0061606 | 0.0071518 | 0.053372 | 0.080736 | 0.0038058 | 0.034679 | 0.010608 | 1.1886 | 0.00046048 | 0.00042345 | 0.09249 | 0.11096 | 2.6277 | 0.31891 | 0.022539 | 0.04867 | 0.028538 | 0.036714 | 0.0012072 | 0.0052731 | 0.019935 | 0.027371 | 0.025552 | 0.037358 | 0.017632 | 0.061521 | 17.7392 | 0.0013272 | 0.092734 | 0.00079948 | 0.44085 | 0.044607 | 0.14132 | 7.1874 | 0.010827 | 22.4644 | 13.096 | 454.5356 | 27.2105 | 1.8042 | 26.9389 | 13.4619 | 0.87572 | 0.10591 | 0.09378 | 0.058932 | 0.088278 | 0.17683 | 1.7238 | 1.4363 | 0.044573 | 0.92104 | 0.16974 | 21.4276 | 0.0031108 | 0.0035307 | 9.4155 | 5.2753 | 141.4783 | 14.7718 | 1.7364 | 0.6796 | 0.41571 | 0.66454 | 0.021115 | 0.099493 | 0.38306 | 1.1375 | 0.9911 | 0.026951 | 0.011803 | 0.015151 | 6.8294 | 0.00082889 | 0.20092 | 0.00057485 | 1.0045 | 0.066353 | 0.12383 | 5.4984 | 0.0085821 | 15.9091 | 7.9943 | 569.1558 | 19.4175 | 1.7579 | 20.0958 | 8.0955 | 0.5455 | 0.15846 | 0.2092 | 0.02993 | 0.11551 | 0.079383 | 1.9567 | 0.64771 | 0.17936 | 0.50389 | 0.20232 | 11.0763 | 0.0029778 | 0.0030249 | 4.0056 | 3.1415 | 57.0809 | 8.8397 | 3.0657 | 0.26956 | 0.26965 | 0.65561 | 0.012627 | 0.052138 | 0.2438 | 1.1457 | 1.1285 | 775.2528 | 308.5979 | 216.7439 | 208.6361 | 66.1178 | 102.5205 | 41.5068 | 3357.8807 | 266.503 | 100.0551 | 22.5053 | 108.1567 | 9.7137 | 221.8763 | 108.7005 | 10.4345 | 55.2699 | 0.46528 | 3024.1235 | 1.9311 | 5.4433 | 1.7909 | 3.1029 | 10.1961 | 0.5344 | 0.74035 | 3.0977 | 0.32275 | 7.6083 | 0.98483 | 0.0026145 | 0.045549 | 0.035489 | 0.18915 | 2.3149 | 0.90104 | 4.0744 | 0.79538 | 0.53737
8 | 0.13213 | 0.02223 | 0.0037951 | 1.1871 | 0.99508 | 0.99392 | 0.80863 | 0.030214 | 0.76323 | 0.57868 | 0.71497 | 0.78645 | 0.77671 | 0.19583 | 1280.6313 | 159.368 | 0.95148 | 0.80012 | 0.20175 | 0.2244 | 0.23413 | 1.9427 | 4.4608 | 441.5276 | 0.0060356 | 150.1677 | 105.5565 | 16.3048 | 121.0114 | 13.3597 | 1.9374 | 65.2837 | 15.9819 | 12.1959 | 2423.8075 | 98.3484 | 103.9051 | 1914.1973 | 116.3983 | 80.5133 | 272.1312 | 279.6481 | 228.0165 | 30.7175 | 55.851 | 0.80004 | 0.090865 | 0.20151 | 0.017805 | 0.0016231 | 9.0684e-05 | 29.08 | 14.1311 | 2.9364 | 0.85155 | 0.61921 | 0.08668 | 2.6912 | 47.3535 | 7.7726 | 0.254 | 0.77428 | 19.429 | 99.7236 | 37.4095 | 19.4305 | 120.3824 | 9.2188 | 0.03631 | 0.30417 | 0.95836 | 41.6532 | 11.8319 | 831.7453 | 118.3549 | 2.1448 | 0.090587 | 0.65743 | 0.096558 | 310.8162 | 162.7812 | 89.1884 | 68.1656 | 15.5534 | 1084.744 | 280.008 | 91.1968 | 88.0968 | 271.9272 | 162.6361 | 85.4144 | 69.3716 | 8.3356 | 0.40898 | 0.57574 | 0.30455 | 68.8601 | 6.9097 | 2.2321 | 2.7134 | 0.1495 | 9.4248e-05 | 33.4084 | 1.3469 | 0.22028 | 0.26916 | 0.14498 | 3.0619 | 0.95698 | 1.1673 | 0.35745 | 82.2277 | 18.5622 | 38.3291 | 9.4643 | 149.0548 | 179.3644 | 2011.8474 | 273.5455 | 426.2385 | 169.918 | 856.4964 | 355.5115 | 84.6936 | 467.9394 | 0.054983 | 0.14812 | 0.040578 | 0.07652 | 0.010486 | 0.0056302 | 2.6337e-05 | 0.0020766 | 34.8709 | 14.2254 | 0.87887 | 0.14252 | 2.3447 | 5.3514 | 395.6542 | 94.2657 | 3.7039 | 5.4248 | 134.9839 | 7.6682 | 139.7246 | 45.9324 | 30.0502 | 81.266 | 722.1803 | 66.2754 | 689.5561 | 8.1951 | 104.9835 | 616.3257 | 125.6985 | 103.1163 | 50.5724 | 68.6739 | 198.7114 | 55.355 | 8.2359 | 193.3624 | 79.6827 | 12.4135 | 46.604 | 561.4117 | 7.2079 | 83.8357 | 70.8677 | 164.9721 | 287.1826 | 86.1216 | 51.7541 | 29.1831 | 44.7057 | 0.0083398 | 0.0013879 | 0.30664 | 29.7677 | 2.7079 | 13.7995 | 2.3272 | 309.8518 | 8.6751 | 5.363 | 0.57503 | 7346.009 | 836.578 | 1292.8935 | 1422.7195 | 28.9853 | 0.68484 | 20.8541 | 2.4135 | 5927.5144 | 1549.326 | 529.5163 | 98.0704 | 140.1502 | 8.5207 | 164.3524 | 0.0013771 | 30.7335 | 0.16608 | 13.0627 | 46.9357 | 3.1659 | 90.401 | 200.7474 | 0.123 | 0.2838 | 1.8531 | 3.6087 | 0.17202 | 0.23757 | 0.91918 | 0.187 | 35.641 | 0.0028255 | 14.6913 | 291.9052 | 0.024849 | 120.8815 | 5.3805 | 0.045131 | 0.62132 | 0.26215 | 5.1852 | 0.087192 | 1.7346 | 1.1402 | 1.5253 | 0.017502 | 0.11331 | 0.054472 | 4.4013 | 0.034732 | 0.52218 | 0.19528 | 8.1101 | 0.00040463 | 0.0036756 | 0.0028964 | 4.7921 | 0.019394 | 0.33178 | 0.24034 | 0.26708 | 0.0012283 | 0.022782 | 0.012141 | 1.2838 | 0.0050382 | 0.093414 | 0.048088 | 0.68281 | 0.0033972 | 0.043409 | 0.17635 | 0.51207 | 0.30829 | 1.1384 | 354.0888 | 0.014744 | 2.0019 | 0.011555 | 3.8203 | 4.999 | 2.6634 | 191.5276 | 0.1159 | 9.9816 | 9.5386 | 13.7052 | 105334.7857 | 8.4606 | 321.7131 | 8.0715 | 4.5738 | 1.9141 | 1.8364 | 2.8744 | 1.7583 | 1.8055 | 12.5529 | 4.3791 | 0.73353 | 7.8285 | 2.8551 | 260.027 | 8.0302 | 0.4427 | 18.4227 | 29.0573 | 655.1047 | 65.0211 | 4.9638 | 2.9126 | 7.307 | 7.6575 | 0.26984 | 1.1106 | 4.9242 | 7.607 | 5.7237 | 0.0019962 | 0.0013285 | 0.0040553 | 1.3995 | 9.4641e-05 | 0.006873 | 5.5139e-05 | 0.019155 | 0.0028554 | 0.0081224 | 14.125 | 0.00066763 | 0.68324 | 0.2935 | 8.7305 | 1.4048 | 0.038612 | 1.2715 | 0.30395 | 0.018863 | 0.0074975 | 0.0065915 | 0.0034105 | 0.0056838 | 0.0068459 | 0.061195 | 0.07028 | 0.0036207 | 0.03275 | 0.0096049 | 1.0935 | 0.0004196 | 0.00040738 | 0.094538 | 0.12226 | 3.0892 | 0.29989 | 0.022174 | 0.044935 | 0.024956 | 0.037829 | 0.0012772 | 0.0047997 | 0.018146 | 0.025778 | 0.025359 | 0.039788 | 0.016361 | 0.06333 | 17.1048 | 0.0012359 | 0.10544 | 0.00086966 | 0.42603 | 0.04756 | 0.15621 | 7.783 | 0.012182 | 23.9363 | 13.696 | 477.0517 | 26.9099 | 1.7997 | 25.8037 | 13.9163 | 0.96922 | 0.11509 | 0.097529 | 0.055634 | 0.10262 | 0.17074 | 1.7581 | 1.3853 | 0.046027 | 0.84722 | 0.17153 | 20.7731 | 0.0034977 | 0.0036 | 9.5467 | 5.5708 | 161.832 | 14.6015 | 1.6651 | 0.63407 | 0.43409 | 0.63499 | 0.02255 | 0.087425 | 0.39958 | 1.1031 | 1.1669 | 0.027087 | 0.011895 | 0.014431 | 7.4856 | 0.00083346 | 0.21549 | 0.00052561 | 0.90003 | 0.071205 | 0.13094 | 5.6857 | 0.0094177 | 16.4257 | 8.3581 | 516.5484 | 19.462 | 1.9923 | 20.7231 | 8.7615 | 0.4968 | 0.15362 | 0.20446 | 0.031097 | 0.11267 | 0.080874 | 1.852 | 0.54858 | 0.16159 | 0.51812 | 0.22016 | 13.1218 | 0.0029476 | 0.0027484 | 3.9672 | 2.8239 | 58.124 | 8.6503 | 3.1002 | 0.28112 | 0.28675 | 0.7311 | 0.01384 | 0.056862 | 0.2293 | 1.1615 | 1.088 | 814.0811 | 304.7864 | 209.742 | 172.6869 | 68.8938 | 111.437 | 47.6545 | 3460.8608 | 291.7998 | 102.1248 | 17.3468 | 138.8977 | 8.4025 | 234.4793 | 98.5555 | 13.2301 | 66.4567 | 0.47469 | 2647.4418 | 2.6991 | 7.203 | 2.3171 | 2.3999 | 10.6276 | 0.44956 | 0.7715 | 2.9613 | 0.25338 | 13.3837 | 0.92509 | 0.0024792 | 0.039899 | 0.034728 | 0.22499 | 2.1806 | 0.88289 | 4.2691 | 0.99184 | 0.69227
9 | 0.1496 | 0.011245 | 0.016258 | 1.4697 | 0.99844 | 0.99324 | 0.93677 | 0.090205 | 0.85821 | 0.43559 | 0.89057 | 0.77746 | 0.86962 | 0.2323 | 1970.7226 | 239.9294 | 0.963 | 0.87122 | 0.12688 | 0.28826 | 0.35607 | 2.0866 | 2.9239 | 233.2712 | 0.0040064 | 147.7703 | 125.7547 | 15.7122 | 131.4856 | 16.2346 | 2.0302 | 49.95 | 15.243 | 10.7084 | 2885.9074 | 88.1454 | 81.7032 | 1643.6425 | 115.7914 | 88.7442 | 231.6135 | 227.8913 | 244.6648 | 34.5197 | 51.6309 | 0.84359 | 0.30869 | 0.33432 | 0.013364 | 0.0020061 | 9.4366e-05 | 36.5093 | 10.9227 | 2.8526 | 0.9576 | 0.59847 | 0.11976 | 2.129 | 51.108 | 5.3695 | 0.33306 | 0.86975 | 17.9086 | 95.8224 | 36.5593 | 21.2715 | 151.1719 | 9.5674 | 0.031952 | 0.28628 | 0.74373 | 28.5747 | 17.7654 | 680.3859 | 136.8374 | 2.4304 | 0.078531 | 0.61806 | 0.083093 | 227.807 | 151.8845 | 91.8239 | 67.7073 | 16.132 | 1175.2193 | 214.5389 | 84.3983 | 92.9111 | 235.3824 | 174.1995 | 99.2776 | 84.2921 | 6.9589 | 0.57586 | 0.68498 | 0.17152 | 57.409 | 5.2645 | 1.9243 | 1.9481 | 0.19766 | 8.3173e-05 | 31.3851 | 0.99594 | 0.25372 | 0.24475 | 0.18279 | 2.8068 | 0.96097 | 1.2296 | 0.36377 | 83.4743 | 14.532 | 32.2317 | 9.8723 | 132.6199 | 120.7326 | 2035.3777 | 209.8941 | 392.8316 | 153.9795 | 783.603 | 396.6252 | 99.3353 | 475.2574 | 0.12938 | 0.39519 | 0.16242 | 0.070914 | 0.0089132 | 0.0069281 | 2.2979e-05 | 0.0021386 | 36.0822 | 13.1805 | 0.91429 | 0.191 | 2.4632 | 4.4377 | 339.7076 | 81.1756 | 3.7849 | 4.4217 | 128.7058 | 7.7996 | 129.6757 | 49.3165 | 28.4012 | 100.0393 | 623.0858 | 56.144 | 618.784 | 10.172 | 122.593 | 820.691 | 158.6533 | 82.1634 | 60.0278 | 76.1414 | 193.3103 | 56.3391 | 9.2172 | 161.6564 | 85.0989 | 11.1794 | 43.6284 | 621.4415 | 5.7242 | 82.666 | 63.0936 | 187.3612 | 256.4804 | 80.7022 | 55.9162 | 28.9374 | 41.7825 | 0.0089878 | 0.00096437 | 0.32942 | 29.2755 | 2.3131 | 10.2033 | 2.2345 | 221.1329 | 10.5614 | 6.1302 | 0.55404 | 7465.0687 | 883.3921 | 1530.4795 | 1365.5551 | 30.9073 | 1.0557 | 21.5606 | 3.0393 | 4937.6225 | 1720.3691 | 627.9293 | 81.9312 | 140.6713 | 9.1165 | 190.5238 | 0.0012738 | 33.1313 | 0.17969 | 11.6506 | 68.1396 | 3.9175 | 49.9548 | 161.6671 | 0.11232 | 0.20641 | 2.5984 | 3.0319 | 0.38052 | 0.22368 | 0.83572 | 0.1782 | 36.2229 | 0.0028622 | 12.3952 | 312.0115 | 0.024379 | 120.438 | 5.5264 | 0.048873 | 0.59973 | 0.27777 | 4.6236 | 0.092 | 1.7826 | 1.0105 | 1.5235 | 0.018711 | 0.11351 | 0.057536 | 4.3593 | 0.037783 | 0.53115 | 0.20374 | 8.0228 | 0.00045792 | 0.0031516 | 0.0030076 | 5.3812 | 0.018583 | 0.34929 | 0.24369 | 0.29208 | 0.0010723 | 0.020596 | 0.014488 | 1.3493 | 0.0048895 | 0.086425 | 0.053321 | 0.73877 | 0.0038679 | 0.040599 | 0.16577 | 0.53846 | 0.27212 | 1.1157 | 370.6817 | 0.016572 | 2.0077 | 0.011284 | 4.6975 | 3.7009 | 3.0734 | 194.9603 | 0.48185 | 9.6808 | 8.161 | 13.3846 | 107413.4693 | 8.3156 | 332.2339 | 8.5711 | 4.6573 | 2.2593 | 1.7759 | 2.6863 | 1.6291 | 1.7286 | 14.2313 | 3.8307 | 0.66647 | 8.254 | 3.0355 | 249.4642 | 7.8979 | 0.43687 | 19.4578 | 25.3062 | 604.2389 | 69.3636 | 4.3744 | 2.7912 | 7.1465 | 7.9898 | 0.25379 | 1.265 | 4.715 | 7.0087 | 5.6876 | 0.0018877 | 0.0011858 | 0.0043842 | 1.6497 | 8.2728e-05 | 0.0075042 | 6.4835e-05 | 0.019264 | 0.0024955 | 0.0075089 | 12.3411 | 0.00073624 | 0.69 | 0.32995 | 8.1382 | 1.2151 | 0.041109 | 1.3536 | 0.29807 | 0.018714 | 0.0070598 | 0.0074603 | 0.0034411 | 0.0060424 | 0.0063098 | 0.058266 | 0.070717 | 0.0033776 | 0.032488 | 0.011548 | 1.1039 | 0.00040165 | 0.00041389 | 0.10599 | 0.12704 | 2.76 | 0.27433 | 0.022122 | 0.044194 | 0.026489 | 0.035441 | 0.0012464 | 0.0049427 | 0.019261 | 0.026124 | 0.02517 | 0.041808 | 0.01664 | 0.060273 | 16.5243 | 0.0012139 | 0.10107 | 0.000888 | 0.38859 | 0.048052 | 0.16917 | 8.0553 | 0.010992 | 19.9306 | 15.2023 | 503.3173 | 26.7332 | 1.722 | 31.3985 | 14.8025 | 0.93975 | 0.10073 | 0.095632 | 0.050483 | 0.093598 | 0.16369 | 1.9207 | 1.2826 | 0.047163 | 0.87236 | 0.16118 | 20.3855 | 0.0037232 | 0.003135 | 10.6785 | 4.6923 | 148.8218 | 13.6222 | 1.7111 | 0.62558 | 0.42579 | 0.66829 | 0.020236 | 0.090236 | 0.3364 | 1.0591 | 1.0034 | 0.024704 | 0.012057 | 0.015387 | 7.0549 | 0.00085967 | 0.22668 | 0.00059581 | 0.85028 | 0.065809 | 0.13304 | 5.5807 | 0.0080776 | 16.9289 | 8.7759 | 547.0762 | 19.7162 | 1.9253 | 17.3435 | 8.5352 | 0.50592 | 0.13769 | 0.19896 | 0.031908 | 0.10307 | 0.075744 | 1.9205 | 0.58843 | 0.18701 | 0.53038 | 0.21543 | 12.9834 | 0.0030916 | 0.0032102 | 3.6156 | 2.6584 | 56.7882 | 8.421 | 3.27 | 0.25305 | 0.29481 | 0.66747 | 0.013615 | 0.05722 | 0.22595 | 1.1026 | 1.2519 | 690.9396 | 354.9651 | 230.3225 | 213.5887 | 69.9251 | 86.9929 | 43.8697 | 3702.2019 | 318.5041 | 83.7695 | 21.0624 | 123.2751 | 10.4339 | 253.9378 | 90.955 | 11.8159 | 57.8763 | 0.43624 | 3441.1714 | 2.1865 | 6.0941 | 1.5285 | 3.1867 | 9.9505 | 0.62688 | 0.86593 | 3.398 | 0.34589 | 17.3255 | 0.8739 | 0.0025748 | 0.039222 | 0.031008 | 0.21394 | 2.3961 | 0.93765 | 5.5101 | 1.0161 | 0.70567
10 | 0.1384 | 0.025953 | 0.008491 | 1.4349 | 0.99292 | 0.99004 | 0.92327 | 0.06417 | 0.7917 | 0.52561 | 0.70994 | 0.86047 | 0.85694 | 0.22084 | 1718.635 | 491.0157 | 0.95449 | 0.85149 | 0.13065 | 0.33071 | 0.39622 | 0.78117 | 6.7168 | 325.3459 | 0.0099094 | 156.2346 | 102.2315 | 12.5852 | 167.0467 | 13.8546 | 2.0055 | 68.3512 | 17.7234 | 10.2405 | 2825.0848 | 100.136 | 87.0417 | 1653.3406 | 108.7929 | 85.9413 | 234.495 | 213.8103 | 253.1848 | 31.046 | 54.273 | 0.90692 | 0.18271 | 0.098839 | 0.017252 | 0.0018764 | 8.4784e-05 | 31.8755 | 10.0926 | 3.1521 | 0.76687 | 0.69595 | 0.082685 | 2.6119 | 54.8371 | 3.8432 | 0.28346 | 0.87901 | 16.7 | 106.9374 | 27.6576 | 18.0729 | 144.3041 | 8.7698 | 0.037764 | 0.24642 | 0.76148 | 39.5252 | 13.5735 | 572.074 | 125.5133 | 3.8595 | 0.10876 | 0.426 | 0.098025 | 242.134 | 155.6152 | 91.0719 | 68.9704 | 16.3384 | 1299.0801 | 236.4273 | 70.5165 | 86.5824 | 253.816 | 148.5357 | 78.0666 | 74.9997 | 6.7976 | 0.61501 | 0.609 | 0.54079 | 60.1416 | 7.0534 | 2.1888 | 2.2687 | 0.17277 | 7.1295e-05 | 28.751 | 1.0665 | 0.25098 | 0.17381 | 0.18438 | 2.4221 | 0.95829 | 1.1071 | 0.45651 | 92.4724 | 11.9455 | 38.5752 | 8.9679 | 120.5684 | 160.21 | 1982.1489 | 264.2179 | 385.4006 | 182.5374 | 749.9927 | 385.7016 | 101.9371 | 492.7688 | 0.16504 | 0.29635 | 0.06332 | 0.059138 | 0.0081165 | 0.0050431 | 2.1989e-05 | 0.002534 | 37.2634 | 9.7238 | 1.19 | 0.14777 | 2.6804 | 6.2003 | 421.3043 | 93.7289 | 2.9254 | 5.0832 | 157.5858 | 8.5907 | 103.9787 | 41.9595 | 28.9463 | 82.7742 | 775.7508 | 61.4245 | 738.5808 | 9.7448 | 136.6303 | 771.6029 | 162.8827 | 93.6332 | 55.0942 | 71.6925 | 204.748 | 62.0295 | 9.6421 | 157.3683 | 93.0889 | 12.1235 | 50.2562 | 603.288 | 6.2512 | 70.8515 | 59.8637 | 207.884 | 266.8033 | 95.9245 | 54.3146 | 27.4245 | 40.7521 | 0.01028 | 0.0010971 | 0.23927 | 26.698 | 2.8382 | 13.2701 | 2.1371 | 265.5969 | 11.5654 | 4.158 | 0.3942 | 7039.5661 | 752.5453 | 1418.0951 | 1192.685 | 31.4929 | 0.76704 | 25.3236 | 2.5782 | 4657.172 | 1424.7088 | 583.7121 | 83.1812 | 152.6663 | 8.9469 | 146.4171 | 0.0012483 | 35.9736 | 0.151 | 14.2734 | 82.0938 | 4.6526 | 67.4503 | 165.081 | 0.10688 | 0.29187 | 1.6425 | 2.6315 | 0.1751 | 0.26915 | 0.8736 | 0.14654 | 31.5522 | 0.0027058 | 13.0516 | 322.1928 | 0.026608 | 110.27 | 5.5079 | 0.046454 | 0.69133 | 0.2586 | 4.7963 | 0.091433 | 1.8139 | 1.1531 | 1.4797 | 0.018784 | 0.11688 | 0.054135 | 4.4907 | 0.0388 | 0.51805 | 0.22479 | 9.2172 | 0.00041857 | 0.0037838 | 0.0029282 | 5.0471 | 0.021273 | 0.3543 | 0.2366 | 0.27841 | 0.0011663 | 0.018867 | 0.01235 | 1.2381 | 0.0052593 | 0.095275 | 0.057134 | 0.68577 | 0.0039149 | 0.04095 | 0.18545 | 0.54702 | 0.26722 | 0.99291 | 317.3152 | 0.014481 | 1.9343 | 0.01247 | 4.8163 | 6.1258 | 2.2616 | 189.5408 | 0.26124 | 10.752 | 8.5314 | 14.0403 | 114522.9877 | 8.8783 | 302.9026 | 8.288 | 3.9901 | 2.0423 | 2.0519 | 2.9899 | 1.5488 | 1.9419 | 14.1518 | 3.7665 | 0.66168 | 8.0787 | 2.9781 | 288.1641 | 7.6574 | 0.40864 | 19.9061 | 28.4442 | 699.071 | 60.0881 | 4.1404 | 2.8391 | 8.4693 | 7.3254 | 0.27342 | 1.2062 | 5.3924 | 6.4672 | 6.5076 | 0.0020629 | 0.0012917 | 0.0046767 | 1.438 | 8.045e-05 | 0.0075759 | 5.9627e-05 | 0.017626 | 0.0028302 | 0.0082782 | 13.5457 | 0.00077812 | 0.62979 | 0.27994 | 8.8607 | 1.1834 | 0.036917 | 1.1777 | 0.28848 | 0.020438 | 0.0073357 | 0.007081 | 0.0033256 | 0.0055252 | 0.0064827 | 0.063626 | 0.079824 | 0.0039463 | 0.029849 | 0.0098136 | 1.06 | 0.00043261 | 0.00044284 | 0.10721 | 0.11809 | 2.5668 | 0.28159 | 0.020406 | 0.048127 | 0.029038 | 0.032776 | 0.0012215 | 0.0056573 | 0.021833 | 0.023967 | 0.022544 | 0.041046 | 0.016144 | 0.056272 | 16.4513 | 0.0013028 | 0.095082 | 0.00084388 | 0.40206 | 0.047149 | 0.15361 | 7.4156 | 0.011322 | 20.6347 | 13.9387 | 485.506 | 29.7848 | 1.7712 | 29.0489 | 13.7596 | 0.99531 | 0.10675 | 0.095244 | 0.05499 | 0.10364 | 0.15583 | 2.0364 | 1.4805 | 0.048239 | 0.78295 | 0.16203 | 20.6374 | 0.0037362 | 0.0036983 | 9.9157 | 5.0764 | 155.7935 | 15.2599 | 1.6822 | 0.63813 | 0.45222 | 0.5525 | 0.020651 | 0.096266 | 0.37869 | 1.1738 | 1.1402 | 0.02783 | 0.010297 | 0.014853 | 7.6224 | 0.00088121 | 0.20939 | 0.00062361 | 0.90952 | 0.067675 | 0.13214 | 5.3966 | 0.008223 | 14.6529 | 8.5778 | 501.4556 | 18.4047 | 1.8111 | 19.1559 | 8.2564 | 0.50574 | 0.15699 | 0.22309 | 0.029187 | 0.09735 | 0.070573 | 2.0127 | 0.63641 | 0.17642 | 0.45741 | 0.20971 | 11.5833 | 0.0027353 | 0.0031657 | 4.0267 | 3.0626 | 61.4553 | 7.588 | 2.9713 | 0.25941 | 0.27276 | 0.71878 | 0.012742 | 0.053358 | 0.23626 | 1.2075 | 1.2416 | 674.3545 | 293.3153 | 198.563 | 204.0645 | 57.8734 | 98.1539 | 38.3034 | 3884.2212 | 268.8313 | 92.4754 | 22.2757 | 113.895 | 9.3134 | 192.9907 | 106.9227 | 13.4625 | 54.9836 | 0.43193 | 3314.507 | 2.7903 | 7.5885 | 2.2635 | 2.284 | 8.9217 | 0.51541 | 0.81824 | 3.9874 | 0.31624 | 16.4697 | 0.96024 | 0.0029351 | 0.042223 | 0.03642 | 0.20566 | 1.9754 | 0.72713 | 5.4073 | 0.77406 | 0.60016
11 | 0.1451 | 0.037255 | 0.010439 | 1.3115 | 0.9958 | 0.99473 | 0.79354 | 0.063136 | 0.83964 | 0.47241 | 0.70001 | 0.71967 | 0.84739 | 0.17452 | 990.7839 | 348.3699 | 0.94529 | 0.8093 | 0.15041 | 0.19884 | 0.12919 | 1.1048 | 3.1586 | 561.5517 | 0.00038397 | 140.1516 | 120.6811 | 14.8839 | 151.2358 | 13.9567 | 1.9567 | 58.3448 | 14.1959 | 14.5948 | 2499.0941 | 81.8558 | 94.4697 | 1681.9289 | 109.9554 | 85.0332 | 259.9036 | 243.7992 | 195.528 | 36.7331 | 56.6492 | 0.92684 | 0.28406 | 0.062186 | 0.019451 | 0.0020455 | 6.533e-05 | 39.1316 | 12.024 | 2.9754 | 0.9306 | 0.69882 | 0.10366 | 2.0656 | 60.9629 | 6.4202 | 0.32784 | 0.76146 | 18.8081 | 107.7824 | 28.5147 | 17.8644 | 145.3788 | 10.3155 | 0.038664 | 0.29038 | 0.80699 | 39.1493 | 16.6099 | 509.3993 | 132.9395 | 2.4842 | 0.091249 | 0.52728 | 0.093088 | 274.8299 | 144.4632 | 80.6262 | 64.1439 | 14.2657 | 1151.0725 | 288.6982 | 66.8324 | 83.0876 | 289.1519 | 177.1079 | 87.9839 | 73.414 | 7.8733 | 0.80642 | 0.91501 | 0.36107 | 65.6908 | 4.9169 | 1.9992 | 2.4286 | 0.17947 | 7.8029e-05 | 30.8021 | 0.98298 | 0.24502 | 0.25656 | 0.13398 | 2.5124 | 0.96128 | 1.0047 | 0.41471 | 101.6973 | 17.39 | 34.9234 | 9.3101 | 131.168 | 125.5956 | 2247.7974 | 249.48 | 376.2174 | 159.7453 | 766.2961 | 364.0219 | 100.6433 | 376.3856 | 0.33882 | 0.3773 | 0.01591 | 0.067871 | 0.0089861 | 0.0064702 | 1.9816e-05 | 0.0026046 | 28.3468 | 13.8494 | 1.0587 | 0.16738 | 1.9829 | 4.8925 | 417.3244 | 91.2256 | 2.6561 | 5.1501 | 125.5608 | 9.6445 | 132.2553 | 44.5886 | 29.8723 | 88.1676 | 732.1972 | 58.9001 | 598.8826 | 9.2887 | 125.6913 | 697.8259 | 165.6395 | 91.2171 | 53.9906 | 75.1995 | 222.318 | 53.2396 | 8.6458 | 175.1816 | 81.2538 | 11.9527 | 45.1851 | 660.0833 | 7.1593 | 66.6542 | 56.1004 | 195.1352 | 303.9345 | 75.1594 | 44.0165 | 28.5147 | 51.3341 | 0.0098145 | 0.0014064 | 0.22204 | 30.8878 | 2.2536 | 9.6446 | 2.8844 | 336.9385 | 9.6767 | 5.1654 | 0.60866 | 6837.8019 | 898.0412 | 1494.8354 | 1502.8689 | 29.3087 | 1.3428 | 22.7387 | 3.0895 | 4568.9093 | 1269.2539 | 605.1638 | 107.6419 | 150.0133 | 9.6322 | 161.7114 | 0.0012809 | 38.6767 | 0.16329 | 11.4464 | 52.612 | 4.7872 | 69.6006 | 206.0339 | 0.10431 | 0.25994 | 2.6071 | 3.7326 | 0.1193 | 0.25151 | 1.0151 | 0.17083 | 35.9904 | 0.0029981 | 14.3852 | 278.5983 | 0.026085 | 131.9358 | 5.7153 | 0.044731 | 0.6045 | 0.26537 | 4.9503 | 0.089689 | 1.8548 | 1.1697 | 1.4183 | 0.019689 | 0.11455 | 0.055792 | 4.5625 | 0.039303 | 0.51393 | 0.21901 | 7.8836 | 0.00042106 | 0.0032115 | 0.0031508 | 5.1387 | 0.019275 | 0.39717 | 0.20404 | 0.24441 | 0.0012171 | 0.019043 | 0.013506 | 1.2922 | 0.0050924 | 0.088151 | 0.051667 | 0.77858 | 0.0032506 | 0.042865 | 0.16215 | 0.51555 | 0.30057 | 1.1846 | 320.1654 | 0.014078 | 1.9936 | 0.012318 | 4.2967 | 5.2852 | 2.5653 | 191.4694 | 0.38566 | 9.9313 | 8.6622 | 14.2537 | 106649.3193 | 8.5974 | 301.1477 | 9.2491 | 4.6193 | 1.8966 | 2.0213 | 2.7471 | 1.6982 | 1.7626 | 14.5895 | 3.9027 | 0.69025 | 8.5709 | 2.5626 | 284.7502 | 9.112 | 0.43621 | 17.2631 | 25.7312 | 698.3527 | 67.6716 | 4.4795 | 2.6531 | 7.6659 | 8.3509 | 0.2753 | 1.2451 | 5.2848 | 7.5004 | 5.8773 | 0.0020895 | 0.0013102 | 0.0044631 | 1.5723 | 9.1047e-05 | 0.0066255 | 5.7268e-05 | 0.020216 | 0.0026823 | 0.008436 | 12.0841 | 0.00067703 | 0.61626 | 0.33094 | 8.4152 | 1.2638 | 0.035784 | 1.3305 | 0.31748 | 0.019482 | 0.0075386 | 0.0071779 | 0.0037297 | 0.0060926 | 0.0070641 | 0.058121 | 0.078924 | 0.0034243 | 0.034424 | 0.0097742 | 1.1249 | 0.0004507 | 0.00040197 | 0.098977 | 0.11671 | 2.9942 | 0.27737 | 0.020555 | 0.044352 | 0.025518 | 0.033882 | 0.0012597 | 0.0053067 | 0.020464 | 0.024566 | 0.027037 | 0.042346 | 0.016999 | 0.055508 | 17.8767 | 0.0013689 | 0.099236 | 0.00076067 | 0.41762 | 0.046317 | 0.1584 | 7.3229 | 0.011414 | 20.195 | 14.4579 | 494.0206 | 28.7138 | 1.6234 | 29.5602 | 15.0872 | 0.97989 | 0.10258 | 0.10381 | 0.059912 | 0.094776 | 0.15778 | 2.0045 | 1.4659 | 0.0438 | 0.88546 | 0.15136 | 19.5577 | 0.003529 | 0.0033921 | 10.2833 | 5.3636 | 145.8774 | 13.9761 | 1.5348 | 0.66013 | 0.38263 | 0.60451 | 0.020334 | 0.093933 | 0.34794 | 0.97234 | 1.1045 | 0.025174 | 0.010282 | 0.01586 | 7.0798 | 0.0008547 | 0.23575 | 0.00059987 | 1.0178 | 0.063472 | 0.11273 | 4.9767 | 0.007832 | 15.5455 | 8.2744 | 494.0842 | 20.1095 | 1.6364 | 18.8314 | 7.6195 | 0.52599 | 0.13628 | 0.23003 | 0.031499 | 0.11657 | 0.085101 | 1.7216 | 0.64399 | 0.18339 | 0.45345 | 0.20079 | 12.8703 | 0.0027686 | 0.0032776 | 3.73 | 2.8394 | 68.7989 | 7.9005 | 2.9545 | 0.2633 | 0.27824 | 0.63935 | 0.014596 | 0.055298 | 0.20243 | 1.2198 | 1.2717 | 797.4598 | 292.6623 | 253.3559 | 193.3319 | 60.5815 | 85.4197 | 42.7291 | 3714.416 | 257.4873 | 82.3699 | 20.7099 | 121.2524 | 8.792 | 240.0512 | 101.2825 | 10.6775 | 53.22 | 0.41178 | 3259.7638 | 2.4549 | 5.7002 | 2.382 | 3.4344 | 13.0374 | 0.5996 | 0.9157 | 4.1056 | 0.33912 | 14.5046 | 0.9468 | 0.0027473 | 0.041513 | 0.033103 | 0.2536 | 1.9281 | 0.79116 | 4.8103 | 0.807 | 0.58152
12 | 0.16623 | 0.019484 | 0.011036 | 1.3587 | 0.99645 | 0.99818 | 0.66197 | 0.020088 | 0.80424 | 0.56854 | 0.75411 | 0.82111 | 0.7593 | 0.1894 | 1211.3198 | 268.6389 | 0.93897 | 0.86271 | 0.13515 | 0.18359 | 0.19006 | 3.3969 | 3.4624 | 376.8039 | 0.0069279 | 152.9331 | 101.124 | 16.5534 | 156.3199 | 12.6256 | 1.8745 | 59.8154 | 15.476 | 12.8531 | 2925.2038 | 84.9122 | 92.2463 | 1591.387 | 124.885 | 91.5474 | 276.1487 | 257.4212 | 220.8747 | 33.3939 | 48.8924 | 0.7395 | 0.13516 | 0.26593 | 0.018818 | 0.0017464 | 7.4648e-05 | 36.2824 | 12.3895 | 3.5728 | 0.86317 | 0.52058 | 0.09487 | 2.4565 | 66.1765 | 4.0784 | 0.31134 | 0.82816 | 25.3771 | 119.5695 | 33.3769 | 19.3211 | 134.2139 | 8.6521 | 0.035425 | 0.27682 | 0.8467 | 41.1144 | 19.9964 | 864.4104 | 102.2232 | 2.7541 | 0.11346 | 0.57566 | 0.10511 | 321.5557 | 169.0283 | 84.5795 | 61.7539 | 13.69 | 1112.8641 | 275.1749 | 68.8291 | 79.7753 | 234.225 | 153.6475 | 95.2166 | 72.0403 | 8.3657 | 0.78502 | 0.8178 | 0.3335 | 59.8557 | 6.8059 | 1.6275 | 2.0706 | 0.14675 | 6.8219e-05 | 32.567 | 1.0361 | 0.22372 | 0.19649 | 0.16417 | 2.5471 | 0.96837 | 1.1866 | 0.49538 | 102.8595 | 15.8121 | 27.2834 | 8.009 | 157.0692 | 152.5171 | 2072.2475 | 230.54 | 295.5567 | 177.6669 | 817.1609 | 337.3822 | 89.4046 | 456.1975 | 0.25466 | 0.023504 | 0.011573 | 0.069901 | 0.0093456 | 0.0048668 | 2.5852e-05 | 0.0022874 | 31.5475 | 10.8695 | 0.83262 | 0.16159 | 2.078 | 4.6364 | 330.3144 | 62.1759 | 2.9793 | 4.1619 | 133.5563 | 8.355 | 124.3342 | 50.1115 | 34.669 | 89.8862 | 715.0857 | 61.847 | 575.8375 | 10.3476 | 113.5886 | 780.6741 | 143.802 | 97.215 | 52.2606 | 63.4535 | 249.7072 | 59.004 | 9.035 | 200.1516 | 86.5774 | 11.0046 | 52.7594 | 639.415 | 7.2788 | 76.8679 | 60.5056 | 194.259 | 310.9815 | 79.2628 | 49.35 | 31.5258 | 42.8864 | 0.009923 | 0.0012962 | 0.24422 | 39.6071 | 2.6183 | 9.2399 | 2.8431 | 234.2204 | 12.0654 | 4.8876 | 0.48811 | 6981.1962 | 968.1698 | 1183.6435 | 1214.4584 | 35.7918 | 1.2553 | 25.857 | 2.8468 | 5077.6811 | 1610.2496 | 611.5482 | 92.3926 | 158.5177 | 7.9821 | 168.0687 | 0.0015481 | 29.8648 | 0.1877 | 13.5654 | 83.6918 | 5.6385 | 71.7649 | 217.1459 | 0.11937 | 0.26245 | 1.0556 | 2.7015 | 0.26814 | 0.22625 | 1.2789 | 0.17328 | 33.4139 | 0.0025619 | 13.1088 | 319.499 | 0.022075 | 129.6755 | 5.4592 | 0.045531 | 0.64143 | 0.26919 | 4.9872 | 0.094654 | 1.8144 | 1.0356 | 1.4869 | 0.018386 | 0.12044 | 0.053853 | 4.5993 | 0.038988 | 0.57042 | 0.21308 | 8.1966 | 0.00039482 | 0.003297 | 0.0027061 | 5.2647 | 0.020238 | 0.36895 | 0.23986 | 0.25707 | 0.0010982 | 0.019741 | 0.014299 | 1.2767 | 0.0051446 | 0.085969 | 0.058033 | 0.70218 | 0.0037016 | 0.046111 | 0.19275 | 0.5171 | 0.29128 | 0.98465 | 262.5781 | 0.017424 | 1.9658 | 0.012836 | 4.4816 | 4.5681 | 2.4937 | 197.3232 | 0.37141 | 10.3899 | 9.1164 | 14.1049 | 115375.4513 | 8.2212 | 298.0961 | 8.9751 | 4.0545 | 1.9847 | 1.7614 | 3.0413 | 1.6824 | 1.9218 | 13.7411 | 4.4355 | 0.76179 | 8.1446 | 2.7972 | 272.4319 | 9.1703 | 0.47128 | 17.7652 | 26.4469 | 594.4841 | 65.8535 | 4.3486 | 2.5873 | 7.0719 | 7.0951 | 0.24342 | 1.139 | 4.6842 | 7.128 | 6.6975 | 0.0021163 | 0.001179 | 0.0038659 | 1.5006 | 8.342e-05 | 0.0072884 | 5.4688e-05 | 0.01938 | 0.0027116 | 0.0077738 | 11.6037 | 0.00067209 | 0.57955 | 0.28874 | 7.3101 | 1.4201 | 0.037326 | 1.3681 | 0.28729 | 0.020857 | 0.0070803 | 0.007721 | 0.0031765 | 0.0057691 | 0.0062172 | 0.060554 | 0.075744 | 0.0035597 | 0.03323 | 0.011118 | 1.146 | 0.00048114 | 0.00042582 | 0.096196 | 0.13009 | 2.6953 | 0.31503 | 0.021811 | 0.047663 | 0.029736 | 0.034784 | 0.0011791 | 0.0056004 | 0.021123 | 0.025442 | 0.023798 | 0.039835 | 0.017418 | 0.064115 | 19.8504 | 0.0011927 | 0.10711 | 0.000783 | 0.38236 | 0.049567 | 0.15506 | 7.4773 | 0.010711 | 23.2017 | 13.4136 | 488.8803 | 26.2818 | 1.9265 | 27.946 | 14.11 | 0.95056 | 0.10962 | 0.091742 | 0.056469 | 0.098457 | 0.17926 | 1.987 | 1.3525 | 0.042865 | 0.81358 | 0.17901 | 19.3994 | 0.0032631 | 0.0034447 | 10.0445 | 4.7398 | 142.3412 | 13.8161 | 1.8118 | 0.61364 | 0.42326 | 0.62346 | 0.021429 | 0.084725 | 0.34503 | 1.0716 | 1.1567 | 0.025588 | 0.010459 | 0.01559 | 6.3109 | 0.00076606 | 0.21131 | 0.00053205 | 0.91905 | 0.063988 | 0.13446 | 5.1356 | 0.0090188 | 17.3255 | 8.8889 | 539.7891 | 18.9023 | 1.9748 | 18.2664 | 8.193 | 0.56998 | 0.16428 | 0.22739 | 0.027609 | 0.099554 | 0.079921 | 1.9794 | 0.56894 | 0.18408 | 0.46758 | 0.20432 | 11.7675 | 0.0030263 | 0.0027808 | 3.5342 | 3.112 | 60.4789 | 8.2081 | 3.438 | 0.24515 | 0.30329 | 0.71768 | 0.013312 | 0.052765 | 0.20576 | 1.1751 | 1.201 | 702.7247 | 278.6573 | 222.9096 | 182.4637 | 66.6903 | 94.5427 | 43.4465 | 3428.6263 | 261.9262 | 88.1762 | 21.5872 | 131.2005 | 9.5833 | 214.4973 | 104.3885 | 11.0975 | 64.696 | 0.34151 | 2312.9524 | 2.3297 | 6.7513 | 2.0555 | 2.1179 | 12.3778 | 0.64247 | 0.69561 | 3.2227 | 0.24482 | 20.8891 | 0.91005 | 0.0027763 | 0.040138 | 0.032275 | 0.26025 | 2.3903 | 0.6901 | 5.8511 | 0.84955 | 0.65097
13 | 0.16184 | 0.02351 | 0.0079846 | 1.2961 | 0.99119 | 0.99592 | 0.91035 | 0.042997 | 0.8814 | 0.5917 | 0.63723 | 0.75351 | 0.87076 | 0.20908 | 1838.0083 | 402.1807 | 0.94577 | 0.8266 | 0.18926 | 0.1605 | 0.10437 | 1.7496 | 4.0757 | 639.0071 | 0.0086344 | 138.5609 | 116.6109 | 14.3745 | 159.2469 | 13.194 | 1.9877 | 57.6845 | 12.5497 | 11.9966 | 2951.0852 | 78.229 | 80.7941 | 1458.0913 | 99.9066 | 93.262 | 269.7342 | 232.3441 | 215.3674 | 33.8319 | 48.2056 | 0.89049 | 0.083449 | 0.015542 | 0.015009 | 0.0022233 | 7.6658e-05 | 28.1832 | 11.818 | 3.2686 | 0.88511 | 0.62841 | 0.097822 | 2.7722 | 66.9624 | 6.1952 | 0.27274 | 0.91641 | 23.035 | 111.5178 | 37.7067 | 16.2653 | 122.1153 | 7.8403 | 0.032987 | 0.23152 | 0.72692 | 29.2504 | 20.417 | 722.1156 | 141.3467 | 3.5131 | 0.124 | 0.69306 | 0.10344 | 331.8201 | 126.6436 | 99.0303 | 59.0713 | 14.3833 | 1224.5782 | 267.8573 | 107.9195 | 71.1123 | 247.1945 | 137.9533 | 82.3864 | 92.1773 | 7.727 | 0.66841 | 0.71345 | 0.29086 | 62.2359 | 5.8111 | 1.6431 | 2.1902 | 0.18399 | 7.8633e-05 | 26.4918 | 1.1936 | 0.23918 | 0.18387 | 0.18942 | 2.9231 | 0.96629 | 0.95919 | 0.38499 | 68.2658 | 13.9903 | 28.9012 | 10.3148 | 151.0199 | 145.6338 | 1884.1933 | 225.7443 | 311.5091 | 194.741 | 875.2825 | 330.4521 | 76.1622 | 405.7331 | 0.29855 | 0.16797 | 0.20524 | 0.080282 | 0.010236 | 0.0067979 | 1.9608e-05 | 0.0024982 | 39.4467 | 10.3221 | 1.0038 | 0.14605 | 1.9325 | 4.1745 | 300.9745 | 83.4669 | 3.8926 | 4.7024 | 127.8493 | 9.3021 | 133.2567 | 43.6215 | 36.0954 | 91.3647 | 617.9526 | 68.9521 | 707.9121 | 10.7274 | 127.3189 | 712.632 | 131.6407 | 82.7838 | 53.3019 | 60.6704 | 210.2345 | 62.9981 | 9.7437 | 180.5925 | 76.7757 | 9.5945 | 51.7565 | 513.6469 | 7.0417 | 81.3875 | 58.0189 | 192.0271 | 314.3725 | 84.5459 | 45.5145 | 36.0402 | 43.5339 | 0.009487 | 0.00098452 | 0.27446 | 28.0228 | 1.9581 | 14.0956 | 2.4098 | 319.8453 | 11.8123 | 4.5641 | 0.48089 | 6203.6478 | 844.6284 | 1385.3675 | 1493.9129 | 31.6514 | 0.95857 | 24.304 | 2.7876 | 5430.0835 | 1214.1029 | 493.7211 | 91.2453 | 132.7109 | 8.1087 | 193.4091 | 0.001161 | 32.5312 | 0.17065 | 12.473 | 79.7723 | 3.9653 | 93.9248 | 197.1216 | 0.10815 | 0.22097 | 2.4085 | 2.8819 | 0.25234 | 0.26373 | 1.1352 | 0.15859 | 35.3139 | 0.0030268 | 12.6937 | 301.6675 | 0.023998 | 124.7934 | 5.3039 | 0.043515 | 0.67688 | 0.25004 | 4.7254 | 0.093334 | 1.7568 | 1.0505 | 1.5386 | 0.018251 | 0.12425 | 0.052885 | 4.4394 | 0.041317 | 0.53845 | 0.21432 | 8.6791 | 0.00046417 | 0.0037437 | 0.0030865 | 4.6637 | 0.021 | 0.37625 | 0.20942 | 0.28602 | 0.001149 | 0.019494 | 0.013037 | 1.2019 | 0.0057755 | 0.092128 | 0.054175 | 0.6677 | 0.0037941 | 0.047939 | 0.17796 | 0.54493 | 0.27767 | 1.1121 | 363.1521 | 0.016872 | 1.9507 | 0.01204 | 5.028 | 4.2749 | 3.0449 | 189.0067 | 0.51306 | 10.9168 | 8.0678 | 14.6312 | 121195.8928 | 9.2434 | 355.0867 | 8.4513 | 4.7874 | 1.8809 | 1.8678 | 2.6137 | 1.5874 | 1.8201 | 13.3558 | 4.4018 | 0.7137 | 7.4052 | 2.674 | 251.9191 | 7.5959 | 0.41313 | 18.8081 | 27.1594 | 663.6936 | 63.757 | 4.5225 | 2.7673 | 8.017 | 7.6057 | 0.2853 | 1.1853 | 5.0715 | 6.7605 | 6.3281 | 0.0021806 | 0.0012539 | 0.004022 | 1.3828 | 8.7415e-05 | 0.0073732 | 6.0692e-05 | 0.018906 | 0.0025911 | 0.0081954 | 11.849 | 0.00072128 | 0.59317 | 0.28305 | 7.3721 | 1.2704 | 0.040195 | 1.1666 | 0.27772 | 0.020997 | 0.0077591 | 0.0067878 | 0.0037803 | 0.0063763 | 0.0072345 | 0.053755 | 0.072254 | 0.0033536 | 0.031446 | 0.010842 | 1.1696 | 0.00041492 | 0.00046837 | 0.10174 | 0.12074 | 2.9177 | 0.32367 | 0.022997 | 0.050482 | 0.025201 | 0.037652 | 0.0010973 | 0.0056888 | 0.019576 | 0.026489 | 0.026183 | 0.042859 | 0.016463 | 0.057635 | 19.3305 | 0.0013445 | 0.10975 | 0.00083438 | 0.39284 | 0.051261 | 0.14538 | 6.8966 | 0.01184 | 19.6414 | 14.8779 | 512.3856 | 29.2606 | 1.8862 | 26.8223 | 14.7047 | 0.92104 | 0.11636 | 0.093405 | 0.056997 | 0.090963 | 0.17323 | 1.9543 | 1.3944 | 0.042926 | 0.86469 | 0.15667 | 19.6842 | 0.0033936 | 0.0036865 | 10.2363 | 5.2307 | 165.9391 | 14.403 | 1.5956 | 0.67006 | 0.4587 | 0.65013 | 0.019472 | 0.10216 | 0.39408 | 1.0092 | 1.0678 | 0.029807 | 0.010813 | 0.016362 | 6.6856 | 0.00080634 | 0.22357 | 0.00055371 | 0.87231 | 0.068843 | 0.1225 | 5.0687 | 0.0089234 | 16.7395 | 7.512 | 555.5705 | 17.787 | 1.9518 | 18.9425 | 8.3634 | 0.55326 | 0.16475 | 0.21506 | 0.02717 | 0.10484 | 0.071628 | 1.7341 | 0.56103 | 0.16344 | 0.52665 | 0.21787 | 11.3253 | 0.0032109 | 0.0030957 | 3.6922 | 2.6194 | 65.843 | 8.3812 | 3.156 | 0.25447 | 0.32893 | 0.70952 | 0.01234 | 0.053909 | 0.24213 | 1.1322 | 1.1832 | 848.19 | 330.9176 | 248.042 | 215.5512 | 64.8865 | 99.865 | 45.8718 | 3327.7675 | 324.8639 | 98.9283 | 19.5612 | 111.4053 | 8.3011 | 188.7806 | 92.7726 | 13.0499 | 65.2242 | 0.35838 | 3698.5936 | 1.9967 | 5.2531 | 1.5651 | 2.4723 | 9.5928 | 0.52175 | 0.79259 | 4.3036 | 0.22152 | 21.6512 | 0.93944 | 0.0024909 | 0.040587 | 0.033806 | 0.23796 | 2.5427 | 0.70121 | 4.5485 | 0.82749 | 0.59402
14 | 0.17541 | 0.041828 | 0.021724 | 1.1264 | 0.99977 | 0.99919 | 0.7809 | 0.048379 | 0.89519 | 0.68983 | 0.60729 | 0.85479 | 0.89584 | 0.18087 | 1056.6113 | 311.1585 | 0.951 | 0.82145 | 0.16517 | 0.32932 | 0.4279 | 0.41881 | 3.326 | 511.8726 | 0.0090328 | 154.7024 | 124.4116 | 15.3993 | 124.7886 | 12.3256 | 2.2199 | 66.9466 | 17.3407 | 12.3296 | 2729.719 | 87.6376 | 98.7387 | 1784.9687 | 102.3507 | 82.882 | 248.4534 | 265.5246 | 204.6011 | 37.7697 | 53.6925 | 0.86275 | 0.36454 | 0.29726 | 0.018162 | 0.0021232 | 7.0971e-05 | 30.4721 | 12.7234 | 3.3547 | 1.0295 | 0.56882 | 0.093649 | 2.0604 | 56.8547 | 10.2876 | 0.34317 | 0.79106 | 21.323 | 78.5107 | 32.4266 | 16.9088 | 132.4093 | 9.9821 | 0.036523 | 0.27424 | 0.68286 | 35.8417 | 14.6858 | 631.929 | 89.9468 | 3.6153 | 0.071601 | 0.55846 | 0.11291 | 224.1992 | 147.994 | 100.7141 | 62.543 | 17.8157 | 1042.3823 | 258.7883 | 87.3081 | 69.7585 | 285.262 | 167.846 | 87.5606 | 93.1604 | 8.5721 | 0.39747 | 0.62719 | 0.47243 | 53.3806 | 7.1392 | 2.0066 | 2.5378 | 0.16244 | 7.5296e-05 | 32.1569 | 1.2215 | 0.23466 | 0.26728 | 0.13179 | 2.6122 | 0.95732 | 1.2649 | 0.39164 | 88.3856 | 12.9055 | 37.6549 | 9.0416 | 156.7568 | 133.6717 | 2105.1185 | 222.9865 | 361.0465 | 178.3159 | 690.5573 | 349.9261 | 88.1529 | 392.6081 | 0.41367 | 0.19325 | 0.19414 | 0.062941 | 0.0086939 | 0.0071137 | 2.6974e-05 | 0.0022483 | 36.6369 | 9.8689 | 0.84925 | 0.18462 | 2.2413 | 5.435 | 349.5785 | 60.5267 | 3.2269 | 6.1467 | 143.1882 | 8.2236 | 121.7086 | 52.2258 | 31.0193 | 89.1506 | 648.4645 | 65.2853 | 700.2987 | 8.832 | 127.9158 | 639.2288 | 142.2229 | 89.6542 | 62.5122 | 62.41 | 194.9844 | 48.8842 | 8.9309 | 194.1742 | 88.6505 | 11.7342 | 46.1 | 584.3783 | 6.3154 | 74.242 | 68.6375 | 204.4981 | 250.2154 | 77.5602 | 56.2003 | 32.6579 | 47.3962 | 0.011248 | 0.0012713 | 0.3143 | 35.35 | 2.7555 | 13.1369 | 3.3583 | 290.8068 | 11.4272 | 5.6452 | 0.53577 | 6412.0619 | 737.5767 | 1331.3665 | 1393.5896 | 34.8572 | 1.2238 | 27.1844 | 2.8247 | 4798.3263 | 1800.9534 | 559.2403 | 102.3982 | 121.6886 | 10.2103 | 158.9993 | 0.0015178 | 31.1743 | 0.17541 | 14.4361 | 92.0765 | 4.2243 | 78.5263 | 172.8278 | 0.11642 | 0.19825 | 1.1402 | 3.1294 | 0.31591 | 0.21362 | 1.1841 | 0.18293 | 33.862 | 0.0029711 | 13.7246 | 269.9643 | 0.024533 | 128.2735 | 5.433 | 0.045809 | 0.63265 | 0.27219 | 4.4702 | 0.092957 | 1.8434 | 1.0047 | 1.5107 | 0.01914 | 0.11861 | 0.051942 | 4.3774 | 0.040279 | 0.52753 | 0.21751 | 8.4815 | 0.00046798 | 0.0034521 | 0.0028586 | 4.8575 | 0.019697 | 0.39825 | 0.21312 | 0.25421 | 0.0011846 | 0.021477 | 0.013717 | 1.2593 | 0.0055471 | 0.090382 | 0.054899 | 0.74465 | 0.0037835 | 0.04699 | 0.18273 | 0.54205 | 0.29442 | 1.1322 | 252.9201 | 0.012885 | 1.9574 | 0.01119 | 3.1163 | 5.4191 | 2.8766 | 207.7276 | 0.13016 | 10.7781 | 8.4661 | 15.1529 | 112918.4442 | 9.2913 | 324.9708 | 9.3665 | 4.2223 | 2.2369 | 2.0821 | 3.0643 | 1.4585 | 1.9718 | 12.7397 | 3.7248 | 0.67644 | 7.6682 | 3.006 | 256.753 | 8.2131 | 0.46029 | 17.9814 | 25.4694 | 585.7051 | 63.9747 | 4.6373 | 3.0738 | 8.5449 | 8.0833 | 0.26422 | 1.1234 | 5.1393 | 7.6369 | 6.2404 | 0.0019771 | 0.001229 | 0.0039883 | 1.4525 | 8.6246e-05 | 0.0069173 | 6.3497e-05 | 0.017103 | 0.0026156 | 0.0087187 | 12.4618 | 0.00071974 | 0.6021 | 0.27726 | 8.0024 | 1.2929 | 0.038367 | 1.3821 | 0.32195 | 0.018062 | 0.0083189 | 0.006549 | 0.0033551 | 0.0063289 | 0.0075499 | 0.054893 | 0.077557 | 0.0034577 | 0.035012 | 0.011366 | 1.1514 | 0.00042256 | 0.00045204 | 0.10431 | 0.1245 | 2.7136 | 0.28819 | 0.02269 | 0.047091 | 0.030064 | 0.038792 | 0.0010685 | 0.0050845 | 0.018992 | 0.025613 | 0.026741 | 0.038497 | 0.015936 | 0.057807 | 18.1047 | 0.0013351 | 0.097824 | 0.00078832 | 0.44426 | 0.051943 | 0.14662 | 7.8032 | 0.010435 | 20.3798 | 12.9243 | 526.3739 | 31.2085 | 1.6316 | 30.6029 | 14.2319 | 0.85496 | 0.10041 | 0.11008 | 0.051628 | 0.093074 | 0.18016 | 1.7362 | 1.4042 | 0.042112 | 0.78978 | 0.17734 | 18.8419 | 0.0032046 | 0.0032364 | 10.5587 | 4.7954 | 163.4461 | 14.1538 | 1.7958 | 0.5748 | 0.43278 | 0.58701 | 0.022717 | 0.091919 | 0.38958 | 1.0035 | 1.1203 | 0.028735 | 0.010014 | 0.014335 | 6.46 | 0.00089816 | 0.2299 | 0.00062086 | 0.89484 | 0.062881 | 0.11833 | 5.4433 | 0.0089588 | 16.2267 | 8.1677 | 582.1664 | 20.6041 | 1.6855 | 18.0739 | 8.4614 | 0.56619 | 0.14964 | 0.21268 | 0.029609 | 0.10039 | 0.081567 | 1.7807 | 0.61762 | 0.18092 | 0.4723 | 0.21381 | 13.1416 | 0.002868 | 0.0032392 | 3.9347 | 2.8936 | 59.7304 | 8.9514 | 2.8333 | 0.2369 | 0.28934 | 0.61003 | 0.013944 | 0.050706 | 0.22826 | 1.2997 | 1.258 | 834.1704 | 329.9234 | 219.7542 | 205.809 | 58.8045 | 90.226 | 36.0351 | 3175.2436 | 253.4245 | 89.6812 | 18.3474 | 105.7486 | 10.3062 | 236.9691 | 89.0624 | 12.1313 | 61.086 | 0.37167 | 3618.4029 | 2.3028 | 5.9956 | 1.8428 | 2.9238 | 12.6594 | 0.50248 | 0.62967 | 3.2599 | 0.2111 | 10.6775 | 0.90615 | 0.0026375 | 0.040857 | 0.03601 | 0.26889 | 2.2282 | 0.76462 | 5.6225 | 0.91854 | 0.77873
15 | 0.14349 | 0.01321 | 0.018128 | 1.2253 | 0.99024 | 0.99503 | 0.83172 | 0.076671 | 0.8619 | 0.73049 | 0.78905 | 0.76718 | 0.80048 | 0.16368 | 1618.0237 | 337.9219 | 0.94957 | 0.84895 | 0.18442 | 0.29367 | 0.24322 | 2.3575 | 4.2231 | 693.911 | 0.0045411 | 158.4715 | 119.099 | 17.0684 | 161.6775 | 14.5295 | 2.1559 | 48.5741 | 11.5718 | 11.2803 | 2488.8965 | 86.4217 | 92.0705 | 1844.7052 | 107.0083 | 81.8028 | 254.0684 | 245.7662 | 200.5219 | 32.1518 | 47.3143 | 0.78301 | 0.21593 | 0.15172 | 0.018945 | 0.0020832 | 8.8806e-05 | 27.6439 | 11.3989 | 2.5491 | 0.71743 | 0.64436 | 0.098749 | 2.6412 | 68.6101 | 11.9681 | 0.32003 | 0.79954 | 20.1783 | 97.8616 | 26.7095 | 16.4415 | 119.5624 | 9.9394 | 0.034125 | 0.3085 | 0.78809 | 25.6595 | 13.0296 | 705.2938 | 95.4237 | 2.8321 | 0.096341 | 0.47262 | 0.08958 | 313.0088 | 132.8802 | 87.8656 | 55.6744 | 15.8352 | 1130.8092 | 221.3206 | 96.852 | 89.8454 | 264.1224 | 158.9645 | 93.5782 | 81.8562 | 8.6888 | 0.69246 | 0.54773 | 0.46859 | 62.5149 | 5.141 | 2.3059 | 2.4673 | 0.18725 | 6.4259e-05 | 39.1065 | 0.85892 | 0.22458 | 0.22555 | 0.12338 | 3.1674 | 0.95586 | 1.2974 | 0.56355 | 71.5233 | 16.6197 | 31.0953 | 8.8378 | 124.8845 | 184.8414 | 2290.4308 | 212.3751 | 415.9252 | 175.2481 | 695.7612 | 325.0997 | 93.6115 | 425.7897 | 0.37603 | 0.31871 | 0.11849 | 0.078079 | 0.0073852 | 0.0066908 | 2.6847e-05 | 0.0024624 | 35.1697 | 10.2119 | 0.96494 | 0.20204 | 2.0568 | 4.686 | 324.9228 | 89.2425 | 4.1128 | 4.9439 | 119.5187 | 9.2461 | 128.5449 | 43.0803 | 34.2602 | 103.1402 | 588.3926 | 64.392 | 554.905 | 9.3575 | 121.4724 | 736.5015 | 154.0427 | 96.168 | 48.0578 | 76.9742 | 216.3254 | 57.0123 | 8.0834 | 170.1454 | 93.8733 | 9.5059 | 42.2879 | 615.5615 | 5.8365 | 72.7458 | 64.7022 | 161.5891 | 303.1219 | 92.288 | 46.9496 | 31.1124 | 49.8006 | 0.0086775 | 0.001077 | 0.26197 | 37.5149 | 2.8245 | 12.6362 | 2.6426 | 239.1979 | 8.441 | 5.9839 | 0.38322 | 7292.8008 | 943.492 | 1575.1223 | 1450.8674 | 27.5307 | 1.2061 | 26.5912 | 2.9925 | 5551.5685 | 1799.5188 | 621.5646 | 87.2062 | 155.3777 | 9.8836 | 149.4444 | 0.0011752 | 36.4748 | 0.14525 | 12.0732 | 67.2752 | 3.5995 | 86.2822 | 190.4375 | 0.12425 | 0.21046 | 1.42 | 3.5781 | 0.14682 | 0.26053 | 1.3199 | 0.14232 | 31.042 | 0.0025746 | 14.5059 | 282.5065 | 0.023371 | 130.3564 | 5.814 | 0.046109 | 0.58551 | 0.25689 | 4.7713 | 0.090609 | 1.6218 | 1.1045 | 1.503 | 0.018884 | 0.11601 | 0.053215 | 4.4576 | 0.039962 | 0.48931 | 0.21555 | 8.7546 | 0.00041094 | 0.0036484 | 0.0030261 | 5.5116 | 0.021476 | 0.36279 | 0.20858 | 0.27164 | 0.0012671 | 0.020811 | 0.012649 | 1.1592 | 0.0056939 | 0.094033 | 0.050655 | 0.72628 | 0.0033297 | 0.045852 | 0.18936 | 0.53008 | 0.25091 | 1.1611 | 248.5831 | 0.013571 | 1.9886 | 0.012966 | 5.1789 | 4.4106 | 2.1987 | 203.6797 | 0.44987 | 9.5126 | 9.2992 | 13.85 | 104617.8116 | 8.8003 | 344.7494 | 8.6399 | 4.1214 | 2.0734 | 1.8934 | 2.8841 | 1.7527 | 1.8518 | 14.0649 | 4.0636 | 0.70455 | 8.7618 | 2.8904 | 260.5731 | 8.8838 | 0.47379 | 18.6306 | 29.3981 | 621.1162 | 65.7083 | 4.2512 | 3.0159 | 8.2113 | 8.1722 | 0.26762 | 1.3368 | 5.4502 | 6.5428 | 6.1189 | 0.0021931 | 0.0011359 | 0.0045308 | 1.4573 | 9.7507e-05 | 0.0066609 | 5.8027e-05 | 0.018299 | 0.002671 | 0.0080242 | 13.0782 | 0.00076437 | 0.62574 | 0.30616 | 8.4234 | 1.2535 | 0.040437 | 1.3041 | 0.28153 | 0.018499 | 0.0076319 | 0.0064341 | 0.0035669 | 0.005836 | 0.0065359 | 0.062667 | 0.073432 | 0.003767 | 0.031688 | 0.011425 | 1.2171 | 0.00043504 | 0.0004197 | 0.097652 | 0.11286 | 2.5814 | 0.33189 | 0.021587 | 0.045818 | 0.027722 | 0.033757 | 0.001227 | 0.0052208 | 0.021642 | 0.023684 | 0.022808 | 0.040633 | 0.018701 | 0.062872 | 17.4649 | 0.0012217 | 0.099855 | 0.00092559 | 0.43102 | 0.050685 | 0.16328 | 7.0195 | 0.011932 | 21.799 | 14.2144 | 458.9502 | 29.6347 | 1.6819 | 26.4259 | 12.8284 | 0.88994 | 0.1188 | 0.10095 | 0.058139 | 0.099556 | 0.16056 | 1.9002 | 1.3705 | 0.040223 | 0.77583 | 0.15493 | 19.1728 | 0.003424 | 0.0034852 | 9.2264 | 5.1968 | 139.5065 | 13.2294 | 1.8721 | 0.66336 | 0.39352 | 0.61146 | 0.022333 | 0.10116 | 0.33189 | 1.1649 | 1.0208 | 0.025839 | 0.011607 | 0.013891 | 6.5336 | 0.0007878 | 0.22273 | 0.00053728 | 0.98558 | 0.061123 | 0.13717 | 5.8775 | 0.0082473 | 17.7489 | 7.8989 | 491.7024 | 18.7445 | 1.8253 | 19.5717 | 9.045 | 0.53885 | 0.14617 | 0.21879 | 0.032849 | 0.11518 | 0.074906 | 2.0344 | 0.5666 | 0.19453 | 0.45018 | 0.1909 | 11.8555 | 0.0027093 | 0.0027332 | 3.8078 | 2.6937 | 60.8485 | 8.5616 | 2.9274 | 0.2498 | 0.29879 | 0.70434 | 0.012151 | 0.049464 | 0.24552 | 1.0792 | 1.3109 | 684.7777 | 284.9318 | 206.0305 | 190.4666 | 59.344 | 110.2838 | 41.9957 | 3074.0494 | 282.4707 | 93.7957 | 17.9013 | 125.7818 | 9.0718 | 211.0064 | 83.8911 | 13.7671 | 58.808 | 0.44412 | 3115.9187 | 2.375 | 7.4674 | 1.7532 | 2.8223 | 9.0184 | 0.47554 | 0.95874 | 4.2071 | 0.30671 | 17.7868 | 1.0273 | 0.0028656 | 0.038354 | 0.034197 | 0.1954 | 1.8938 | 0.78313 | 5.2331 | 0.7325 | 0.68198
16 | 0.1391 | 0.029645 | 0.0097768 | 1.3761 | 0.99393 | 0.99863 | 0.89709 | 0.080906 | 0.88642 | 0.51127 | 0.65562 | 0.72687 | 0.88033 | 0.16503 | 1352.4507 | 296.7102 | 0.94319 | 0.83779 | 0.20875 | 0.23864 | 0.37345 | 2.4009 | 2.5536 | 467.9611 | 0.0034494 | 171.0064 | 128.1176 | 14.6902 | 152.7651 | 15.3027 | 2.388 | 63.0786 | 14.5045 | 12.1114 | 3034.4769 | 96.2657 | 95.2653 | 1605.5306 | 123.7137 | 99.4751 | 252.9384 | 284.8157 | 263.1894 | 35.7474 | 53.0945 | 0.90374 | 0.023746 | 0.38291 | 0.013677 | 0.0019305 | 7.0381e-05 | 37.4732 | 11.692 | 2.7819 | 0.98327 | 0.49523 | 0.085024 | 2.52 | 48.5675 | 8.7442 | 0.31313 | 0.89035 | 24.8116 | 115.0275 | 39.5335 | 20.2284 | 140.9507 | 10.1171 | 0.032087 | 0.28095 | 0.88067 | 34.2793 | 17.9654 | 812.3677 | 133.9051 | 3.2204 | 0.11571 | 0.44774 | 0.10953 | 239.8086 | 165.8057 | 87.1246 | 66.566 | 18.0401 | 1372.1613 | 246.2684 | 88.7459 | 75.9773 | 268.7257 | 160.8405 | 92.6776 | 70.5577 | 8.7981 | 0.51901 | 0.58723 | 0.42851 | 50.344 | 6.0424 | 1.8855 | 2.8419 | 0.15583 | 8.0023e-05 | 27.3319 | 1.0821 | 0.26248 | 0.23311 | 0.16865 | 3.486 | 0.96347 | 1.0381 | 0.53533 | 108.9378 | 17.907 | 30.0371 | 9.7876 | 144.7301 | 207.3354 | 2202.1012 | 216.7254 | 292.1638 | 162.2556 | 722.2219 | 403.6442 | 83.3997 | 454.8517 | 0.099122 | 0.084609 | 0.076404 | 0.060655 | 0.0083419 | 0.0060072 | 2.3106e-05 | 0.0020098 | 38.5532 | 12.03 | 1.0953 | 0.15886 | 2.2786 | 5.83 | 305.9023 | 63.7818 | 3.3132 | 4.5673 | 136.722 | 10.3241 | 122.9208 | 40.6113 | 32.6233 | 100.8235 | 634.0516 | 58.6636 | 589.8401 | 9.1712 | 137.5326 | 671.8763 | 134.5586 | 104.4531 | 49.648 | 69.989 | 229.5391 | 51.3344 | 10.1502 | 187.6356 | 90.4405 | 10.3611 | 42.089 | 524.8757 | 6.7685 | 65.2835 | 69.1183 | 200.7454 | 264.2521 | 83.1978 | 50.4461 | 35.6418 | 47.3479 | 0.0108 | 0.0010181 | 0.32029 | 38.3377 | 2.2612 | 12.2397 | 2.951 | 261.2772 | 10.2653 | 6.0048 | 0.40423 | 5691.7032 | 810.8806 | 1364.2254 | 1137.6666 | 34.3386 | 1.1173 | 24.8443 | 3.155 | 5769.5386 | 1148.8499 | 592.4703 | 99.3689 | 145.7641 | 8.3841 | 175.6925 | 0.0015524 | 28.8561 | 0.18422 | 13.7176 | 89.3322 | 4.9935 | 83.1158 | 231.664 | 0.10561 | 0.27488 | 2.3255 | 2.1676 | 0.10568 | 0.2054 | 1.2085 | 0.1312 | 34.3985 | 0.0025341 | 14.8912 | 300.4253 | 0.02359 | 108.662 | 5.3579 | 0.047571 | 0.65136 | 0.24423 | 5.169 | 0.099218 | 1.7031 | 1.0672 | 1.6356 | 0.018429 | 0.115 | 0.052449 | 4.752 | 0.037176 | 0.50377 | 0.21662 | 8.2306 | 0.00048125 | 0.0036955 | 0.0030743 | 5.3265 | 0.020458 | 0.33874 | 0.2335 | 0.29045 | 0.001172 | 0.022574 | 0.012968 | 1.2171 | 0.0053459 | 0.08501 | 0.053485 | 0.65852 | 0.0033694 | 0.048545 | 0.16388 | 0.51003 | 0.30249 | 1.0367 | 309.6469 | 0.014115 | 1.9702 | 0.011683 | 3.5255 | 4.5407 | 2.1809 | 202.5599 | 0.1749 | 10.156 | 8.3676 | 14.9516 | 112513.7579 | 8.1532 | 338.6135 | 8.6773 | 4.5129 | 2.1815 | 2.0067 | 2.7229 | 1.5066 | 1.7076 | 14.6749 | 3.6697 | 0.76818 | 7.9362 | 2.8269 | 253.8729 | 8.6017 | 0.48037 | 19.1095 | 27.5149 | 684.924 | 70.4152 | 4.2963 | 2.9457 | 8.2739 | 7.4956 | 0.28197 | 1.2196 | 5.687 | 7.103 | 6.1648 | 0.0021342 | 0.0013752 | 0.0043004 | 1.4805 | 9.7086e-05 | 0.0068222 | 6.3936e-05 | 0.019801 | 0.002575 | 0.0076241 | 12.1674 | 0.00070733 | 0.67463 | 0.31738 | 8.6482 | 1.219 | 0.035002 | 1.4217 | 0.29651 | 0.01831 | 0.0072347 | 0.0069311 | 0.0032928 | 0.0062069 | 0.0069899 | 0.056752 | 0.067383 | 0.0034898 | 0.033929 | 0.010258 | 1.1281 | 0.00042885 | 0.00045551 | 0.10838 | 0.10919 | 3.0242 | 0.28477 | 0.021318 | 0.049539 | 0.028932 | 0.034179 | 0.0010815 | 0.0049315 | 0.019543 | 0.025127 | 0.02642 | 0.036475 | 0.018468 | 0.059526 | 18.0362 | 0.0012746 | 0.10307 | 0.00088364 | 0.3939 | 0.046933 | 0.1651 | 6.7059 | 0.012143 | 22.8415 | 15.566 | 470.3431 | 26.0752 | 1.7656 | 30.3782 | 14.4331 | 0.92836 | 0.10753 | 0.1034 | 0.054449 | 0.1015 | 0.15304 | 1.8642 | 1.3012 | 0.040769 | 0.90213 | 0.17389 | 19.0282 | 0.0034726 | 0.0037622 | 10.5748 | 5.1278 | 143.6924 | 12.9811 | 1.7833 | 0.69537 | 0.43886 | 0.56448 | 0.019914 | 0.09782 | 0.36827 | 1.1501 | 1.1774 | 0.028179 | 0.010123 | 0.014626 | 7.4064 | 0.00077892 | 0.22826 | 0.00061583 | 0.94057 | 0.060016 | 0.12107 | 5.1896 | 0.0083686 | 15.1238 | 7.5844 | 575.4789 | 19.2315 | 1.6932 | 18.4255 | 8.7183 | 0.51589 | 0.14463 | 0.23613 | 0.030419 | 0.11122 | 0.078506 | 1.8742 | 0.60212 | 0.16943 | 0.54152 | 0.19452 | 11.9102 | 0.0031653 | 0.0030569 | 3.5088 | 2.9434 | 63.0324 | 7.7483 | 3.3063 | 0.28374 | 0.32202 | 0.62714 | 0.013121 | 0.04824 | 0.23537 | 1.0901 | 1.2123 | 801.366 | 272.1171 | 236.9082 | 226.4988 | 60.7985 | 91.3869 | 40.1908 | 3636.92 | 312.7959 | 85.9381 | 21.3129 | 109.3284 | 8.6108 | 215.6121 | 85.0179 | 13.3461 | 62.6522 | 0.3209 | 2511.6528 | 2.2328 | 6.6686 | 1.9211 | 3.3649 | 12.7516 | 0.5845 | 0.83713 | 2.7534 | 0.23208 | 11.8759 | 0.86625 | 0.0029719 | 0.046084 | 0.032669 | 0.24132 | 2.2694 | 0.96304 | 4.8975 | 1.0386 | 0.55421
17 | 0.13534 | 0.025257 | 0.015289 | 1.1511 | 0.99872 | 0.99165 | 0.86957 | 0.073669 | 0.87932 | 0.50082 | 0.76972 | 0.89372 | 0.75032 | 0.22449 | 2365.7763 | 284.4693 | 0.94887 | 0.78455 | 0.12387 | 0.23024 | 0.34068 | 1.2514 | 2.2748 | 409.3276 | 0.0026565 | 142.9547 | 113.1188 | 13.7508 | 154.4779 | 15.5862 | 1.9166 | 52.3135 | 15.1822 | 11.0377 | 2815.1847 | 95.6318 | 105.9342 | 1875.4975 | 132.6843 | 90.1742 | 298.0482 | 269.5505 | 249.2166 | 28.1358 | 45.7154 | 0.81734 | 0.17547 | 0.05496 | 0.014773 | 0.0018368 | 7.3225e-05 | 33.5642 | 11.2003 | 2.5802 | 0.74481 | 0.71748 | 0.11095 | 2.1821 | 71.1314 | 2.5839 | 0.35103 | 0.84439 | 26.2699 | 83.4365 | 32.9193 | 20.6851 | 149.5566 | 9.4072 | 0.039219 | 0.24283 | 0.83609 | 32.8087 | 20.9147 | 770.0429 | 83.5032 | 3.054 | 0.097891 | 0.63878 | 0.10082 | 262.949 | 162.3557 | 94.1837 | 56.6457 | 17.3159 | 1055.8387 | 251.9848 | 104.6493 | 88.5652 | 240.1131 | 171.0151 | 81.9918 | 77.4712 | 6.8884 | 0.77469 | 0.85257 | 0.37976 | 67.4025 | 5.6338 | 1.8161 | 2.7778 | 0.17542 | 7.3212e-05 | 30.4033 | 1.1381 | 0.23805 | 0.21081 | 0.16088 | 2.945 | 0.95087 | 1.3426 | 0.52213 | 84.8803 | 12.3786 | 31.679 | 8.1377 | 128.4839 | 128.4346 | 1875.5846 | 236.6819 | 401.3031 | 203.1438 | 802.5284 | 318.8191 | 91.7726 | 365.3249 | 0.064845 | 0.12575 | 0.049529 | 0.075569 | 0.0098677 | 0.0057828 | 2.8738e-05 | 0.0018121 | 33.4844 | 10.7317 | 1.1085 | 0.19593 | 2.8297 | 5.9202 | 317.7094 | 74.0644 | 2.5688 | 4.3423 | 152.6331 | 10.0928 | 115.727 | 44.2542 | 36.8229 | 82.87 | 772.8845 | 66.7798 | 648.3189 | 9.512 | 118.1754 | 663.4555 | 147.5816 | 107.4984 | 58.838 | 66.874 | 246.4077 | 48.1194 | 8.0611 | 183.7568 | 82.5627 | 11.6292 | 48.8734 | 580.958 | 6.5832 | 68.929 | 69.7383 | 161.143 | 282.3939 | 76.4244 | 43.4401 | 36.6835 | 45.7642 | 0.011128 | 0.0012162 | 0.30213 | 27.3249 | 2.0164 | 12.5335 | 2.4903 | 228.6002 | 7.6634 | 5.6174 | 0.57187 | 6629.7153 | 734.9546 | 1321.5391 | 1401.7962 | 29.8055 | 0.92288 | 25.0002 | 2.5252 | 4996.1614 | 1646.7502 | 475.704 | 95.6977 | 118.319 | 9.3828 | 170.579 | 0.0014821 | 39.1184 | 0.17339 | 14.0307 | 86.0046 | 5.9548 | 76.885 | 219.8097 | 0.12696 | 0.24495 | 2.022 | 2.0901 | 0.13698 | 0.24157 | 0.90596 | 0.16389 | 36.431 | 0.0026105 | 13.4507 | 305.3709 | 0.022919 | 112.1913 | 5.5956 | 0.046293 | 0.64675 | 0.26109 | 4.665 | 0.093877 | 1.7234 | 1.0981 | 1.4961 | 0.019177 | 0.10867 | 0.0554 | 4.7217 | 0.036551 | 0.52484 | 0.20879 | 8.3843 | 0.00043037 | 0.0031146 | 0.0027581 | 5.4447 | 0.021833 | 0.34138 | 0.21604 | 0.24732 | 0.0011114 | 0.021213 | 0.014107 | 1.1447 | 0.0052132 | 0.091277 | 0.048094 | 0.69366 | 0.0035047 | 0.043142 | 0.18047 | 0.52426 | 0.25796 | 1.0145 | 272.2949 | 0.017131 | 2.0038 | 0.012728 | 5.452 | 4.1567 | 2.9788 | 188.1436 | 0.29423 | 10.2506 | 8.8412 | 15.2553 | 125198.0412 | 7.8941 | 316.0264 | 8.8587 | 4.1767 | 2.1215 | 1.8905 | 2.9957 | 1.6605 | 1.9942 | 14.944 | 4.0243 | 0.78328 | 8.7979 | 3.0663 | 274.5463 | 8.3465 | 0.41596 | 17.0474 | 26.1691 | 634.3841 | 68.2748 | 4.7775 | 2.7014 | 7.3577 | 7.9471 | 0.24872 | 1.1688 | 4.888 | 7.4247 | 5.9647 | 0.0022841 | 0.0012672 | 0.0042308 | 1.5385 | 8.1391e-05 | 0.0074659 | 6.4714e-05 | 0.017377 | 0.0028906 | 0.008639 | 12.6964 | 0.00077955 | 0.66597 | 0.3105 | 8.3132 | 1.1701 | 0.03595 | 1.1985 | 0.32647 | 0.020076 | 0.0078898 | 0.0074829 | 0.0032249 | 0.0065735 | 0.0065684 | 0.060417 | 0.071624 | 0.0038787 | 0.03192 | 0.010892 | 1.0798 | 0.00043976 | 0.00047546 | 0.10354 | 0.12865 | 3.0746 | 0.3169 | 0.021299 | 0.043618 | 0.024826 | 0.03602 | 0.0011263 | 0.0054316 | 0.02006 | 0.023234 | 0.024543 | 0.042177 | 0.018992 | 0.056814 | 16.9041 | 0.0012845 | 0.096882 | 0.00085485 | 0.43729 | 0.045187 | 0.15209 | 7.6996 | 0.01066 | 21.5093 | 15.0641 | 506.3972 | 30.6141 | 1.9066 | 27.4835 | 13.1989 | 0.8489 | 0.11311 | 0.099596 | 0.052382 | 0.097032 | 0.18253 | 1.7797 | 1.5037 | 0.041852 | 0.85567 | 0.15915 | 19.9218 | 0.003642 | 0.0033558 | 9.791 | 4.9435 | 151.5336 | 13.4734 | 1.7236 | 0.68696 | 0.46676 | 0.65607 | 0.022895 | 0.093819 | 0.32854 | 1.1134 | 1.012 | 0.029755 | 0.01144 | 0.015914 | 7.3331 | 0.00081011 | 0.23667 | 0.00062961 | 1.0081 | 0.068602 | 0.12658 | 5.7322 | 0.0091465 | 15.2521 | 8.6823 | 507.9503 | 20.2069 | 1.8368 | 21.1088 | 8.0293 | 0.51857 | 0.1521 | 0.21135 | 0.028147 | 0.10906 | 0.077447 | 2.072 | 0.58138 | 0.18875 | 0.5324 | 0.22564 | 12.3215 | 0.0028231 | 0.0030047 | 4.0657 | 3.1858 | 63.4689 | 7.859 | 3.2222 | 0.27321 | 0.31259 | 0.65148 | 0.014231 | 0.054722 | 0.21331 | 1.3104 | 1.285 | 763.9383 | 280.3141 | 254.7589 | 224.0795 | 63.3507 | 101.2842 | 37.9259 | 3822.4888 | 295.8541 | 77.8795 | 19.7264 | 104.4461 | 8.6927 | 231.3594 | 112.8186 | 12.4185 | 51.3655 | 0.34669 | 2961.3865 | 2.4109 | 5.1479 | 1.6293 | 3.0248 | 8.4068 | 0.54799 | 1.0125 | 3.6129 | 0.27347 | 8.2911 | 0.88966 | 0.0027144 | 0.038266 | 0.03186 | 0.24409 | 2.4478 | 0.84996 | 6.0086 | 0.87288 | 0.78784
18 | 0.16429 | 0.021021 | 0.030464 | 1.4145 | 0.99709 | 0.99952 | 0.95312 | 0.038222 | 0.81913 | 0.61561 | 0.73769 | 0.76971 | 0.80516 | 0.1701 | 1773.5772 | 251.4363 | 0.93376 | 0.84201 | 0.16467 | 0.28077 | 0.49091 | 3.2153 | 8.4534 | 138.9247 | 0.0076334 | 162.9945 | 93.8614 | 16.0822 | 147.802 | 16.5944 | 2.0656 | 56.114 | 13.9513 | 11.7445 | 3009.2641 | 94.0179 | 90.4832 | 1769.9058 | 129.4383 | 76.2232 | 304.1372 | 253.1754 | 239.1751 | 29.5383 | 51.0454 | 0.93432 | 0.15032 | 0.36586 | 0.016508 | 0.0016411 | 9.1735e-05 | 35.1335 | 13.3481 | 3.4341 | 0.89656 | 0.55971 | 0.11328 | 1.9804 | 59.8547 | 8.3375 | 0.26557 | 0.8211 | 17.2323 | 86.6682 | 35.6191 | 22.3153 | 129.6033 | 8.8654 | 0.039902 | 0.3153 | 0.65032 | 27.3065 | 21.6325 | 661.9791 | 84.2927 | 3.3508 | 0.11876 | 0.50032 | 0.092197 | 299.9302 | 133.95 | 96.5121 | 55.2239 | 17.5332 | 1257.7274 | 274.2301 | 94.9433 | 71.5311 | 251.1103 | 151.01 | 76.0846 | 88.3398 | 8.1088 | 0.8466 | 0.88128 | 0.51485 | 58.7371 | 6.1735 | 2.2679 | 2.2309 | 0.15285 | 8.9976e-05 | 37.5223 | 1.1832 | 0.25683 | 0.25892 | 0.15268 | 3.4451 | 0.95965 | 1.0906 | 0.53104 | 89.5133 | 17.5194 | 33.4524 | 8.3097 | 126.2044 | 108.7125 | 1758.0231 | 235.4404 | 398.1522 | 192.6261 | 916.9633 | 378.8502 | 91.3957 | 481.9005 | 0.21538 | 0.34436 | 0.14667 | 0.073407 | 0.0097232 | 0.0061645 | 2.1017e-05 | 0.0021827 | 28.8157 | 11.8541 | 1.133 | 0.20002 | 2.6311 | 5.6181 | 367.5865 | 66.9008 | 3.584 | 5.7254 | 130.1919 | 9.4901 | 108.2497 | 39.9327 | 31.5981 | 98.1603 | 600.8938 | 60.157 | 560.9467 | 8.2788 | 130.415 | 793.7039 | 160.109 | 85.8987 | 61.3358 | 70.1402 | 254.8794 | 52.1587 | 8.4238 | 189.7154 | 96.2304 | 10.7474 | 40.9053 | 685.6108 | 6.8872 | 74.0677 | 56.4642 | 181.536 | 281.7688 | 91.3059 | 44.9389 | 32.4412 | 50.3633 | 0.011732 | 0.0012416 | 0.32191 | 38.826 | 2.6463 | 11.9329 | 3.2177 | 301.0495 | 11.1586 | 4.7967 | 0.46685 | 6797.36 | 777.4576 | 1249.5954 | 1041.8549 | 30.6677 | 0.7981 | 21.1371 | 2.7304 | 4875.7351 | 1432.6267 | 518.9506 | 89.7649 | 120.1868 | 10.3158 | 166.3515 | 0.0014325 | 34.3478 | 0.15941 | 13.8424 | 61.5283 | 5.8337 | 45.9453 | 188.6793 | 0.11144 | 0.25059 | 2.9893 | 2.3051 | 0.23476 | 0.23077 | 1.2201 | 0.19868 | 30.7523 | 0.0026329 | 12.6049 | 307.4046 | 0.023186 | 115.2499 | 5.0722 | 0.046965 | 0.61419 | 0.26706 | 4.8564 | 0.095244 | 1.7198 | 1.1169 | 1.4483 | 0.019875 | 0.11775 | 0.050752 | 4.6156 | 0.038403 | 0.55579 | 0.22195 | 8.4233 | 0.00041376 | 0.0035218 | 0.0032299 | 5.3977 | 0.020843 | 0.3578 | 0.22739 | 0.24174 | 0.0010778 | 0.021575 | 0.013188 | 1.1306 | 0.0049823 | 0.10178 | 0.052191 | 0.75023 | 0.0037215 | 0.045219 | 0.17828 | 0.52704 | 0.27641 | 1.0291 | 381.4743 | 0.015079 | 1.9742 | 0.011894 | 5.2616 | 5.7444 | 2.2871 | 200.9203 | 0.361 | 9.109 | 8.7503 | 12.8363 | 111302.3113 | 7.9872 | 314.3238 | 9.1847 | 4.4384 | 2.2149 | 1.918 | 2.9368 | 1.6168 | 1.984 | 14.8659 | 3.8216 | 0.72528 | 7.7515 | 2.6259 | 267.6457 | 8.0681 | 0.46632 | 16.8812 | 27.7616 | 638.6394 | 62.9126 | 4.1888 | 2.9996 | 8.4003 | 7.3628 | 0.26389 | 1.3422 | 5.6084 | 6.962 | 6.8569 | 0.0020372 | 0.0013396 | 0.0043352 | 1.6223 | 9.3078e-05 | 0.0070211 | 5.5391e-05 | 0.020048 | 0.0025385 | 0.0073118 | 11.8361 | 0.00078674 | 0.65338 | 0.31479 | 7.5261 | 1.1925 | 0.034608 | 1.337 | 0.32834 | 0.019824 | 0.0078247 | 0.0073677 | 0.0034642 | 0.0059041 | 0.0066349 | 0.056307 | 0.06818 | 0.0032887 | 0.033834 | 0.011188 | 1.0891 | 0.00040993 | 0.00040697 | 0.10487 | 0.13163 | 2.629 | 0.31117 | 0.020952 | 0.043278 | 0.025812 | 0.033436 | 0.0012686 | 0.0057755 | 0.020956 | 0.026816 | 0.024315 | 0.043743 | 0.018852 | 0.054634 | 18.9183 | 0.0012588 | 0.10903 | 0.00081583 | 0.41993 | 0.050101 | 0.15069 | 6.8307 | 0.011538 | 21.8145 | 13.5058 | 525.1217 | 29.1197 | 1.6566 | 27.16 | 15.4911 | 0.95336 | 0.11788 | 0.10227 | 0.053517 | 0.085689 | 0.17299 | 1.8057 | 1.5386 | 0.045163 | 0.88997 | 0.1767 | 20.1189 | 0.0033168 | 0.0033343 | 10.9337 | 5.7115 | 153.2933 | 14.2421 | 1.8513 | 0.59072 | 0.39829 | 0.5805 | 0.021534 | 0.092851 | 0.35774 | 1.0332 | 1.0718 | 0.026467 | 0.01096 | 0.015045 | 7.5966 | 0.00090968 | 0.20661 | 0.00056961 | 0.88389 | 0.058552 | 0.11876 | 4.9216 | 0.0077615 | 15.0273 | 7.7484 | 527.0824 | 19.8911 | 1.8942 | 19.6651 | 7.5236 | 0.52908 | 0.15412 | 0.20583 | 0.028809 | 0.11816 | 0.074275 | 1.7894 | 0.6052 | 0.17292 | 0.54418 | 0.22501 | 12.1341 | 0.0030124 | 0.0031192 | 4.2275 | 2.785 | 65.0666 | 8.5383 | 2.8757 | 0.27197 | 0.27983 | 0.61705 | 0.014183 | 0.050957 | 0.21765 | 1.2227 | 1.1032 | 776.8014 | 313.4609 | 242.6849 | 196.6929 | 54.3825 | 113.6171 | 36.8384 | 3591.7826 | 274.7755 | 89.2068 | 20.083 | 132.6103 | 8.1504 | 249.4798 | 96.3852 | 11.378 | 49.7959 | 0.45732 | 2354.9847 | 2.5062 | 7.2903 | 1.9761 | 2.2071 | 10.8678 | 0.61662 | 0.66927 | 4.4041 | 0.31175 | 15.3962 | 0.96805 | 0.0028974 | 0.044097 | 0.030566 | 0.21907 | 2.1128 | 0.83238 | 4.3911 | 0.73061 | 0.61996
19 | 0.17408 | 0.0074923 | 0.014432 | 1.4952 | 0.99196 | 0.99794 | 0.72482 | 0.097689 | 0.78612 | 0.55025 | 0.82644 | 0.7973 | 0.83576 | 0.18459 | 1658.4959 | 323.7317 | 0.94263 | 0.83476 | 0.19955 | 0.25575 | 0.25809 | 2.9336 | 4.8938 | 489.0553 | 0.0021807 | 160.8066 | 106.789 | 12.2327 | 163.8127 | 17.3151 | 1.7889 | 55.0154 | 13.8817 | 10.6229 | 2396.7237 | 76.4543 | 84.7766 | 1484.5996 | 101.8143 | 77.6145 | 308.6605 | 250.4927 | 207.0124 | 34.3453 | 45.5483 | 0.85236 | 0.35244 | 0.23169 | 0.019657 | 0.0016939 | 9.4981e-05 | 33.7848 | 14.398 | 3.2118 | 0.80846 | 0.48915 | 0.1006 | 2.282 | 69.9335 | 9.8923 | 0.35544 | 0.86674 | 22.019 | 124.0639 | 30.8082 | 23.9094 | 147.6888 | 7.7223 | 0.035507 | 0.25478 | 0.91913 | 36.3458 | 15.0725 | 525.8417 | 97.3311 | 2.3644 | 0.10575 | 0.66639 | 0.080595 | 248.3473 | 150.7766 | 78.3478 | 65.1419 | 18.3162 | 1167.2786 | 228.8145 | 75.0335 | 81.0517 | 293.1164 | 146.871 | 80.0504 | 86.0306 | 7.3465 | 0.74842 | 0.7855 | 0.16297 | 66.1051 | 6.3973 | 1.6906 | 2.1371 | 0.19149 | 7.3686e-05 | 36.9328 | 0.84544 | 0.22926 | 0.20454 | 0.14111 | 3.0201 | 0.96754 | 1.0623 | 0.40583 | 76.581 | 13.3039 | 36.906 | 9.141 | 118.698 | 114.4123 | 1789.9521 | 260.6966 | 343.6896 | 197.9023 | 862.2286 | 390.9261 | 96.8322 | 412.2521 | 0.12215 | 0.076699 | 0.18051 | 0.06599 | 0.0096346 | 0.0057125 | 2.0245e-05 | 0.0023748 | 37.7035 | 11.3386 | 1.1619 | 0.18256 | 2.4277 | 5.1742 | 398.8093 | 97.4511 | 2.7957 | 4.7512 | 155.3447 | 8.1646 | 117.331 | 41.516 | 32.0113 | 78.3046 | 696.8408 | 70.2266 | 630.1753 | 10.5053 | 111.1413 | 706.2019 | 138.1725 | 88.627 | 48.1909 | 78.8922 | 212.3635 | 49.882 | 7.6507 | 198.2337 | 74.2291 | 10.0939 | 49.4834 | 551.5756 | 6.8254 | 68.3538 | 66.6279 | 180.7894 | 297.4045 | 88.4719 | 47.7351 | 32.9628 | 49.3393 | 0.012019 | 0.0011799 | 0.28927 | 33.6342 | 2.5802 | 8.6093 | 3.14 | 315.6246 | 9.2653 | 5.753 | 0.52183 | 6144.8714 | 793.3416 | 1239.3775 | 1246.3751 | 32.5439 | 0.69 | 26.3037 | 2.4574 | 5846.1542 | 1651.6442 | 521.3041 | 84.6827 | 125.0005 | 9.2399 | 179.1669 | 0.0014446 | 27.2412 | 0.15561 | 11.2894 | 76.2017 | 4.2988 | 73.8043 | 166.9868 | 0.11016 | 0.23759 | 1.7082 | 2.595 | 0.24125 | 0.23234 | 1.3354 | 0.1231 | 34.9392 | 0.0028995 | 14.0541 | 272.2448 | 0.026299 | 127.6678 | 5.2367 | 0.048686 | 0.67111 | 0.26004 | 5.0826 | 0.084668 | 1.8348 | 1.0735 | 1.5705 | 0.018079 | 0.11118 | 0.053502 | 4.3148 | 0.035946 | 0.51182 | 0.20777 | 8.6281 | 0.00044889 | 0.0034981 | 0.0031127 | 4.7313 | 0.019935 | 0.36707 | 0.21545 | 0.25224 | 0.0010507 | 0.019976 | 0.013377 | 1.1796 | 0.0056243 | 0.098396 | 0.056307 | 0.67602 | 0.003591 | 0.041604 | 0.17022 | 0.51982 | 0.29636 | 1.1469 | 300.6267 | 0.016107 | 1.9317 | 0.011774 | 4.0195 | 4.7609 | 2.7143 | 192.7722 | 0.072515 | 9.671 | 9.0583 | 12.7935 | 118508.5231 | 9.3829 | 348.6376 | 9.5129 | 4.482 | 2.0941 | 1.8081 | 2.5869 | 1.4724 | 1.8663 | 12.9783 | 4.1795 | 0.71844 | 8.0426 | 2.7289 | 289.9703 | 8.6622 | 0.42537 | 17.4814 | 24.6905 | 647.6892 | 59.9442 | 4.8527 | 2.6221 | 7.4641 | 8.3437 | 0.25687 | 1.3224 | 5.1914 | 6.6579 | 6.8155 | 0.002228 | 0.0011656 | 0.0046323 | 1.4176 | 9.4159e-05 | 0.0076293 | 6.0459e-05 | 0.018637 | 0.0026408 | 0.0083973 | 12.5167 | 0.00073325 | 0.63746 | 0.32055 | 8.5115 | 1.2403 | 0.039593 | 1.222 | 0.31476 | 0.019056 | 0.0072145 | 0.0070081 | 0.0035114 | 0.0059517 | 0.0072659 | 0.054232 | 0.081129 | 0.0032678 | 0.035675 | 0.010205 | 1.035 | 0.00047256 | 0.00047003 | 0.10935 | 0.13119 | 2.7824 | 0.29375 | 0.020707 | 0.047557 | 0.027188 | 0.032389 | 0.0010881 | 0.0051041 | 0.018471 | 0.024233 | 0.02687 | 0.043237 | 0.017299 | 0.061903 | 18.3297 | 0.0012909 | 0.10198 | 0.00091 | 0.42784 | 0.052691 | 0.16091 | 7.5394 | 0.010355 | 23.4947 | 12.8784 | 532.9768 | 30.0922 | 1.8517 | 28.759 | 12.9323 | 0.91162 | 0.10876 | 0.10505 | 0.05133 | 0.08893 | 0.15627 | 1.836 | 1.3184 | 0.041108 | 0.90856 | 0.16587 | 21.5681 | 0.0036674 | 0.0035667 | 11.0009 | 5.5328 | 149.868 | 15.4881 | 1.5721 | 0.68981 | 0.44457 | 0.63729 | 0.019334 | 0.097499 | 0.36445 | 1.1251 | 1.051 | 0.024895 | 0.010631 | 0.016183 | 6.8664 | 0.00082331 | 0.20555 | 0.00057772 | 0.86393 | 0.060687 | 0.11734 | 5.5145 | 0.0080398 | 16.0362 | 8.4559 | 511.6467 | 18.0142 | 1.7097 | 17.6139 | 7.6513 | 0.58283 | 0.16091 | 0.23239 | 0.03119 | 0.11103 | 0.071177 | 1.7611 | 0.61446 | 0.16842 | 0.46691 | 0.22913 | 11.279 | 0.0027823 | 0.0028423 | 4.1781 | 2.7497 | 64.1191 | 9.013 | 3.2063 | 0.27559 | 0.30809 | 0.69836 | 0.012263 | 0.047592 | 0.21009 | 1.1229 | 1.3031 | 750.963 | 325.1365 | 213.8163 | 201.9237 | 67.4218 | 103.0831 | 46.2776 | 3106.7375 | 308.7451 | 100.4893 | 19.1231 | 119.4221 | 9.9957 | 226.9721 | 100.6348 | 10.2754 | 60.3284 | 0.38517 | 2876.8469 | 2.6563 | 6.3866 | 1.6359 | 2.3027 | 12.1617 | 0.45471 | 0.88689 | 3.0076 | 0.28608 | 15.7377 | 0.97518 | 0.0029894 | 0.043227 | 0.034851 | 0.18047 | 2.6421 | 0.81288 | 4.563 | 0.85502 | 0.62727

## ngA-South Africa-results
Element | N recovery | P recovery | K recovery | TEA results | LCA results
Feature | Total N [% N] | Total P [% P] | Total K [% K] | Annual net cost [USD/cap/yr] | GlobalWarming [kg CO2-eq/cap/yr] | H_Ecosystems [points/cap/yr] | H_Health [points/cap/yr] | H_Resources [points/cap/yr]
0 | 52.5242 | 37.332 | 22.6321 | 112.0874 | 70.0003 | 0.11042 | 13.5775 | 5.6329
1 | 52.5242 | 37.332 | 22.6321 | 200.66 | 92.3288 | 0.29074 | 10.7553 | 16.0282
2 | 52.5242 | 37.332 | 22.6321 | 203.2117 | 87.0568 | 0.18396 | 15.8621 | 11.0266
3 | 52.5242 | 37.332 | 22.6321 | 108.5745 | 86.5855 | 0.13902 | 16.7584 | 7.0434
4 | 52.5242 | 37.332 | 22.6321 | 189.1921 | 93.1276 | 0.2688 | 9.3631 | 13.6376
5 | 52.5242 | 37.332 | 22.6321 | 107.85 | 61.7005 | 0.14293 | 8.1433 | 8.3923
6 | 52.5242 | 37.332 | 22.6321 | 162.421 | 63.4736 | 0.15542 | 8.288 | 9.174
7 | 52.5242 | 37.332 | 22.6321 | 162.0518 | 70.6178 | 0.23314 | 5.8493 | 10.6487
8 | 52.5242 | 37.332 | 22.6321 | 129.6424 | 60.9804 | 0.16333 | 7.2 | 8.177
9 | 52.5242 | 37.332 | 22.6321 | 166.5121 | 96.2234 | 0.21269 | 15.4788 | 9.36
10 | 52.5242 | 37.332 | 22.6321 | 201.1474 | 96.3802 | 0.32608 | 11.6933 | 15.7357
11 | 52.5242 | 37.332 | 22.6321 | 152.8145 | 93.9247 | 0.19654 | 14.2557 | 10.2647
12 | 52.5242 | 37.332 | 22.6321 | 166.6552 | 60.5639 | 0.18242 | 5.4163 | 10.1867
13 | 52.5242 | 37.332 | 22.6321 | 252.4321 | 87.1259 | 0.3091 | 9.1294 | 14.9067
14 | 52.5242 | 37.332 | 22.6321 | 158.761 | 81.1166 | 0.21431 | 10.4775 | 11.0408
15 | 52.5242 | 37.332 | 22.6321 | 156.2377 | 91.4553 | 0.21751 | 15.5241 | 12.1592
16 | 52.5242 | 37.332 | 22.6321 | 182.8789 | 97.5858 | 0.22679 | 18.3055 | 11.426
17 | 52.5242 | 37.332 | 22.6321 | 271.1889 | 111.9677 | 0.34987 | 13.3403 | 18.4626
18 | 52.5242 | 37.332 | 22.6321 | 198.8711 | 89.5127 | 0.26566 | 9.5139 | 13.9087
19 | 52.5242 | 37.332 | 22.6321 | 241.2162 | 107.177 | 0.27729 | 18.1904 | 13.575

## ngA-Uganda-param
Element | Excretion-A1 | [21 empty] | MURT-A2 | [11 empty] | NEWgenerator an MBR-A3 | [36 empty] | Sludge pasteurization-A4 | [8 empty] | NEWgenerator ion exchange-A5 | [39 empty] | NEWgenerator chlorination-A6 | [24 empty] | NEWgenerator controls-A8 | [41 empty] | NEWgenerator housing-A9 | [9 empty] | NEWgenerator pretreatment-A10 | [11 empty] | NEWgenerator foundation-A11 |  | MURT-A2 |  |  | TEA |  |  |  | LCA | [225 empty] | NEWgenerator photovoltaic-A7 | [27 empty] | Excretion-A1 | LCA |  |  |  | TEA
Feature | Excretion N prot [fraction] | Excretion P prot v [fraction] | Excretion P prot a [fraction] | Excretion K cal [g K/1000 kcal] | Excretion N exc [fraction of intake] | Excretion P exc [fraction of intake] | Excretion K exc [fraction of intake] | Excretion e exc [fraction of intake] | Excretion N ur [fraction of total] | Excretion P ur [fraction of total] | Excretion K ur [fraction of total] | Excretion e fec [fraction of total] | Excretion N ur NH3 [fraction of total N in urine] | Excretion N fec NH3 [fraction of total N in feces] | Excretion ur exc [g/cap/d] | Excretion fec exc [g/cap/d] | Excretion ur moi [fraction] | Excretion fec moi [fraction] | Excretion mg ur [g Mg/cap/d] | Excretion mg fec [g Mg/cap/d] | Excretion ca ur [g Ca/cap/d] | Excretion ca fec [g Ca/cap/d] | MURT collection period [days] | MURT sludge accum rate [L/cap/yr] | MURT N volatilization [fraction of N input] | MURT squatting pan cost [USD] | MURT urinal cost [USD] | MURT led cost [USD] | MURT anticor floor cost [USD] | MURT fan cost [USD] | MURT circuit change cost [USD] | MURT pipe cost [USD] | MURT squatting pan weight [kg] | MURT urinal weight [kg] | NEWgenerator an MBR anmbr reactor tank [USD] | NEWgenerator an MBR anmbr reactor media [USD] | NEWgenerator an MBR anmbr reactor fittings [USD] | NEWgenerator an MBR anmbr membrane module [USD] | NEWgenerator an MBR anmbr permeate pump [USD] | NEWgenerator an MBR anmbr backwash pump [USD] | NEWgenerator an MBR anmbr water pump [USD] | NEWgenerator an MBR anmbr membrane fittings [USD] | NEWgenerator an MBR anmbr biogas gas bag [USD] | NEWgenerator an MBR anmbr biogas fittings [USD] | NEWgenerator an MBR anmbr biogas ventilation [USD] | NEWgenerator an MBR anmbr COD removal [ratio] | NEWgenerator an MBR anmbr TN removal [ratio] | NEWgenerator an MBR anmbr TP removal [ratio] | NEWgenerator an MBR anmbr water pump energy percycle [kWh] | NEWgenerator an MBR anmbr permeate pump energy percycle [kWh] | NEWgenerator an MBR anmbr backwash pump energy percycle [kWh] | NEWgenerator an MBR anmbr batch cycle perday [# batches day-1] | NEWgenerator an MBR anmbr labor maintenance membrane chem cleaning [hrs/yr] | NEWgenerator an MBR anmbr labor maintenance sludge removal [hrs/yr] | NEWgenerator an MBR anmbr labor replacement membrane pump [hrs/yr] | NEWgenerator an MBR anmbr labor replacement permeate pump [hrs/yr] | NEWgenerator an MBR anmbr labor replacement membrane module [hrs/yr] | NEWgenerator an MBR anmbr labor replacement misc repairs [hr/y] | NEWgenerator an MBR anmbr reactor weight [kg] | NEWgenerator an MBR anmbr tau [d] | NEWgenerator an MBR anmbr soluble methane fraction [nan] | NEWgenerator an MBR anmbr VSS TSS ratio [nan] | NEWgenerator an MBR anmbr membrane weight [kg] | NEWgenerator an MBR anmbr PE weight [kg] | NEWgenerator an MBR anmbr PVC weight [kg] | NEWgenerator an MBR anmbr plastic weight [kg] | NEWgenerator an MBR anmbr piping [USD] | NEWgenerator an MBR anmbr piping PVC weight [kg] | NEWgenerator an MBR anmbr sludge yield [kg-VSS/kg-BOD removed] | NEWgenerator an MBR anmbr methane yield [m3-CH4/kg COD removed] | NEWgenerator an MBR dissolved methane HFMC removed [nan] | Sludge pasteurization sludge dryer weight [kg] | Sludge pasteurization sludge barrel weight [kg] | Sludge pasteurization sludge dryer [USD] | Sludge pasteurization sludge barrel [USD] | Sludge pasteurization sludge labor maintenance [h] | Fraction biogas lost [fraction] | Biogas efficiency [fraction] | Heat loss [fraction] | Sludge temperature [fraction] | NEWgenerator ion exchange ion eq2 tank [USD] | NEWgenerator ion exchange ion eq2 pump [USD] | NEWgenerator ion exchange ion eq2 powered valve [USD] | NEWgenerator ion exchange ion eq2 fittings [USD] | NEWgenerator ion exchange ion zeolite tanks [USD] | NEWgenerator ion exchange ion filtration media [USD] | NEWgenerator ion exchange ion gac [USD] | NEWgenerator ion exchange ion zeolite [USD] | NEWgenerator ion exchange ion zeolite fittings [USD] | NEWgenerator ion exchange ion eq3 tank [USD] | NEWgenerator ion exchange ion eq3 pump [USD] | NEWgenerator ion exchange ion eq3 filter [USD] | NEWgenerator ion exchange ion eq3 fittings [USD] | NEWgenerator ion exchange ion COD removal [nan] | NEWgenerator ion exchange ion TN removal [nan] | NEWgenerator ion exchange ion TP removal [nan] | NEWgenerator ion exchange ion labor maintenance zeolite regeneration [hr/y] | NEWgenerator ion exchange ion labor maintenance GAC replacement [hr/y] | NEWgenerator ion exchange ion labor replacement zeolite [hr/y] | NEWgenerator ion exchange ion labor replacement misc repairs [hr/y] | NEWgenerator ion exchange ion labor replacement other pump [hrs/yr] | NEWgenerator ion exchange ion backwash pump energy percycle [kWh] | NEWgenerator ion exchange ion batch cycle perday [# batches day-1] | NEWgenerator ion exchange ion gac unit cost [USD/kg] | NEWgenerator ion exchange ion zeolite unit cost [USD/kg] | NEWgenerator ion exchange ion na cl unit cost [USD/kg] | NEWgenerator ion exchange ion na OH unit cost [USD/kg] | NEWgenerator ion exchange ion regen freq per yr [events/yr] | NEWgenerator ion exchange ion regen efficiency [nan] | NEWgenerator ion exchange ion polycarbonate weight [kg] | NEWgenerator ion exchange ion steel weight [kg] | NEWgenerator ion exchange ion PE weight [kg] | NEWgenerator ion exchange ion PVC weight [kg] | NEWgenerator ion exchange ion plastic weight [kg] | NEWgenerator ion exchange ion piping PVC weight [kg] | NEWgenerator ion exchange ion piping [USD] | NEWgenerator ion exchange ion replacement scenario drums [USD] | NEWgenerator ion exchange ion largerncs scenario zeolite tanks [USD] | NEWgenerator ion exchange ion largerncs scenario zeolite [USD] | NEWgenerator ion exchange ion zeolite fittings largerncs [USD] | NEWgenerator chlorination chlorination recycle pump [USD] | NEWgenerator chlorination chlorination electochlorinator [USD] | NEWgenerator chlorination chlorination powered valve [USD] | NEWgenerator chlorination chlorination fittings [USD] | NEWgenerator chlorination chlorination tanks [USD] | NEWgenerator chlorination chlorination COD removal [%] | NEWgenerator chlorination chlorination TN removal [%] | NEWgenerator chlorination chlorination TP removal [%] | NEWgenerator chlorination chlorination chlorinator energy percycle [kWh] | NEWgenerator chlorination chlorination pump energy percycle [kWh] | NEWgenerator chlorination chlorination ventilation energy percycle [kWh] | NEWgenerator chlorination chlorination valve energy percycle [kWh] | NEWgenerator chlorination chlorination product water pump energy percycle [kWh] | NEWgenerator chlorination chlorination batch cycle per day [# batches day-1] | NEWgenerator chlorination chlorination labor maintenance chlorinator recharging [hr/y] | NEWgenerator chlorination chlorination labor replacement chlorinator replacement [hr/y] | NEWgenerator chlorination chlorination labor replacement other pump [hr/y] | NEWgenerator chlorination chlorination labor replacement misc repairs [hr/y] | NEWgenerator chlorination chlorination na cl dosage [mg/L] | NEWgenerator chlorination chlorination throughput flow [L/d] | NEWgenerator chlorination chlorination PE weight [kg] | NEWgenerator chlorination chlorination PVC weight [kg] | NEWgenerator chlorination chlorination electronics active weight [kg] | NEWgenerator chlorination chlorination piping [USD] | NEWgenerator chlorination chlorination piping PVC weight [kg] | NEWgenerator controls control box enclosure panel [USD] | NEWgenerator controls control box arduino microcontroller [USD] | NEWgenerator controls control box microcontroller din rails [USD] | NEWgenerator controls control box wifi [USD] | NEWgenerator controls control box solid state relays [USD] | NEWgenerator controls control box other relays [USD] | NEWgenerator controls control box conductors [USD] | NEWgenerator controls control box din rails [USD] | NEWgenerator controls control sensors enclosure panel [USD] | NEWgenerator controls control sensors signal conditioners [USD] | NEWgenerator controls control sensors din rails [USD] | NEWgenerator controls control sensors voltage converter [USD] | NEWgenerator controls control orp enclosure panel [USD] | NEWgenerator controls control orp voltage converter [USD] | NEWgenerator controls control orp controller [USD] | NEWgenerator controls control orp probe [USD] | NEWgenerator controls control orp cables [USD] | NEWgenerator controls control pump enclosure panel [USD] | NEWgenerator controls control pump voltage converter [USD] | NEWgenerator controls control pump voltage rectifier [USD] | NEWgenerator controls control pump box relay [USD] | NEWgenerator controls control sensors level sensor [USD] | NEWgenerator controls control sensors level switch [USD] | NEWgenerator controls control sensors flow switches [USD] | NEWgenerator controls control sensors proximity sensor [USD] | NEWgenerator controls control stranded cables [USD] | NEWgenerator controls control sensor cables [USD] | NEWgenerator controls control cable glands [USD] | NEWgenerator controls control gauge ferrules [USD] | NEWgenerator controls control zip ties [USD] | NEWgenerator controls control terminal block jumper [USD] | NEWgenerator controls control system energy percycle [kW] | NEWgenerator controls control system ORP energy percycle [kW] | NEWgenerator controls control background runtime energy perday [kWh] | NEWgenerator controls control batch cycle perday [# batches day-1] | NEWgenerator controls control labor replacement misc repairs [hr/y] | NEWgenerator controls control polycarbonate weight [kg] | NEWgenerator controls control aluminum weight [kg] | NEWgenerator controls control cable length [m] | NEWgenerator controls control electronics passive weight [kg] | NEWgenerator controls control electronics active weight [kg] | NEWgenerator controls control control units weight [kg] | NEWgenerator housing housing framework [USD] | NEWgenerator housing housing framework shipping [USD] | NEWgenerator housing housing fittings [USD] | NEWgenerator housing housing steel weight [kg] | NEWgenerator housing housing zinc coated steel weight [kg] | NEWgenerator housing housing zinc coat [m2] | NEWgenerator housing housing aluminum weight [kg] | NEWgenerator housing housing PE weight [kg] | NEWgenerator housing housing largerncs framework [USD] | NEWgenerator housing cheaper housing framework [USD] | NEWgenerator pretreatment pretreatment eq tank [USD] | NEWgenerator pretreatment pretreatment tank PE weight [kg] | NEWgenerator pretreatment pretreatment piping [USD] | NEWgenerator pretreatment pretreatment piping PVC weight [kg] | NEWgenerator pretreatment pretreatment feed pump [USD] | NEWgenerator pretreatment pretreatment feed pump energy percycle [kWh] | NEWgenerator pretreatment pretreatment batch cycle perday [# batches day-1] | NEWgenerator pretreatment pretreatment labor replacement other pump [hrs/yr] | NEWgenerator pretreatment pretreatment labor screen pit cleaning [hrs/yr] | NEWgenerator pretreatment pretreatment barscreen cost [USD] | NEWgenerator pretreatment pretreatment barscreen weight [kg] | NEWgenerator pretreatment pretreatment barscreen [USD] | NEWgenerator foundation foundation concrete unit cost [USD m-3] | NEWgenerator foundation foundation concrete thickness [m] | Max ch4 emission [g CH4/g COD] | Full degradation time [yr] | Log degradation [-] | Price factor [-] | Zeolite price [USD/kg] | GAC price [USD/kg] | Na OH price [USD/kg] | CH4 CF [kg CO2-eq/kg CH4] | CH4 ecosystems CF [points/kg CH4] | CH4 health CF [points/kg CH4] | N2O CF [kg CO2-eq/kg N2O] | N2O ecosystems CF [points/kg N2O] | N2O health CF [points/kg N2O] | N fertilizer CF [kg CO2-eq/kg N] | N fertilizer ecosystems CF [points/kg N] | N fertilizer health CF [points/kg N] | N fertilizer resources CF [points/kg N] | P fertilizer CF [kg CO2-eq/kg P] | P fertilizer ecosystems CF [points/kg P] | P fertilizer health CF [points/kg P] | P fertilizer resources CF [points/kg P] | K fertilizer CF [kg CO2-eq/kg K] | K fertilizer ecosystems CF [points/kg K] | K fertilizer health CF [points/kg K] | K fertilizer resources CF [points/kg K] | Conc nh3 CF [kg CO2-eq/kg] | Conc nh3 ecosystems CF [points/kg] | Conc nh3 health CF [points/kg] | Conc nh3 resources CF [points/kg] | GAC CF [kg CO2-eq/kg] | GAC ecosystems CF [points/kg] | GAC health CF [points/kg] | GAC resources CF [points/kg] | Zeolite CF [kg CO2-eq/kg] | Zeolite ecosystems CF [points/kg] | Zeolite health CF [points/kg] | Zeolite resources CF [points/kg] | Na cl CF [kg CO2-eq/kg] | Na cl ecosystems CF [points/kg] | Na cl health CF [points/kg] | Na cl resources CF [points/kg] | Na OH CF [kg CO2-eq/kg] | Na OH ecosystems CF [points/kg] | Na OH health CF [points/kg] | Na OH resources CF [points/kg] | LPG CF [kg CO2-eq/kg] | LPG ecosystems CF [points/kg] | LPG health CF [points/kg] | LPG resources CF [points/kg] | Excavation-Global warming [kg CO2-eq/m3] | Brick-Global warming [kg CO2-eq/kg] | Cement-Global warming [kg CO2-eq/kg] | Concrete-Global warming [kg CO2-eq/m3] | Gravel-Global warming [kg CO2-eq/kg] | Plastic-Global warming [kg CO2-eq/kg] | Sand-Global warming [kg CO2-eq/kg] | Stainless steel-global warming [kg CO2-eq/kg] | Stainless steel sheet-global warming [kg CO2-eq/kg] | Steel-Global warming [kg CO2-eq/kg] | Wood-Global warming [kg CO2-eq/m3] | Trucking-Global warming [kg CO2-eq/tonne*km] | Electric motor-global warming [kg CO2-eq/ea] | Electronics-Global warming [kg CO2-eq/kg] | Catalytic converter-global warming [kg CO2-eq/ea] | Oil heat exchanger-global warming [kg CO2-eq/ea] | Pump-Global warming [kg CO2-eq/ea] | Hydronic heat exchanger-global warming [kg CO2-eq/ea] | Electric connectors-global warming [kg CO2-eq/kg] | Electric cables-global warming [kg CO2-eq/m] | PVC-Global warming [kg CO2-eq/kg] | PE-Global warming [kg CO2-eq/kg] | Polymer-Global warming [kg CO2-eq/kg] | Cationic resin-global warming [kg CO2-eq/kg] | Ceramic-Global warming [kg CO2-eq/kg] | Fan-Global warming [kg CO2-eq/kg] | Aluminum-Global warming [kg CO2-eq/kg] | LPG-Global warming [kg CO2-eq/kg] | Zinc coat-global warming [kg CO2-eq/m2] | Polyacrylamide-Global warming [kg CO2-eq/kg] | Photovoltaic panel-global warming [kg CO2-eq/m2] | GACProduction-Global warming [kg CO2-eq/kg] | GACRegeneration-Global warming [kg CO2-eq/kg] | Switches-Global warming [kg CO2-eq/kg] | Control units-global warming [kg CO2-eq/kg] | Electronics active-global warming [kg CO2-eq/kg] | Electronics passive-global warming [kg CO2-eq/kg] | Transformers-Global warming [kg CO2-eq/kg] | Fertilizer offset-global warming [kg CO2-eq/kg] | Polycarbonate-Global warming [kg CO2-eq/kg] | Membrane-Global warming [kg CO2-eq/kg] | Na cl-global warming [kg CO2-eq/kg] | Na oh-global warming [kg CO2-eq/kg] | Zeolite-Global warming [kg CO2-eq/kg] | Battery-Global warming [kg CO2-eq/kg] | Lithium battery-global warming [kg CO2-eq/kg] | Excavation-H ecosystems [kg CO2-eq/m3] | Brick-H ecosystems [kg CO2-eq/kg] | Cement-H ecosystems [kg CO2-eq/kg] | Concrete-H ecosystems [kg CO2-eq/m3] | Gravel-H ecosystems [kg CO2-eq/kg] | Plastic-H ecosystems [kg CO2-eq/kg] | Sand-H ecosystems [kg CO2-eq/kg] | Stainless steel-h ecosystems [kg CO2-eq/kg] | Stainless steel sheet-h ecosystems [kg CO2-eq/kg] | Steel-H ecosystems [kg CO2-eq/kg] | Wood-H ecosystems [kg CO2-eq/m3] | Trucking-H ecosystems [kg CO2-eq/tonne*km] | Electric motor-h ecosystems [kg CO2-eq/ea] | Electronics-H ecosystems [kg CO2-eq/kg] | Catalytic converter-h ecosystems [kg CO2-eq/ea] | Oil heat exchanger-h ecosystems [kg CO2-eq/ea] | Pump-H ecosystems [kg CO2-eq/ea] | Hydronic heat exchanger-h ecosystems [kg CO2-eq/ea] | Electric connectors-h ecosystems [kg CO2-eq/kg] | Electric cables-h ecosystems [kg CO2-eq/m] | PVC-H ecosystems [kg CO2-eq/kg] | PE-H ecosystems [kg CO2-eq/kg] | Polymer-H ecosystems [kg CO2-eq/kg] | Cationic resin-h ecosystems [kg CO2-eq/kg] | Ceramic-H ecosystems [kg CO2-eq/kg] | Fan-H ecosystems [kg CO2-eq/kg] | Aluminum-H ecosystems [kg CO2-eq/kg] | LPG-H ecosystems [kg CO2-eq/kg] | Zinc coat-h ecosystems [kg CO2-eq/m2] | Polyacrylamide-H ecosystems [kg CO2-eq/kg] | Photovoltaic panel-h ecosystems [kg CO2-eq/m2] | GACProduction-H ecosystems [kg CO2-eq/kg] | GACRegeneration-H ecosystems [kg CO2-eq/kg] | Switches-H ecosystems [kg CO2-eq/kg] | Control units-h ecosystems [kg CO2-eq/kg] | Electronics active-h ecosystems [kg CO2-eq/kg] | Electronics passive-h ecosystems [kg CO2-eq/kg] | Transformers-H ecosystems [kg CO2-eq/kg] | Fertilizer offset-h ecosystems [kg CO2-eq/kg] | Polycarbonate-H ecosystems [kg CO2-eq/kg] | Membrane-H ecosystems [kg CO2-eq/kg] | Na cl-h ecosystems [kg CO2-eq/kg] | Na oh-h ecosystems [kg CO2-eq/kg] | Zeolite-H ecosystems [kg CO2-eq/kg] | Battery-H ecosystems [kg CO2-eq/kg] | Lithium battery-h ecosystems [kg CO2-eq/kg] | Excavation-H health [kg CO2-eq/m3] | Brick-H health [kg CO2-eq/kg] | Cement-H health [kg CO2-eq/kg] | Concrete-H health [kg CO2-eq/m3] | Gravel-H health [kg CO2-eq/kg] | Plastic-H health [kg CO2-eq/kg] | Sand-H health [kg CO2-eq/kg] | Stainless steel-h health [kg CO2-eq/kg] | Stainless steel sheet-h health [kg CO2-eq/kg] | Steel-H health [kg CO2-eq/kg] | Wood-H health [kg CO2-eq/m3] | Trucking-H health [kg CO2-eq/tonne*km] | Electric motor-h health [kg CO2-eq/ea] | Electronics-H health [kg CO2-eq/kg] | Catalytic converter-h health [kg CO2-eq/ea] | Oil heat exchanger-h health [kg CO2-eq/ea] | Pump-H health [kg CO2-eq/ea] | Hydronic heat exchanger-h health [kg CO2-eq/ea] | Electric connectors-h health [kg CO2-eq/kg] | Electric cables-h health [kg CO2-eq/m] | PVC-H health [kg CO2-eq/kg] | PE-H health [kg CO2-eq/kg] | Polymer-H health [kg CO2-eq/kg] | Cationic resin-h health [kg CO2-eq/kg] | Ceramic-H health [kg CO2-eq/kg] | Fan-H health [kg CO2-eq/kg] | Aluminum-H health [kg CO2-eq/kg] | LPG-H health [kg CO2-eq/kg] | Zinc coat-h health [kg CO2-eq/m2] | Polyacrylamide-H health [kg CO2-eq/kg] | Photovoltaic panel-h health [kg CO2-eq/m2] | GACProduction-H health [kg CO2-eq/kg] | GACRegeneration-H health [kg CO2-eq/kg] | Switches-H health [kg CO2-eq/kg] | Control units-h health [kg CO2-eq/kg] | Electronics active-h health [kg CO2-eq/kg] | Electronics passive-h health [kg CO2-eq/kg] | Transformers-H health [kg CO2-eq/kg] | Fertilizer offset-h health [kg CO2-eq/kg] | Polycarbonate-H health [kg CO2-eq/kg] | Membrane-H health [kg CO2-eq/kg] | Na cl-h health [kg CO2-eq/kg] | Na oh-h health [kg CO2-eq/kg] | Zeolite-H health [kg CO2-eq/kg] | Battery-H health [kg CO2-eq/kg] | Lithium battery-h health [kg CO2-eq/kg] | Excavation-H resources [kg CO2-eq/m3] | Brick-H resources [kg CO2-eq/kg] | Cement-H resources [kg CO2-eq/kg] | Concrete-H resources [kg CO2-eq/m3] | Gravel-H resources [kg CO2-eq/kg] | Plastic-H resources [kg CO2-eq/kg] | Sand-H resources [kg CO2-eq/kg] | Stainless steel-h resources [kg CO2-eq/kg] | Stainless steel sheet-h resources [kg CO2-eq/kg] | Steel-H resources [kg CO2-eq/kg] | Wood-H resources [kg CO2-eq/m3] | Trucking-H resources [kg CO2-eq/tonne*km] | Electric motor-h resources [kg CO2-eq/ea] | Electronics-H resources [kg CO2-eq/kg] | Catalytic converter-h resources [kg CO2-eq/ea] | Oil heat exchanger-h resources [kg CO2-eq/ea] | Pump-H resources [kg CO2-eq/ea] | Hydronic heat exchanger-h resources [kg CO2-eq/ea] | Electric connectors-h resources [kg CO2-eq/kg] | Electric cables-h resources [kg CO2-eq/m] | PVC-H resources [kg CO2-eq/kg] | PE-H resources [kg CO2-eq/kg] | Polymer-H resources [kg CO2-eq/kg] | Cationic resin-h resources [kg CO2-eq/kg] | Ceramic-H resources [kg CO2-eq/kg] | Fan-H resources [kg CO2-eq/kg] | Aluminum-H resources [kg CO2-eq/kg] | LPG-H resources [kg CO2-eq/kg] | Zinc coat-h resources [kg CO2-eq/m2] | Polyacrylamide-H resources [kg CO2-eq/kg] | Photovoltaic panel-h resources [kg CO2-eq/m2] | GACProduction-H resources [kg CO2-eq/kg] | GACRegeneration-H resources [kg CO2-eq/kg] | Switches-H resources [kg CO2-eq/kg] | Control units-h resources [kg CO2-eq/kg] | Electronics active-h resources [kg CO2-eq/kg] | Electronics passive-h resources [kg CO2-eq/kg] | Transformers-H resources [kg CO2-eq/kg] | Fertilizer offset-h resources [kg CO2-eq/kg] | Polycarbonate-H resources [kg CO2-eq/kg] | Membrane-H resources [kg CO2-eq/kg] | Na cl-h resources [kg CO2-eq/kg] | Na oh-h resources [kg CO2-eq/kg] | Zeolite-H resources [kg CO2-eq/kg] | Battery-H resources [kg CO2-eq/kg] | Lithium battery-h resources [kg CO2-eq/kg] | NEWgenerator photovoltaic pv panel [USD] | NEWgenerator photovoltaic pv panel shipping [USD] | NEWgenerator photovoltaic pv racking system [USD] | NEWgenerator photovoltaic pv charge controllers [USD] | NEWgenerator photovoltaic pv connectors [USD] | NEWgenerator photovoltaic pv combiner box [USD] | NEWgenerator photovoltaic pv circuit breaker [USD] | NEWgenerator photovoltaic pv battery [USD] | NEWgenerator photovoltaic pv battery connectors [USD] | NEWgenerator photovoltaic pv battery switch [USD] | NEWgenerator photovoltaic pv battery terminal [USD] | NEWgenerator photovoltaic pv dc enclosure panel [USD] | NEWgenerator photovoltaic pv dc din rail [USD] | NEWgenerator photovoltaic pv dc din circuit breaker [USD] | NEWgenerator photovoltaic pv dc distribution block [USD] | NEWgenerator photovoltaic pv dc voltage converter [USD] | NEWgenerator photovoltaic pv misc [USD] | NEWgenerator photovoltaic pv labor replacement batteries [hr/y] | NEWgenerator photovoltaic pv lithium battery [USD] | NEWgenerator photovoltaic pv labor replacement misc repairs [hr/y] | NEWgenerator photovoltaic pv photovoltaic panel area [m2] | NEWgenerator photovoltaic pv aluminum weight [kg] | NEWgenerator photovoltaic pv control units weight [kg] | NEWgenerator photovoltaic pv cable length [m] | NEWgenerator photovoltaic pv connectors weight [kg] | NEWgenerator photovoltaic pv switch weight [kg] | NEWgenerator photovoltaic pv polycarbonate weight [kg] | NEWgenerator photovoltaic pv electronics passive weight [kg] | Operator daily wage [USD/h] | Energy gwp [kg CO2-eq/kWh] | Energy h ecosystems [points/kWh] | Energy h health [points/kWh] | Energy h resources [points/kWh] | Nacl price [USD/kg] | Lpg price [USD/kg] | N fertilizer price [USD/kg N] | P fertilizer price [USD/kg P] | K fertilizer price [USD/kg K] | Nh3 fertilizer price [USD/kg N]
0 | 0.16149 | 0.0078709 | 0.019378 | 1.1024 | 0.99273 | 0.99464 | 0.91536 | 0.099803 | 0.8898 | 0.62435 | 0.85558 | 0.77417 | 0.84417 | 0.20367 | 1926.0799 | 458.6849 | 0.94601 | 0.80695 | 0.13403 | 0.31137 | 0.12526 | 2.9479 | 4.419 | 271.3838 | 0.0047978 | 156.8451 | 118.3618 | 13.7658 | 149.8808 | 15.034 | 1.8764 | 51.5345 | 16.871 | 10.9377 | 2835.5251 | 79.176 | 92.3129 | 1555.893 | 109.4012 | 84.3629 | 247.9965 | 261.357 | 220.6289 | 35.2545 | 49.4393 | 0.71055 | 0.20711 | 0.13049 | 0.018951 | 0.0017208 | 7.7652e-05 | 29.3706 | 12.9788 | 3.1022 | 1.0024 | 0.71417 | 0.10445 | 2.1264 | 71.5288 | 3.3955 | 0.32827 | 0.79165 | 23.887 | 104.4195 | 41.6565 | 22.3468 | 157.5938 | 10.3196 | 0.036443 | 0.26873 | 0.74647 | 28.2941 | 15.9326 | 829.0476 | 89.8738 | 3.1508 | 0.076169 | 0.42111 | 0.095604 | 236.7973 | 143.8562 | 95.6432 | 61.4442 | 13.8687 | 1272.4835 | 270.4559 | 107.7741 | 83.9389 | 237.0682 | 163.1145 | 94.7283 | 86.2201 | 8.3735 | 0.82915 | 0.68504 | 0.36116 | 59.2583 | 4.9137 | 2.0161 | 2.1935 | 0.18903 | 9.4151e-05 | 37.9338 | 1.0689 | 0.20184 | 0.25857 | 0.18656 | 2.8525 | 0.96243 | 1.029 | 0.37765 | 101.4119 | 14.2549 | 36.047 | 8.0855 | 121.4932 | 127.5888 | 2168.4333 | 209.314 | 306.1725 | 197.9929 | 811.4667 | 388.9925 | 97.136 | 380.1545 | 0.086194 | 0.18316 | 0.11327 | 0.080579 | 0.0076086 | 0.0051222 | 2.5983e-05 | 0.0020096 | 30.9385 | 10.0904 | 1.0165 | 0.15327 | 2.7441 | 4.6268 | 354.5696 | 76.2299 | 3.7953 | 5.7518 | 156.0585 | 9.6507 | 117.7814 | 45.6042 | 32.2498 | 94.1312 | 673.0127 | 65.2595 | 659.3333 | 8.9303 | 112.2301 | 769.28 | 127.8192 | 92.2166 | 56.6801 | 59.4065 | 237.3526 | 53.3383 | 8.0688 | 152.0647 | 93.2577 | 11.1154 | 42.3713 | 518.9529 | 6.8206 | 80.0216 | 70.7566 | 176.124 | 274.6584 | 77.1675 | 48.3147 | 35.8718 | 44.1269 | 0.011065 | 0.0012859 | 0.22645 | 37.5595 | 2.7655 | 13.7222 | 3.1597 | 296.8152 | 9.1512 | 6.1796 | 0.5462 | 5682.6916 | 885.0403 | 1328.7705 | 1168.8431 | 27.9319 | 1.2022 | 22.4142 | 2.5513 | 4890.1267 | 1137.5062 | 540.4164 | 95.4773 | 145.1218 | 8.772 | 177.9707 | 0.0013411 | 33.6072 | 0.17302 | 14.3818 | 54.6628 | 3.4612 | 48.785 | 171.1659 | 0.12126 | 0.24702 | 2.4198 | 3.6134 | 0.36593 | 0.22332 | 1.1004 | 0.1801 | 34.8587 | 0.0025873 | 13.1566 | 297.3075 | 0.02491 | 125.6789 | 5.3778 | 0.045069 | 0.66136 | 0.24807 | 4.6479 | 0.087519 | 1.8252 | 1.1226 | 1.5776 | 0.018818 | 0.11373 | 0.054297 | 4.4664 | 0.036352 | 0.49746 | 0.20174 | 8.9768 | 0.00041574 | 0.0034442 | 0.0031091 | 5.3859 | 0.018752 | 0.39836 | 0.20606 | 0.27653 | 0.0012215 | 0.01976 | 0.012465 | 1.2288 | 0.0055341 | 0.086724 | 0.049962 | 0.73286 | 0.0035917 | 0.047461 | 0.1922 | 0.52443 | 0.26677 | 1.1885 | 314.4749 | 0.013992 | 1.9391 | 0.012485 | 4.191 | 5.9659 | 2.8167 | 194.7869 | 0.21653 | 9.3757 | 9.1126 | 14.4971 | 115839.6086 | 8.1102 | 302.2925 | 8.3199 | 4.6319 | 2.106 | 1.738 | 2.9056 | 1.733 | 1.6649 | 15.3058 | 3.9902 | 0.75167 | 7.5943 | 2.6355 | 264.1472 | 8.3885 | 0.45739 | 17.8741 | 24.1448 | 656.2931 | 62.7065 | 4.2553 | 2.7788 | 7.5353 | 8.2386 | 0.29236 | 1.3017 | 5.1193 | 6.3685 | 6.6084 | 0.0019537 | 0.0013424 | 0.0038907 | 1.4637 | 8.1639e-05 | 0.0075863 | 6.3909e-05 | 0.017737 | 0.0027698 | 0.0076377 | 12.0997 | 0.00070905 | 0.59597 | 0.32426 | 8.4957 | 1.3352 | 0.036808 | 1.3838 | 0.28826 | 0.020016 | 0.0071749 | 0.0064497 | 0.0035013 | 0.0054326 | 0.0071171 | 0.064187 | 0.068696 | 0.0032816 | 0.034006 | 0.010865 | 1.0932 | 0.00039641 | 0.0003994 | 0.10266 | 0.11699 | 3.0843 | 0.2978 | 0.020353 | 0.047186 | 0.025491 | 0.035786 | 0.0012282 | 0.0054128 | 0.021183 | 0.027279 | 0.022729 | 0.038493 | 0.018407 | 0.055661 | 18.7172 | 0.0011309 | 0.10641 | 0.00080844 | 0.41845 | 0.045726 | 0.14257 | 7.3238 | 0.01109 | 22.64 | 13.9213 | 464.8217 | 29.7011 | 1.9045 | 28.2313 | 15.3855 | 0.85513 | 0.11635 | 0.10988 | 0.051572 | 0.096867 | 0.16445 | 1.7401 | 1.2915 | 0.041063 | 0.86816 | 0.15344 | 20.4923 | 0.0036161 | 0.0035502 | 10.2474 | 5.6682 | 153.8248 | 12.9253 | 1.8282 | 0.69381 | 0.45324 | 0.59813 | 0.018906 | 0.095322 | 0.36375 | 1.0374 | 1.1129 | 0.025842 | 0.010387 | 0.01499 | 6.3786 | 0.00081606 | 0.21964 | 0.00056837 | 0.96534 | 0.061526 | 0.12143 | 5.6391 | 0.0079622 | 17.0689 | 8.5331 | 487.1433 | 17.7065 | 1.9009 | 18.1129 | 8.3149 | 0.51882 | 0.15749 | 0.21949 | 0.028998 | 0.11173 | 0.079625 | 2.0825 | 0.63349 | 0.18705 | 0.54017 | 0.22838 | 11.78 | 0.0028817 | 0.0027625 | 3.5841 | 2.6557 | 64.2109 | 8.0701 | 3.4088 | 0.27493 | 0.32777 | 0.64471 | 0.014706 | 0.049015 | 0.2375 | 1.1695 | 1.1387 | 740.8959 | 328.0175 | 216.3996 | 177.8769 | 56.0971 | 93.4672 | 45.8642 | 3234.6966 | 302.9888 | 89.6664 | 19.9632 | 115.9775 | 10.4134 | 206.072 | 87.8427 | 12.1181 | 52.9203 | 0.41152 | 2807.7843 | 2.2004 | 7.4541 | 2.0821 | 3.1713 | 9.3605 | 0.45988 | 0.73041 | 2.9814 | 0.24815 | 7.526 | 0.167 | 0.0017341 | 0.03597 | 0.012756 | 0.24775 | 1.581 | 1.5646 | 4.039 | 1.5763 | 1.3136
1 | 0.15932 | 0.012684 | 0.021331 | 1.3062 | 0.99596 | 0.99503 | 0.9425 | 0.088884 | 0.87065 | 0.49364 | 0.80653 | 0.81951 | 0.8114 | 0.17815 | 1409.2761 | 294.1604 | 0.95488 | 0.83843 | 0.17179 | 0.27705 | 0.21982 | 0.53625 | 3.6063 | 387.4599 | 0.0078458 | 140.4576 | 123.7009 | 15.1466 | 124.394 | 13.7454 | 2.3976 | 63.7571 | 14.3871 | 11.7552 | 2927.7453 | 84.052 | 95.4312 | 1650.4549 | 117.6915 | 99.0064 | 230.0376 | 243.8672 | 259.8624 | 32.1772 | 45.0641 | 0.77061 | 0.34923 | 0.31694 | 0.016577 | 0.0018982 | 9.5703e-05 | 32.7275 | 11.7524 | 2.5752 | 1.0146 | 0.57989 | 0.10177 | 2.7538 | 46.6612 | 7.5513 | 0.267 | 0.91095 | 26.0538 | 80.3464 | 42.3412 | 15.1441 | 135.9817 | 8.143 | 0.033472 | 0.30321 | 0.79349 | 37.7363 | 14.1979 | 521.3274 | 99.3657 | 3.5038 | 0.12084 | 0.71094 | 0.11409 | 266.4456 | 145.0052 | 78.7198 | 59.8355 | 16.3096 | 1251.7274 | 281.0185 | 93.7326 | 87.621 | 238.6432 | 142.3302 | 100.3589 | 80.9513 | 6.7577 | 0.86081 | 0.58641 | 0.54921 | 65.6309 | 5.8414 | 1.8947 | 2.6544 | 0.17681 | 7.7435e-05 | 29.2108 | 1.3558 | 0.26951 | 0.21638 | 0.14213 | 3.4305 | 0.95771 | 1.3769 | 0.5636 | 89.7939 | 14.8439 | 29.6002 | 9.0087 | 134.7216 | 180.5396 | 2289.91 | 237.7633 | 380.9292 | 159.6355 | 895.1507 | 311.5896 | 93.9607 | 399.8671 | 0.24889 | 0.31735 | 0.19403 | 0.073621 | 0.0095598 | 0.0049553 | 1.9594e-05 | 0.001864 | 32.0565 | 11.1338 | 0.96759 | 0.1405 | 2.4791 | 4.9766 | 359.806 | 91.5571 | 2.7322 | 5.4941 | 143.3202 | 9.1245 | 139.6279 | 52.562 | 30.3743 | 98.1163 | 579.5886 | 61.4483 | 589.7342 | 9.1615 | 114.3464 | 638.8253 | 159.9337 | 104.2179 | 60.336 | 70.4175 | 192.7661 | 59.016 | 9.1006 | 195.4448 | 76.5224 | 12.4591 | 53.5323 | 604.6082 | 7.3408 | 76.8357 | 65.1985 | 174.9446 | 312.3943 | 85.093 | 57.0533 | 34.902 | 51.9686 | 0.010228 | 0.00098092 | 0.25391 | 28.1566 | 2.5837 | 12.9504 | 2.886 | 320.1916 | 10.8536 | 5.1201 | 0.48404 | 5756.1102 | 938.3827 | 1175.449 | 1116.0107 | 29.2774 | 1.3237 | 23.5236 | 2.9857 | 5760.3365 | 1170.633 | 610.5014 | 88.1511 | 128.0248 | 9.4654 | 190.2315 | 0.0013291 | 32.1819 | 0.16867 | 11.9711 | 64.1211 | 5.3928 | 84.1516 | 208.5085 | 0.11319 | 0.28415 | 2.5926 | 2.7798 | 0.24207 | 0.21396 | 1.0203 | 0.17534 | 36.1181 | 0.0027683 | 13.4006 | 278.8001 | 0.025058 | 127.5427 | 5.5083 | 0.043927 | 0.62987 | 0.26892 | 5.1249 | 0.09379 | 1.8549 | 1.0674 | 1.5301 | 0.020384 | 0.11764 | 0.051857 | 4.4143 | 0.036197 | 0.52805 | 0.21284 | 8.8578 | 0.00044748 | 0.0035341 | 0.0030226 | 5.4934 | 0.020259 | 0.36445 | 0.20745 | 0.25791 | 0.0011902 | 0.020418 | 0.014144 | 1.2022 | 0.005125 | 0.099688 | 0.058105 | 0.64784 | 0.0038235 | 0.041967 | 0.1661 | 0.54831 | 0.28864 | 1.122 | 281.0401 | 0.01261 | 1.9339 | 0.012613 | 3.9284 | 6.1184 | 2.5615 | 203.1598 | 0.35087 | 9.488 | 8.0326 | 14.2251 | 104530.6456 | 8.8454 | 349.8249 | 8.9747 | 4.6618 | 2.0012 | 1.8699 | 2.7785 | 1.5543 | 1.8183 | 12.8861 | 3.7307 | 0.66511 | 7.8939 | 2.7825 | 293.1176 | 9.0427 | 0.47327 | 17.3571 | 25.9164 | 649.7405 | 69.2334 | 4.1341 | 2.9873 | 7.2302 | 7.0281 | 0.28179 | 1.2857 | 5.6447 | 7.1217 | 6.1312 | 0.0020565 | 0.0011918 | 0.0039913 | 1.5594 | 9.4622e-05 | 0.0071137 | 5.9083e-05 | 0.019065 | 0.0024618 | 0.0087581 | 11.7384 | 0.00069749 | 0.58708 | 0.28619 | 8.3421 | 1.3303 | 0.039809 | 1.2283 | 0.32896 | 0.021078 | 0.0074447 | 0.0066321 | 0.0033448 | 0.0059546 | 0.0068847 | 0.058673 | 0.072267 | 0.0037501 | 0.033124 | 0.010112 | 1.1416 | 0.00040225 | 0.00041604 | 0.091131 | 0.12304 | 2.6543 | 0.27476 | 0.021991 | 0.046898 | 0.025248 | 0.033653 | 0.0011547 | 0.0053205 | 0.021607 | 0.023581 | 0.024732 | 0.036813 | 0.018061 | 0.058276 | 16.3113 | 0.0013302 | 0.092976 | 0.00079004 | 0.41167 | 0.050654 | 0.1528 | 6.6484 | 0.010684 | 19.9228 | 15.2054 | 471.7431 | 27.2519 | 1.891 | 30.4695 | 14.38 | 0.9463 | 0.099654 | 0.097008 | 0.057695 | 0.093404 | 0.15372 | 1.9596 | 1.3185 | 0.045275 | 0.76784 | 0.16292 | 18.1794 | 0.0033179 | 0.0032645 | 10.0791 | 4.9531 | 142.8112 | 13.2171 | 1.8389 | 0.5897 | 0.41539 | 0.55855 | 0.021423 | 0.10008 | 0.39247 | 1.0512 | 1.0435 | 0.030039 | 0.01159 | 0.014886 | 6.6209 | 0.00087838 | 0.23773 | 0.00060877 | 1.0164 | 0.063113 | 0.12546 | 5.3437 | 0.0090298 | 17.7393 | 8.7107 | 503.7093 | 20.7634 | 1.9536 | 19.3917 | 7.9299 | 0.55972 | 0.15901 | 0.24022 | 0.032029 | 0.098637 | 0.077966 | 1.9585 | 0.60219 | 0.17903 | 0.51585 | 0.19443 | 13.1754 | 0.003264 | 0.0030488 | 4.0128 | 3.0681 | 62.6151 | 8.5759 | 2.9365 | 0.2541 | 0.29646 | 0.66259 | 0.01308 | 0.057923 | 0.23869 | 1.1255 | 1.1499 | 717.2178 | 268.9041 | 245.8888 | 174.7838 | 57.7459 | 112.2468 | 47.6971 | 3251.8555 | 244.9094 | 79.6282 | 18.8681 | 119.6636 | 10.6078 | 225.3281 | 104.1193 | 13.1623 | 63.0308 | 0.41721 | 3119.4203 | 2.2811 | 6.4626 | 1.5644 | 2.1446 | 8.1754 | 0.63553 | 0.9696 | 3.6419 | 0.33803 | 10.153 | 0.15239 | 0.001664 | 0.035812 | 0.010959 | 0.27962 | 1.4859 | 1.6049 | 4.6785 | 1.3004 | 1.279
2 | 0.17636 | 0.025257 | 0.016391 | 1.4507 | 0.99751 | 0.99703 | 0.94795 | 0.095723 | 0.77278 | 0.3847 | 0.81853 | 0.87329 | 0.75091 | 0.21768 | 1801.9451 | 217.0775 | 0.94735 | 0.84521 | 0.19871 | 0.272 | 0.064945 | 3.1389 | 2.872 | 407.1663 | 0.0010579 | 165.5245 | 109.6526 | 15.2029 | 165.7936 | 16.1076 | 2.0325 | 65.2801 | 12.961 | 13.959 | 3059.6486 | 86.4108 | 82.1462 | 1524.4746 | 129.2228 | 101.2412 | 264.2802 | 219.7552 | 218.4674 | 36.736 | 56.3762 | 0.84947 | 0.24706 | 0.38884 | 0.019876 | 0.002001 | 8.1038e-05 | 31.2811 | 12.8345 | 3.5382 | 0.81074 | 0.65386 | 0.086946 | 2.676 | 60.1136 | 9.6742 | 0.35913 | 0.83132 | 19.7789 | 111.8848 | 27.0727 | 24.259 | 118.5079 | 9.4944 | 0.031285 | 0.23532 | 0.93719 | 29.5878 | 13.1696 | 651.8991 | 108.4988 | 2.7695 | 0.088913 | 0.45972 | 0.094866 | 257.0409 | 153.4228 | 88.4113 | 72.5898 | 16.1071 | 1331.0855 | 254.1698 | 75.8142 | 90.9083 | 270.8154 | 158.2208 | 87.3555 | 83.4961 | 7.1459 | 0.45101 | 0.74059 | 0.22044 | 58.7717 | 6.0057 | 2.2659 | 1.9734 | 0.16312 | 9.1045e-05 | 30.3084 | 0.93586 | 0.25242 | 0.26574 | 0.18925 | 2.6255 | 0.96528 | 0.99793 | 0.46502 | 70.3931 | 13.4946 | 33.1052 | 7.8509 | 146.4867 | 203.6253 | 1744.9354 | 258.1879 | 375.0149 | 177.528 | 747.3602 | 382.0853 | 100.7393 | 450.1128 | 0.17989 | 0.15314 | 0.12805 | 0.063359 | 0.0086217 | 0.0067928 | 2.4821e-05 | 0.0018158 | 37.1952 | 11.8245 | 1.1703 | 0.16867 | 2.0439 | 4.2671 | 310.4018 | 94.9493 | 3.0698 | 4.2128 | 154.7116 | 7.8777 | 114.1114 | 40.1299 | 35.5748 | 84.5399 | 743.1615 | 60.6904 | 580.1833 | 10.0672 | 118.4816 | 741.8715 | 140.8663 | 97.4165 | 63.5606 | 71.6833 | 227.4182 | 60.8305 | 8.9893 | 171.1736 | 93.1802 | 11.4742 | 44.9003 | 557.0843 | 7.4074 | 75.1711 | 69.7514 | 196.4907 | 254.2816 | 97.3597 | 51.2679 | 27.9328 | 50.5776 | 0.011305 | 0.0011849 | 0.22898 | 28.9581 | 2.3473 | 13.8533 | 2.7546 | 273.0036 | 9.3367 | 4.361 | 0.39865 | 7150.6957 | 957.4969 | 1504.4899 | 1123.2483 | 30.8542 | 1.0704 | 20.5055 | 2.5286 | 5600.2195 | 1598.2649 | 493.366 | 107.9722 | 130.321 | 8.233 | 182.6474 | 0.0014668 | 38.4905 | 0.16176 | 13.3308 | 73.5251 | 5.6347 | 60.1182 | 196.3346 | 0.10679 | 0.26203 | 1.6388 | 2.1543 | 0.11202 | 0.23644 | 0.83198 | 0.19559 | 34.6572 | 0.0027108 | 13.6744 | 309.1611 | 0.022982 | 124.6088 | 5.2522 | 0.044442 | 0.60024 | 0.25524 | 4.5424 | 0.090859 | 1.6922 | 1.0572 | 1.5375 | 0.019338 | 0.11925 | 0.053641 | 4.7074 | 0.035462 | 0.52304 | 0.20853 | 8.6165 | 0.00044122 | 0.0034505 | 0.0030813 | 5.4617 | 0.020491 | 0.38383 | 0.23427 | 0.26163 | 0.0010801 | 0.021093 | 0.014048 | 1.1716 | 0.0051533 | 0.084518 | 0.052679 | 0.77028 | 0.0038289 | 0.040351 | 0.18481 | 0.54161 | 0.27791 | 1.0314 | 227.8663 | 0.016034 | 1.937 | 0.012036 | 4.2877 | 5.931 | 2.7113 | 204.2704 | 0.2624 | 9.664 | 9.5397 | 12.9104 | 106012.3374 | 7.763 | 316.8451 | 9.1479 | 4.3346 | 2.2169 | 1.781 | 2.7987 | 1.6104 | 1.7548 | 14.4476 | 4.08 | 0.71164 | 7.776 | 2.9682 | 259.337 | 8.6948 | 0.46475 | 17.8079 | 29.1859 | 694.5444 | 64.6355 | 4.3886 | 3.1357 | 7.0592 | 8.0904 | 0.26187 | 1.3282 | 4.9536 | 6.4814 | 6.3296 | 0.0020633 | 0.0011539 | 0.0042606 | 1.6153 | 8.8044e-05 | 0.0073553 | 5.5307e-05 | 0.018262 | 0.0028808 | 0.0083614 | 13.7513 | 0.00073685 | 0.64722 | 0.31062 | 7.758 | 1.3145 | 0.034992 | 1.2751 | 0.31909 | 0.019503 | 0.007739 | 0.0068161 | 0.0034423 | 0.0057226 | 0.006399 | 0.058855 | 0.080316 | 0.0033086 | 0.034634 | 0.011081 | 1.1125 | 0.00040998 | 0.00046125 | 0.093622 | 0.12865 | 2.9941 | 0.33169 | 0.022875 | 0.048442 | 0.027845 | 0.036124 | 0.001056 | 0.005476 | 0.020731 | 0.027165 | 0.023614 | 0.04134 | 0.015779 | 0.057055 | 17.3475 | 0.0013757 | 0.10896 | 0.00085783 | 0.41627 | 0.047311 | 0.15813 | 7.0237 | 0.0119 | 21.343 | 14.95 | 492.2082 | 31.0251 | 1.5976 | 28.688 | 13.2747 | 0.90561 | 0.10296 | 0.097605 | 0.056297 | 0.10011 | 0.16787 | 2.0442 | 1.2856 | 0.047128 | 0.79086 | 0.17979 | 20.1063 | 0.0031068 | 0.003168 | 9.9182 | 4.7909 | 145.7349 | 14.9522 | 1.7125 | 0.63973 | 0.46398 | 0.63818 | 0.022138 | 0.084155 | 0.36722 | 1.1293 | 1.1446 | 0.026434 | 0.010842 | 0.014078 | 6.9487 | 0.00083087 | 0.21641 | 0.00054438 | 0.90618 | 0.063638 | 0.11731 | 4.9423 | 0.0089617 | 14.6678 | 7.9291 | 498.3411 | 17.9952 | 1.7973 | 17.8664 | 8.0022 | 0.57946 | 0.15669 | 0.20156 | 0.032287 | 0.11856 | 0.078536 | 2.043 | 0.57303 | 0.17044 | 0.48595 | 0.22967 | 11.0739 | 0.0029755 | 0.0029808 | 3.7277 | 2.8666 | 66.3821 | 8.4195 | 2.8742 | 0.26464 | 0.31192 | 0.6307 | 0.014488 | 0.049183 | 0.24668 | 1.2786 | 1.1241 | 638.7446 | 283.0998 | 252.3399 | 230.1614 | 55.4321 | 97.9213 | 40.2461 | 3044.1638 | 296.058 | 96.5032 | 19.6549 | 134.1233 | 10.1628 | 228.2353 | 100.042 | 12.6088 | 60.0528 | 0.32966 | 3378.1377 | 2.5236 | 5.1266 | 2.2195 | 3.242 | 8.9445 | 0.54161 | 0.98797 | 4.2768 | 0.25457 | 9.3455 | 0.16618 | 0.0016827 | 0.034476 | 0.013083 | 0.33292 | 1.5502 | 1.4349 | 3.5909 | 1.1597 | 1.5583
3 | 0.15459 | 0.014639 | 0.0053712 | 1.2928 | 0.99473 | 0.99331 | 0.82622 | 0.083734 | 0.7959 | 0.58704 | 0.68175 | 0.78127 | 0.89487 | 0.20762 | 1989.5325 | 396.8738 | 0.94948 | 0.84884 | 0.18124 | 0.29267 | 0.1013 | 1.139 | 8.2329 | 576.6469 | 0.0088765 | 122.9594 | 111.6394 | 13.3689 | 157.7677 | 17.254 | 2.2357 | 54.0774 | 17.0999 | 14.4636 | 2372.0056 | 74.8279 | 104.071 | 1575.1577 | 114.7716 | 83.5738 | 244.6752 | 286.5233 | 261.5582 | 28.2069 | 45.9168 | 0.72431 | 0.098551 | 0.25395 | 0.015754 | 0.0021757 | 8.8729e-05 | 26.8382 | 13.6078 | 3.3443 | 0.73203 | 0.61369 | 0.11503 | 2.8026 | 51.7863 | 5.0165 | 0.29293 | 0.88576 | 17.8688 | 96.6584 | 39.4619 | 21.6064 | 141.5219 | 9.226 | 0.030192 | 0.31024 | 0.81103 | 33.2275 | 20.9626 | 771.1267 | 131.1405 | 2.5568 | 0.11777 | 0.61695 | 0.083303 | 332.0652 | 130.4809 | 98.4086 | 58.8276 | 17.6443 | 1127.329 | 242.3323 | 70.2515 | 89.3367 | 259.2917 | 149.3018 | 85.5089 | 83.8231 | 7.4832 | 0.39656 | 0.81676 | 0.27691 | 49.1341 | 6.3249 | 1.7405 | 2.8248 | 0.18504 | 8.5381e-05 | 31.2312 | 1.0318 | 0.2131 | 0.21352 | 0.17422 | 3.5567 | 0.9528 | 1.1729 | 0.50316 | 82.7938 | 18.0857 | 26.2339 | 10.2833 | 146.7145 | 113.9533 | 2037.2663 | 240.1915 | 350.07 | 189.1797 | 908.0251 | 353.143 | 98.9196 | 483.3669 | 0.34556 | 0.099588 | 0.087981 | 0.064209 | 0.0078619 | 0.0064044 | 2.6904e-05 | 0.00237 | 34.0676 | 13.8442 | 1.186 | 0.18682 | 2.7199 | 4.779 | 397.7243 | 60.7302 | 4.1226 | 4.5751 | 132.835 | 8.6916 | 127.8404 | 48.7402 | 28.8362 | 78.0314 | 710.7662 | 56.3437 | 556.5552 | 10.2698 | 132.4551 | 812.2624 | 145.6464 | 96.3366 | 49.5448 | 61.8924 | 219.8368 | 59.2005 | 7.6202 | 178.4272 | 81.7528 | 10.7681 | 51.3911 | 666.1565 | 6.5879 | 77.8672 | 68.1217 | 207.9925 | 324.7269 | 83.9487 | 54.1128 | 29.1469 | 47.0819 | 0.0083004 | 0.0012384 | 0.24683 | 33.4447 | 2.5402 | 9.5067 | 2.9544 | 231.7133 | 8.4686 | 4.5732 | 0.37555 | 7335.8233 | 872.7925 | 1464.9798 | 1343.7509 | 35.6987 | 0.82019 | 24.247 | 3.1422 | 4472.7851 | 1625.0308 | 534.9984 | 106.1212 | 133.6091 | 10.2851 | 163.3145 | 0.0014951 | 32.9576 | 0.18884 | 12.3034 | 56.424 | 5.1927 | 91.2547 | 182.0303 | 0.11525 | 0.28006 | 1.8821 | 3.4439 | 0.31794 | 0.24682 | 0.86689 | 0.19636 | 37.0795 | 0.0029297 | 12.7146 | 288.9087 | 0.025376 | 114.0747 | 5.1535 | 0.045604 | 0.66874 | 0.25759 | 5.0281 | 0.092412 | 1.8093 | 1.09 | 1.391 | 0.020015 | 0.11423 | 0.055094 | 4.1047 | 0.039775 | 0.55405 | 0.21597 | 8.7644 | 0.00045829 | 0.0036795 | 0.0029206 | 5.6209 | 0.020732 | 0.37075 | 0.21631 | 0.26612 | 0.0010968 | 0.021294 | 0.013003 | 1.1807 | 0.0053354 | 0.090232 | 0.050927 | 0.75413 | 0.003556 | 0.045995 | 0.16553 | 0.54405 | 0.25728 | 1.105 | 239.5854 | 0.014854 | 2.0078 | 0.01142 | 3.8909 | 5.0732 | 2.3738 | 186.3753 | 0.090612 | 10.5287 | 9.2243 | 14.9916 | 113450.836 | 8.2042 | 295.3979 | 9.2783 | 4.0829 | 2.2071 | 1.814 | 2.9786 | 1.5053 | 1.9109 | 12.5867 | 3.9459 | 0.72599 | 8.2217 | 3.0327 | 284.88 | 8.9256 | 0.43608 | 16.9693 | 26.2533 | 679.1965 | 65.1795 | 4.2825 | 3.0564 | 7.9642 | 7.0753 | 0.24972 | 1.2288 | 5.3947 | 7.6253 | 5.7648 | 0.0019741 | 0.0012382 | 0.0045048 | 1.6071 | 9.6673e-05 | 0.006381 | 5.3977e-05 | 0.018631 | 0.0028103 | 0.0073248 | 12.9043 | 0.00067286 | 0.61892 | 0.27654 | 8.8355 | 1.2796 | 0.03557 | 1.2911 | 0.31606 | 0.020456 | 0.0083309 | 0.0071736 | 0.0033933 | 0.0060902 | 0.0065354 | 0.057236 | 0.076793 | 0.0038697 | 0.0343 | 0.010521 | 1.1898 | 0.00044545 | 0.00039739 | 0.099417 | 0.11174 | 3.0685 | 0.3004 | 0.021799 | 0.041843 | 0.029267 | 0.032837 | 0.0011228 | 0.0049105 | 0.019087 | 0.024485 | 0.024924 | 0.03792 | 0.018702 | 0.05343 | 18.9547 | 0.0012011 | 0.095853 | 0.00085043 | 0.43507 | 0.05135 | 0.14116 | 7.2129 | 0.011991 | 22.757 | 12.8909 | 518.74 | 28.2142 | 1.8235 | 26.9403 | 14.6251 | 0.98267 | 0.10995 | 0.10435 | 0.052298 | 0.0993 | 0.17356 | 1.7574 | 1.486 | 0.044448 | 0.83378 | 0.1513 | 20.8023 | 0.0037053 | 0.003624 | 10.5958 | 4.8459 | 159.2517 | 14.595 | 1.6527 | 0.63244 | 0.39282 | 0.56327 | 0.022707 | 0.08821 | 0.33728 | 1.0817 | 1.0623 | 0.02833 | 0.011984 | 0.013834 | 7.2422 | 0.00089857 | 0.22483 | 0.00053855 | 0.87643 | 0.058634 | 0.11874 | 5.6044 | 0.0080301 | 16.0741 | 8.7446 | 571.0631 | 18.2256 | 1.8647 | 20.9991 | 7.5388 | 0.54027 | 0.15505 | 0.20881 | 0.027515 | 0.097369 | 0.073253 | 1.7177 | 0.55851 | 0.17812 | 0.50337 | 0.19086 | 13.4282 | 0.0027999 | 0.0031365 | 3.8875 | 2.9535 | 58.6561 | 7.4808 | 2.9792 | 0.23729 | 0.29978 | 0.61497 | 0.012482 | 0.05046 | 0.23416 | 1.15 | 1.2776 | 673.739 | 292.2996 | 231.7387 | 184.3858 | 60.7009 | 107.2134 | 37.0574 | 2927.4088 | 277.7226 | 100.5532 | 22.361 | 114.3194 | 9.116 | 235.7372 | 90.187 | 12.8921 | 63.1181 | 0.34137 | 2588.7115 | 2.1442 | 5.3271 | 1.7258 | 2.6762 | 9.9616 | 0.6142 | 0.8469 | 3.931 | 0.27801 | 15.5106 | 0.15409 | 0.0016577 | 0.036792 | 0.01194 | 0.31016 | 1.9974 | 1.8619 | 3.9303 | 1.0922 | 1.6106
4 | 0.17405 | 0.023571 | 0.012381 | 1.2223 | 0.99389 | 0.99449 | 0.9025 | 0.047486 | 0.90186 | 0.46263 | 0.58859 | 0.8456 | 0.77084 | 0.1801 | 1467.4438 | 367.3137 | 0.95768 | 0.85614 | 0.15977 | 0.26158 | 0.37738 | 2.4205 | 5.1357 | 493.1762 | 0.0081892 | 133.4135 | 112.8225 | 14.3295 | 153.7858 | 17.7868 | 1.6248 | 60.8268 | 16.5125 | 10.4446 | 2556.6296 | 86.9587 | 80.6486 | 1511.1138 | 126.6363 | 81.8697 | 298.2358 | 275.2955 | 242.365 | 35.5836 | 44.3256 | 0.87434 | 0.11024 | 0.29242 | 0.0152 | 0.0020626 | 6.8034e-05 | 37.5633 | 14.013 | 2.7308 | 0.70813 | 0.64745 | 0.10368 | 2.6272 | 68.1736 | 2.7312 | 0.24542 | 0.80554 | 24.6336 | 90.6385 | 35.6581 | 20.7043 | 155.6723 | 8.8688 | 0.036543 | 0.32483 | 0.85642 | 26.7121 | 12.0908 | 779.8421 | 127.6467 | 3.3878 | 0.12677 | 0.5673 | 0.098516 | 324.0794 | 147.2062 | 96.9675 | 70.997 | 15.5693 | 1116.6992 | 228.4134 | 100.2628 | 83.0498 | 248.7435 | 167.5237 | 88.7039 | 85.1272 | 7.5356 | 0.79558 | 0.96198 | 0.17258 | 51.552 | 5.3176 | 2.3214 | 2.7531 | 0.16448 | 6.4573e-05 | 34.8765 | 1.2316 | 0.26156 | 0.23176 | 0.1357 | 2.7437 | 0.9683 | 1.0569 | 0.49265 | 97.4317 | 15.876 | 31.853 | 8.4758 | 133.6925 | 120.3766 | 1968.3089 | 213.9117 | 287.3102 | 169.9865 | 710.3862 | 322.7117 | 101.7144 | 420.883 | 0.30947 | 0.11143 | 0.051112 | 0.085425 | 0.010552 | 0.0058876 | 2.5638e-05 | 0.0019358 | 31.5479 | 10.6729 | 0.91241 | 0.15143 | 2.4432 | 6.2907 | 318.8802 | 60.3409 | 2.7932 | 4.016 | 156.9285 | 9.7897 | 106.7375 | 39.5908 | 35.4127 | 101.012 | 732.4603 | 70.8692 | 574.0275 | 9.1914 | 128.0414 | 645.9862 | 129.4974 | 81.2829 | 52.4348 | 65.4225 | 229.9427 | 46.8525 | 8.1104 | 174.8738 | 78.2301 | 10.4108 | 49.0048 | 686.8361 | 7.0075 | 70.3038 | 60.8532 | 164.7815 | 243.0685 | 82.1665 | 45.5038 | 31.4968 | 40.8098 | 0.009633 | 0.0011454 | 0.30092 | 35.3881 | 2.2901 | 12.4941 | 2.4785 | 249.2307 | 9.8488 | 4.812 | 0.44077 | 6115.2369 | 913.7507 | 1352.9875 | 1069.5031 | 31.9837 | 1.1339 | 25.841 | 2.9524 | 4559.5466 | 1524.6079 | 568.7144 | 97.6792 | 137.6179 | 7.9455 | 161.184 | 0.0014131 | 34.723 | 0.14974 | 13.8526 | 77.8706 | 5.4319 | 54.1797 | 221.3824 | 0.10317 | 0.22437 | 2.6172 | 3.0543 | 0.39328 | 0.25142 | 1.2838 | 0.16592 | 31.6171 | 0.0028688 | 14.9833 | 298.0812 | 0.025619 | 110.6189 | 5.4785 | 0.048412 | 0.65114 | 0.26386 | 4.8933 | 0.090122 | 1.9075 | 1.1086 | 1.486 | 0.018408 | 0.11341 | 0.0576 | 4.5658 | 0.037894 | 0.4783 | 0.20933 | 8.4663 | 0.00039484 | 0.0031545 | 0.0028738 | 4.821 | 0.018269 | 0.34798 | 0.24004 | 0.27871 | 0.0012559 | 0.021856 | 0.014721 | 1.2383 | 0.0048125 | 0.091181 | 0.053549 | 0.77883 | 0.0034562 | 0.045973 | 0.18819 | 0.51529 | 0.30269 | 0.97358 | 376.1406 | 0.012904 | 2.0014 | 0.01129 | 5.2964 | 4.2238 | 2.9793 | 192.5039 | 0.22372 | 9.0872 | 8.505 | 13.3287 | 118830.5153 | 9.1877 | 313.3931 | 9.7303 | 4.7823 | 2.1171 | 2.1167 | 2.8304 | 1.7673 | 1.7936 | 13.8279 | 4.2857 | 0.76825 | 8.5629 | 2.5877 | 279.0958 | 7.8308 | 0.43157 | 19.4543 | 26.5639 | 592.5358 | 67.0593 | 4.8641 | 3.0146 | 7.9329 | 8.2857 | 0.27744 | 1.1586 | 5.5728 | 6.7234 | 5.9504 | 0.0019287 | 0.0013829 | 0.0043705 | 1.4873 | 9.3648e-05 | 0.0074563 | 5.4737e-05 | 0.017324 | 0.0027563 | 0.0085674 | 13.4374 | 0.00068834 | 0.6011 | 0.27329 | 7.8432 | 1.1692 | 0.036307 | 1.2626 | 0.29667 | 0.019405 | 0.0076651 | 0.0068491 | 0.003651 | 0.0055364 | 0.006987 | 0.056676 | 0.074741 | 0.003554 | 0.033326 | 0.011621 | 1.1249 | 0.00043728 | 0.00045152 | 0.092594 | 0.11401 | 2.561 | 0.31213 | 0.020092 | 0.044342 | 0.02883 | 0.036993 | 0.0010968 | 0.0056053 | 0.022141 | 0.025853 | 0.024223 | 0.042712 | 0.018573 | 0.062598 | 18.3519 | 0.0012082 | 0.10537 | 0.00089249 | 0.37414 | 0.054269 | 0.15687 | 6.8097 | 0.01077 | 21.1337 | 13.4367 | 480.9064 | 26.0733 | 1.7036 | 29.381 | 15.084 | 0.84095 | 0.10552 | 0.10521 | 0.054573 | 0.086791 | 0.15826 | 1.8265 | 1.489 | 0.041633 | 0.77377 | 0.17491 | 19.0696 | 0.0032101 | 0.003221 | 10.7426 | 5.2732 | 157.3688 | 14.0939 | 1.5824 | 0.68277 | 0.42164 | 0.64195 | 0.022279 | 0.10057 | 0.39783 | 1.1077 | 1.0763 | 0.029011 | 0.011413 | 0.01632 | 6.906 | 0.00084683 | 0.20861 | 0.00059593 | 0.8558 | 0.064362 | 0.11451 | 4.8635 | 0.0077691 | 16.3597 | 8.0432 | 542.276 | 20.2666 | 1.9185 | 20.0698 | 9.0294 | 0.49899 | 0.15329 | 0.21139 | 0.031472 | 0.11044 | 0.071625 | 1.8413 | 0.57521 | 0.1958 | 0.50186 | 0.19673 | 11.5536 | 0.0028331 | 0.0030198 | 3.9298 | 2.8966 | 61.9704 | 8.8343 | 3.2869 | 0.2819 | 0.28108 | 0.7004 | 0.013975 | 0.053282 | 0.23078 | 1.1222 | 1.0797 | 706.6378 | 284.669 | 204.9241 | 223.7089 | 66.0701 | 101.224 | 41.8276 | 3444.6552 | 272.2264 | 81.7405 | 19.2084 | 135.2337 | 8.3541 | 232.2091 | 107.7182 | 12.9719 | 56.481 | 0.43624 | 3256.8835 | 2.8745 | 5.8933 | 1.8857 | 3.0522 | 10.2672 | 0.46932 | 0.70348 | 3.3222 | 0.33174 | 6.6859 | 0.15028 | 0.0014436 | 0.036415 | 0.012301 | 0.26226 | 1.9656 | 2.1334 | 3.3235 | 1.2758 | 1.2113
5 | 0.13909 | 0.018245 | 0.011468 | 1.1729 | 0.99437 | 0.99296 | 0.97416 | 0.071223 | 0.91207 | 0.48326 | 0.67283 | 0.82708 | 0.86034 | 0.16362 | 1266.7433 | 333.1874 | 0.95709 | 0.82366 | 0.13943 | 0.17867 | 0.39205 | 0.81189 | 6.8732 | 431.5527 | 0.0097238 | 161.9707 | 106.963 | 15.7232 | 154.714 | 16.0865 | 2.0078 | 57.3702 | 11.4598 | 12.9029 | 2325.2447 | 98.355 | 91.6061 | 1921.4609 | 122.8404 | 88.7541 | 305.3952 | 236.1816 | 233.7374 | 37.748 | 57.4077 | 0.88963 | 0.1622 | 0.07129 | 0.019389 | 0.0021413 | 8.5272e-05 | 27.5986 | 9.9727 | 2.4185 | 0.98103 | 0.55467 | 0.10846 | 2.4356 | 61.8076 | 9.3597 | 0.34525 | 0.81242 | 21.1381 | 109.5841 | 40.8267 | 16.7576 | 138.7939 | 7.9528 | 0.037666 | 0.27388 | 0.7138 | 34.8244 | 20.3296 | 549.8322 | 86.3791 | 3.034 | 0.10436 | 0.58418 | 0.08804 | 352.3449 | 137.6988 | 82.3862 | 73.1965 | 15.1583 | 1225.3862 | 276.0911 | 67.5862 | 78.4576 | 243.5166 | 143.5591 | 99.5467 | 69.7578 | 7.1807 | 0.6327 | 0.92545 | 0.39548 | 54.795 | 5.74 | 1.6345 | 2.116 | 0.14843 | 7.4116e-05 | 38.4229 | 0.86056 | 0.21749 | 0.24081 | 0.17718 | 2.4603 | 0.95885 | 0.86383 | 0.42637 | 86.7656 | 17.255 | 32.6677 | 9.3388 | 119.1542 | 132.3703 | 2193.559 | 278.3411 | 407.3846 | 182.752 | 718.8082 | 373.7877 | 94.4003 | 375.3539 | 0.26085 | 0.21927 | 0.016906 | 0.059027 | 0.0083885 | 0.0069202 | 2.5012e-05 | 0.0023328 | 38.6152 | 13.2169 | 1.113 | 0.16391 | 2.1222 | 6.3715 | 382.665 | 85.7203 | 2.5647 | 5.5325 | 128.8488 | 8.9882 | 132.5214 | 49.4262 | 31.0936 | 103.6867 | 654.4994 | 71.5574 | 639.2737 | 9.7578 | 130.9217 | 680.1253 | 126.4451 | 86.7074 | 51.9483 | 67.4753 | 198.217 | 48.5132 | 8.7779 | 161.2217 | 80.7454 | 11.517 | 54.5555 | 626.4003 | 5.6656 | 69.418 | 72.2761 | 200.1919 | 318.4284 | 74.248 | 42.811 | 33.0973 | 48.7708 | 0.0092354 | 0.00099603 | 0.30829 | 26.9003 | 2.0955 | 10.4541 | 2.6331 | 219.8016 | 7.7934 | 5.3441 | 0.47081 | 6954.6847 | 784.835 | 1528.7355 | 1447.9769 | 34.1138 | 1.2602 | 26.5826 | 2.4917 | 4654.927 | 1774.0798 | 616.8752 | 97.3414 | 147.002 | 9.2539 | 172.045 | 0.0015925 | 37.6747 | 0.15838 | 11.3861 | 87.8339 | 4.6536 | 78.7825 | 227.2114 | 0.12531 | 0.31836 | 1.7997 | 2.6765 | 0.13238 | 0.22459 | 1.3452 | 0.16817 | 35.6619 | 0.002836 | 14.8425 | 304.34 | 0.025935 | 130.0062 | 5.3423 | 0.046704 | 0.64218 | 0.27194 | 4.7881 | 0.10098 | 1.7249 | 1.0796 | 1.6244 | 0.018623 | 0.12083 | 0.055347 | 4.1877 | 0.037446 | 0.5692 | 0.19717 | 7.7527 | 0.00041726 | 0.0035838 | 0.0032196 | 5.674 | 0.021759 | 0.33965 | 0.24502 | 0.28402 | 0.0010565 | 0.021365 | 0.013311 | 1.2993 | 0.0056326 | 0.096666 | 0.048581 | 0.74429 | 0.0034865 | 0.041433 | 0.17555 | 0.5387 | 0.305 | 1.1367 | 224.5472 | 0.012404 | 1.9689 | 0.011395 | 5.0742 | 4.4001 | 2.249 | 198.5569 | 0.51361 | 10.3409 | 9.4516 | 14.8237 | 114348.5897 | 8.7329 | 346.2409 | 9.4996 | 3.9529 | 1.9127 | 1.8263 | 2.689 | 1.6899 | 2.0088 | 14.5417 | 3.8478 | 0.6524 | 7.4913 | 2.7314 | 289.9213 | 7.6012 | 0.41405 | 17.0896 | 26.8194 | 610.1706 | 70.7375 | 4.5944 | 2.5834 | 7.3998 | 7.514 | 0.28855 | 1.1152 | 4.7179 | 7.3142 | 5.8412 | 0.0022481 | 0.0013174 | 0.0038688 | 1.3662 | 9.5637e-05 | 0.0075096 | 5.9498e-05 | 0.019339 | 0.0023906 | 0.0078323 | 12.5076 | 0.00074707 | 0.66422 | 0.32326 | 7.3735 | 1.1922 | 0.041545 | 1.4153 | 0.31137 | 0.020959 | 0.0078035 | 0.0066196 | 0.0037637 | 0.0058977 | 0.0066903 | 0.057826 | 0.06692 | 0.0036769 | 0.033626 | 0.010546 | 1.089 | 0.00045902 | 0.00047209 | 0.10378 | 0.11845 | 2.9239 | 0.28452 | 0.020579 | 0.050761 | 0.030002 | 0.03266 | 0.0012667 | 0.0057238 | 0.018569 | 0.025621 | 0.025478 | 0.043072 | 0.017191 | 0.060112 | 17.6659 | 0.001173 | 0.091144 | 0.00087714 | 0.40011 | 0.047887 | 0.15038 | 7.7715 | 0.011629 | 20.3351 | 12.7588 | 521.0642 | 30.1433 | 1.7225 | 26.7098 | 12.8298 | 0.97071 | 0.12036 | 0.094011 | 0.054785 | 0.098607 | 0.17825 | 1.7171 | 1.4105 | 0.046072 | 0.89215 | 0.15904 | 20.3538 | 0.0037358 | 0.0035749 | 9.4401 | 5.0377 | 139.533 | 13.5684 | 1.7763 | 0.65808 | 0.39566 | 0.618 | 0.020638 | 0.091012 | 0.34394 | 1.1551 | 0.98202 | 0.025505 | 0.012166 | 0.015658 | 6.7456 | 0.00079252 | 0.23089 | 0.00054915 | 0.97871 | 0.067113 | 0.1313 | 4.992 | 0.0081394 | 15.6835 | 8.4179 | 552.1889 | 17.338 | 1.7687 | 18.4675 | 8.7625 | 0.48544 | 0.16512 | 0.2291 | 0.028191 | 0.10003 | 0.077513 | 1.8815 | 0.55305 | 0.18241 | 0.45292 | 0.21242 | 12.0776 | 0.0029343 | 0.0027394 | 3.483 | 2.9707 | 65.3324 | 8.5553 | 3.3623 | 0.26414 | 0.29901 | 0.69814 | 0.013254 | 0.051868 | 0.21374 | 1.1933 | 1.1988 | 678.397 | 295.8739 | 262.0637 | 203.8382 | 64.4238 | 94.6668 | 47.219 | 3582.864 | 324.5891 | 103.0309 | 22.1242 | 123.2345 | 9.1925 | 249.6674 | 98.6654 | 10.9223 | 53.7595 | 0.38678 | 2877.6868 | 2.0446 | 7.1111 | 1.9506 | 2.7244 | 12.3097 | 0.48852 | 0.62723 | 3.8406 | 0.32114 | 8.8984 | 0.15742 | 0.0014818 | 0.039011 | 0.012505 | 0.22784 | 1.7163 | 2.0804 | 4.7336 | 1.2111 | 1.718
6 | 0.14797 | 0.015952 | 0.0099332 | 1.1523 | 0.99673 | 0.99395 | 0.80348 | 0.048042 | 0.80325 | 0.52361 | 0.72299 | 0.79898 | 0.85341 | 0.19513 | 1852.4781 | 205.5681 | 0.95157 | 0.82821 | 0.16798 | 0.336 | 0.31833 | 2.6229 | 2.3325 | 343.9365 | 0.0067605 | 168.5454 | 127.5301 | 17.7315 | 144.5104 | 15.3013 | 1.6608 | 52.3284 | 15.5744 | 11.9179 | 2727.9286 | 96.7291 | 89.9057 | 1766.456 | 104.07 | 78.9734 | 283.7231 | 227.1668 | 212.2955 | 32.8766 | 52.7832 | 0.78543 | 0.13936 | 0.024768 | 0.013608 | 0.0020684 | 9.3045e-05 | 34.7308 | 13.8286 | 2.4652 | 0.9362 | 0.50779 | 0.080688 | 2.2682 | 58.317 | 11.5929 | 0.33244 | 0.77258 | 23.333 | 77.4163 | 30.1529 | 17.0889 | 129.8982 | 8.2205 | 0.032767 | 0.27716 | 0.68975 | 43.7499 | 16.598 | 595.8116 | 136.2122 | 2.8272 | 0.086586 | 0.47758 | 0.12259 | 339.8123 | 157.1955 | 93.7343 | 60.5839 | 17.6852 | 1241.7162 | 273.5506 | 105.0696 | 76.5672 | 252.4934 | 177.0543 | 93.7563 | 72.4243 | 8.9978 | 0.49854 | 0.5471 | 0.43084 | 60.0645 | 5.6274 | 2.0997 | 2.4395 | 0.14333 | 8.2399e-05 | 28.4079 | 0.96587 | 0.22266 | 0.22153 | 0.15436 | 3.5243 | 0.96049 | 0.97899 | 0.47866 | 66.8565 | 19.6543 | 35.0812 | 9.8341 | 129.7315 | 145.1312 | 2062.4935 | 219.5833 | 327.9119 | 183.6512 | 865.9941 | 325.2978 | 89.3712 | 391.4547 | 0.20381 | 0.046351 | 0.13342 | 0.078604 | 0.0088068 | 0.0060605 | 2.0843e-05 | 0.0026268 | 39.2631 | 14.2074 | 0.92163 | 0.17865 | 2.3433 | 4.4022 | 296.767 | 69.7736 | 2.6657 | 5.0611 | 151.3108 | 10.304 | 120.8431 | 48.6334 | 32.9457 | 92.5791 | 618.0242 | 69.2212 | 707.0535 | 8.2431 | 123.0792 | 777.0451 | 149.5442 | 101.4861 | 58.7075 | 76.7353 | 255.6105 | 49.6595 | 9.8641 | 157.0829 | 89.7827 | 12.0692 | 52.3427 | 651.5358 | 6.9383 | 65.105 | 53.9736 | 187.2154 | 264.8152 | 92.707 | 48.6576 | 28.1687 | 46.0944 | 0.012033 | 0.0011529 | 0.33018 | 31.6664 | 2.151 | 14.2593 | 2.5752 | 333.5287 | 11.8939 | 5.999 | 0.4166 | 7318.0492 | 759.1479 | 1433.3313 | 1283.5177 | 28.7924 | 1.0282 | 24.1609 | 3.0133 | 5850.3108 | 1216.7826 | 476.5603 | 84.5364 | 121.3444 | 9.7464 | 150.3492 | 0.0012044 | 31.5065 | 0.18018 | 11.6287 | 52.1923 | 3.9705 | 48.1509 | 162.4357 | 0.11921 | 0.25018 | 1.0802 | 2.3127 | 0.35174 | 0.2571 | 1.2194 | 0.15161 | 33.5029 | 0.0027476 | 13.2901 | 318.8625 | 0.023279 | 118.7937 | 5.4311 | 0.045283 | 0.65435 | 0.2579 | 5.0967 | 0.095173 | 1.7505 | 1.0977 | 1.4965 | 0.019765 | 0.11607 | 0.053413 | 4.5078 | 0.03469 | 0.53091 | 0.2122 | 7.9495 | 0.00040243 | 0.0032091 | 0.0029849 | 4.7483 | 0.019998 | 0.33306 | 0.22804 | 0.24191 | 0.0011673 | 0.019125 | 0.013675 | 1.2745 | 0.0054088 | 0.086171 | 0.057018 | 0.7125 | 0.0039025 | 0.047018 | 0.19558 | 0.52713 | 0.28946 | 1.0146 | 271.3346 | 0.01758 | 1.959 | 0.012959 | 4.1254 | 5.5912 | 2.8487 | 190.3939 | 0.18771 | 10.5876 | 9.1973 | 13.7606 | 111906.8692 | 9.3512 | 318.8951 | 8.5017 | 4.2758 | 2.1435 | 1.9126 | 2.9572 | 1.7024 | 1.9555 | 13.7517 | 3.758 | 0.65856 | 8.8244 | 2.876 | 269.1579 | 8.2181 | 0.44475 | 19.834 | 25.0251 | 585.0983 | 66.3708 | 4.9405 | 3.0946 | 7.1069 | 8.3634 | 0.27252 | 1.3456 | 4.9051 | 7.0389 | 6.1973 | 0.0018899 | 0.0012214 | 0.0043414 | 1.4819 | 8.9254e-05 | 0.0076562 | 5.4684e-05 | 0.019492 | 0.0024346 | 0.0084438 | 12.4354 | 0.00076027 | 0.68743 | 0.3076 | 7.6523 | 1.221 | 0.034144 | 1.3621 | 0.31313 | 0.020375 | 0.0072859 | 0.0077498 | 0.0031964 | 0.0057707 | 0.0063173 | 0.059982 | 0.080013 | 0.0034915 | 0.035011 | 0.010669 | 1.1315 | 0.00047475 | 0.00041459 | 0.1012 | 0.11968 | 2.7158 | 0.28613 | 0.022602 | 0.049984 | 0.02469 | 0.033104 | 0.0012756 | 0.0055648 | 0.019748 | 0.026124 | 0.026054 | 0.043666 | 0.016361 | 0.056316 | 19.2232 | 0.0011462 | 0.10976 | 0.00087442 | 0.38103 | 0.044791 | 0.15454 | 7.7152 | 0.010888 | 23.5684 | 14.5142 | 459.9149 | 30.3898 | 1.9438 | 28.8491 | 13.5142 | 0.97463 | 0.10257 | 0.092437 | 0.051188 | 0.084844 | 0.16496 | 1.8797 | 1.4545 | 0.043062 | 0.85651 | 0.16945 | 19.3397 | 0.0036516 | 0.0036888 | 9.3103 | 5.6206 | 166.6318 | 14.1861 | 1.6209 | 0.6204 | 0.43756 | 0.66665 | 0.021128 | 0.089832 | 0.35401 | 1.1683 | 1.172 | 0.028616 | 0.011863 | 0.016113 | 6.2961 | 0.0007751 | 0.20344 | 0.00059915 | 0.9161 | 0.059886 | 0.11341 | 5.3464 | 0.0078863 | 15.1684 | 7.6645 | 512.6556 | 20.1255 | 1.8218 | 20.5785 | 8.5124 | 0.57409 | 0.1359 | 0.21665 | 0.029527 | 0.1131 | 0.083028 | 1.7357 | 0.59558 | 0.16077 | 0.53191 | 0.20342 | 11.7499 | 0.0028407 | 0.0028663 | 3.7636 | 2.7451 | 57.1186 | 7.7287 | 3.3825 | 0.23908 | 0.2718 | 0.64923 | 0.014448 | 0.05698 | 0.20828 | 1.2101 | 1.1859 | 842.2172 | 278.624 | 225.8126 | 190.1276 | 53.6476 | 103.6991 | 39.4108 | 3839.4016 | 306.6781 | 78.5947 | 22.7545 | 139.9623 | 10.0244 | 242.1795 | 106.2187 | 11.3645 | 65.7324 | 0.39341 | 2515.3064 | 2.7808 | 6.6923 | 1.6173 | 2.8713 | 8.856 | 0.63991 | 0.8112 | 4.1565 | 0.23088 | 14.8985 | 0.15962 | 0.001549 | 0.037805 | 0.011471 | 0.30163 | 1.6641 | 1.9832 | 4.135 | 1.2477 | 1.4993
7 | 0.18 | 0.038005 | 0.013679 | 1.2015 | 0.9917 | 0.99881 | 0.67988 | 0.057056 | 0.88458 | 0.63223 | 0.92091 | 0.75128 | 0.75835 | 0.18478 | 1396.2616 | 326.9335 | 0.9487 | 0.80327 | 0.14306 | 0.24172 | 0.27662 | 2.7417 | 4.6763 | 473.2228 | 0.00033203 | 163.0675 | 114.8643 | 17.0642 | 137.7969 | 12.7928 | 1.9133 | 59.509 | 17.7621 | 10.7573 | 2687.0131 | 99.4528 | 93.9689 | 1606.7494 | 111.2016 | 97.5608 | 267.7728 | 224.9492 | 250.6579 | 29.0563 | 58.2191 | 0.91042 | 0.21682 | 0.019435 | 0.018023 | 0.001649 | 6.7022e-05 | 39.6452 | 13.3854 | 2.8175 | 0.89489 | 0.66596 | 0.11114 | 1.9865 | 45.6231 | 7.9397 | 0.30956 | 0.81988 | 27.3866 | 112.7065 | 37.558 | 18.0444 | 149.634 | 8.7064 | 0.033948 | 0.25223 | 0.90342 | 40.2007 | 15.6003 | 622.4434 | 124.6886 | 2.9276 | 0.09633 | 0.54138 | 0.10196 | 214.4808 | 141.1499 | 97.8241 | 56.486 | 13.8187 | 1289.3803 | 258.1365 | 88.1952 | 70.9946 | 262.0526 | 171.3102 | 79.0698 | 77.5965 | 7.7004 | 0.76782 | 0.63495 | 0.272 | 62.3089 | 7.0026 | 1.6786 | 2.2291 | 0.17968 | 9.2527e-05 | 32.3713 | 1.259 | 0.2177 | 0.18818 | 0.12571 | 3.0169 | 0.96658 | 1.213 | 0.39999 | 99.4121 | 13.8363 | 27.7267 | 8.9931 | 142.0643 | 186.4626 | 1871.7953 | 230.518 | 421.7789 | 153.247 | 774.1355 | 347.7421 | 90.3651 | 365.0373 | 0.063963 | 0.30109 | 0.026134 | 0.081725 | 0.0076971 | 0.0048974 | 1.981e-05 | 0.0021613 | 33.2966 | 11.3246 | 0.81864 | 0.19353 | 1.9671 | 6.738 | 327.8057 | 82.763 | 4.0303 | 5.2654 | 141.1356 | 8.1896 | 110.5047 | 41.1504 | 29.9914 | 83.1726 | 626.5995 | 68.2754 | 626.1874 | 8.7519 | 139.1328 | 794.5465 | 151.5296 | 107.572 | 50.8449 | 75.0389 | 216.7723 | 54.7057 | 8.7291 | 162.0476 | 75.1783 | 10.2635 | 47.5997 | 544.9257 | 6.2986 | 71.0516 | 61.7803 | 209.6207 | 287.1542 | 95.1613 | 44.0822 | 36.7603 | 50.8894 | 0.0085564 | 0.0012225 | 0.25683 | 34.2429 | 2.2382 | 9.9288 | 2.0453 | 299.2867 | 8.5739 | 3.8297 | 0.45369 | 5589.8792 | 844.5798 | 1419.9255 | 1315.8391 | 27.7754 | 0.65697 | 23.2022 | 2.6487 | 4951.4159 | 1447.425 | 583.9383 | 103.2068 | 152.7963 | 8.9306 | 176.1002 | 0.0012311 | 29.5768 | 0.14096 | 12.7302 | 60.0448 | 4.5258 | 61.4331 | 183.9661 | 0.11229 | 0.22897 | 1.438 | 3.9004 | 0.23366 | 0.20979 | 1.1141 | 0.14137 | 34.1372 | 0.002627 | 14.0233 | 273.72 | 0.022744 | 123.8721 | 5.6139 | 0.047536 | 0.63157 | 0.27745 | 4.6884 | 0.093383 | 1.6419 | 1.0749 | 1.4691 | 0.018048 | 0.11836 | 0.052806 | 4.5885 | 0.037261 | 0.536 | 0.21866 | 8.5022 | 0.00048008 | 0.0031211 | 0.0028162 | 5.0657 | 0.021207 | 0.39417 | 0.22544 | 0.28628 | 0.0010644 | 0.018997 | 0.012162 | 1.1177 | 0.0054865 | 0.096119 | 0.05195 | 0.68227 | 0.0033698 | 0.045178 | 0.17452 | 0.52399 | 0.25923 | 0.98163 | 360.9549 | 0.015118 | 1.9744 | 0.012319 | 3.7234 | 5.7058 | 2.4651 | 195.6078 | 0.10932 | 9.3199 | 8.2181 | 15.262 | 121676.9103 | 8.6668 | 331.1949 | 7.996 | 4.1949 | 2.0697 | 2.0989 | 3.0204 | 1.7552 | 1.6954 | 15.0029 | 3.6634 | 0.64698 | 7.6791 | 3.0004 | 281.0036 | 7.7839 | 0.47162 | 20.0972 | 28.0097 | 672.9665 | 59.0913 | 4.3129 | 2.685 | 8.1147 | 7.7516 | 0.25394 | 1.1549 | 5.311 | 7.1542 | 6.0904 | 0.0020916 | 0.0011617 | 0.0039344 | 1.5891 | 8.7238e-05 | 0.0072528 | 6.1885e-05 | 0.019922 | 0.0025974 | 0.0085876 | 12.8403 | 0.00066421 | 0.67871 | 0.28296 | 7.4615 | 1.3895 | 0.037013 | 1.4083 | 0.32325 | 0.019127 | 0.0069937 | 0.0072339 | 0.0035765 | 0.0063117 | 0.0067755 | 0.055879 | 0.07596 | 0.0035854 | 0.03123 | 0.0099834 | 1.0423 | 0.00046952 | 0.00047662 | 0.098664 | 0.13205 | 3.0489 | 0.32826 | 0.021607 | 0.046068 | 0.025021 | 0.037397 | 0.0012594 | 0.005046 | 0.021796 | 0.026552 | 0.023276 | 0.04165 | 0.016442 | 0.055171 | 19.5121 | 0.001235 | 0.093627 | 0.00090596 | 0.38972 | 0.046002 | 0.14642 | 7.6348 | 0.01097 | 21.4416 | 13.4751 | 502.3577 | 27.0975 | 1.6769 | 26.5531 | 13.6536 | 0.87313 | 0.11224 | 0.10963 | 0.049432 | 0.088954 | 0.15477 | 1.9015 | 1.3923 | 0.042653 | 0.82729 | 0.16813 | 18.5785 | 0.0036625 | 0.0035125 | 9.1399 | 5.3959 | 160.6957 | 14.8275 | 1.8033 | 0.69849 | 0.44578 | 0.66431 | 0.021544 | 0.091481 | 0.37688 | 1.0706 | 1.0521 | 0.026048 | 0.011316 | 0.016037 | 7.3969 | 0.00086617 | 0.23338 | 0.00063359 | 0.93865 | 0.067703 | 0.13022 | 5.4897 | 0.0086505 | 15.2411 | 8.6043 | 534.332 | 18.817 | 1.7909 | 19.1163 | 8.8421 | 0.5091 | 0.15115 | 0.20047 | 0.029945 | 0.10437 | 0.08299 | 2.0602 | 0.646 | 0.18996 | 0.54397 | 0.21545 | 12.3706 | 0.0032379 | 0.002818 | 3.8449 | 3.1603 | 61.3975 | 7.9894 | 2.9267 | 0.24439 | 0.31531 | 0.71921 | 0.014109 | 0.055303 | 0.21602 | 1.2677 | 1.2929 | 780.5336 | 324.7364 | 199.0441 | 193.4428 | 58.6547 | 109.7238 | 46.5045 | 3494.2928 | 247.7409 | 89.0782 | 19.5711 | 132.583 | 8.6334 | 247.1383 | 103.4973 | 11.6002 | 49.3718 | 0.37647 | 3518.0912 | 2.7093 | 7.2182 | 1.6552 | 2.962 | 11.5435 | 0.50891 | 0.75295 | 4.4014 | 0.2959 | 8.0405 | 0.16419 | 0.0014628 | 0.040368 | 0.011135 | 0.33852 | 1.6138 | 1.7967 | 4.4332 | 1.4879 | 1.3409
8 | 0.16462 | 0.03697 | 0.025663 | 1.4736 | 0.99615 | 0.99675 | 0.84903 | 0.034403 | 0.81525 | 0.60133 | 0.61072 | 0.73409 | 0.82683 | 0.22912 | 2361.0348 | 240.9635 | 0.94226 | 0.83456 | 0.16062 | 0.22396 | 0.093001 | 1.4832 | 6.2824 | 322.2486 | 0.0092026 | 145.3539 | 121.4299 | 12.835 | 120.7517 | 14.5839 | 2.1745 | 62.7676 | 15.1671 | 10.2278 | 2994.857 | 81.1054 | 86.1132 | 1949.3302 | 103.3703 | 86.8271 | 251.6036 | 218.962 | 254.1795 | 34.2917 | 50.0453 | 0.71642 | 0.36031 | 0.22092 | 0.015344 | 0.0019833 | 8.278e-05 | 36.1996 | 12.1363 | 2.6498 | 0.84628 | 0.54641 | 0.093415 | 2.5214 | 56.572 | 6.0052 | 0.299 | 0.85158 | 19.0152 | 89.2128 | 34.9395 | 20.3051 | 120.2706 | 8.4813 | 0.035541 | 0.28246 | 0.83749 | 44.9626 | 18.1531 | 516.831 | 103.3282 | 2.5278 | 0.10099 | 0.40544 | 0.092003 | 289.8847 | 126.3421 | 99.9095 | 70.158 | 16.8865 | 1194.351 | 249.2955 | 70.6426 | 78.9578 | 280.1872 | 181.1885 | 84.8665 | 77.8286 | 6.8629 | 0.41566 | 0.76243 | 0.33 | 62.7903 | 5.0687 | 2.1777 | 2.7308 | 0.19418 | 6.6477e-05 | 36.9116 | 1.104 | 0.2339 | 0.20536 | 0.13693 | 2.6924 | 0.95544 | 1.3465 | 0.38686 | 107.1863 | 15.197 | 37.4349 | 9.7438 | 124.4624 | 100.2847 | 2109.8954 | 250.7439 | 361.1837 | 192.4582 | 694.4518 | 408.2035 | 76.6144 | 490.1066 | 0.38287 | 0.42142 | 0.10238 | 0.06069 | 0.0097417 | 0.0070943 | 2.323e-05 | 0.0020807 | 29.962 | 12.889 | 0.84522 | 0.1966 | 2.6589 | 6.0238 | 409.0781 | 88.5071 | 4.1811 | 5.9864 | 123.9062 | 9.2854 | 134.2377 | 50.094 | 37.6899 | 90.1378 | 635.9516 | 57.5205 | 679.8057 | 8.1952 | 133.8273 | 757.585 | 157.493 | 105.58 | 61.5549 | 73.8072 | 254.6544 | 50.7401 | 7.8252 | 197.6943 | 90.8829 | 11.9457 | 43.5037 | 680.7352 | 6.4415 | 67.5103 | 55.0704 | 203.5481 | 285.6233 | 72.8509 | 49.3444 | 30.8122 | 52.8497 | 0.011512 | 0.0013838 | 0.28064 | 39.34 | 2.6647 | 13.2154 | 3.3836 | 254.1935 | 10.3521 | 4.1229 | 0.42823 | 6303.5743 | 946.505 | 1407.8734 | 1200.9808 | 33.4203 | 0.95543 | 25.2971 | 2.7773 | 5110.9148 | 1823.5923 | 620.5292 | 91.2754 | 127.6829 | 7.9044 | 165.8013 | 0.0012755 | 36.1995 | 0.18377 | 14.0554 | 48.9164 | 3.4046 | 51.4431 | 212.8985 | 0.1181 | 0.29161 | 2.8726 | 3.7399 | 0.16223 | 0.21813 | 1.378 | 0.16186 | 36.8461 | 0.0026561 | 14.214 | 318.168 | 0.023128 | 120.5844 | 5.2048 | 0.046134 | 0.67387 | 0.26323 | 4.9494 | 0.096517 | 1.7669 | 1.0249 | 1.5069 | 0.019537 | 0.11601 | 0.056209 | 4.302 | 0.036728 | 0.54676 | 0.20457 | 8.6679 | 0.00040291 | 0.0036278 | 0.0032291 | 5.2827 | 0.020783 | 0.38778 | 0.22118 | 0.26075 | 0.0012389 | 0.02276 | 0.013464 | 1.3105 | 0.0049007 | 0.092525 | 0.055343 | 0.77187 | 0.0039492 | 0.044173 | 0.18589 | 0.52859 | 0.29872 | 1.0847 | 377.7788 | 0.017845 | 1.9624 | 0.011709 | 3.518 | 3.8385 | 3.0862 | 193.5195 | 0.49224 | 10.2197 | 8.4432 | 14.0862 | 125155.8338 | 8.3075 | 353.7048 | 8.4676 | 4.0463 | 2.2694 | 2.0787 | 2.5463 | 1.6549 | 1.7327 | 13.2705 | 4.1774 | 0.77838 | 8.3394 | 2.6844 | 275.6561 | 7.6806 | 0.48347 | 18.1943 | 28.7941 | 625.9467 | 60.3495 | 4.8452 | 2.6944 | 7.6194 | 7.4554 | 0.27652 | 1.2027 | 4.7851 | 7.2328 | 5.8658 | 0.0021616 | 0.0011813 | 0.0041954 | 1.4437 | 8.3685e-05 | 0.0077016 | 6.5275e-05 | 0.019821 | 0.0025654 | 0.0083298 | 13.9283 | 0.00076741 | 0.60695 | 0.31967 | 7.8936 | 1.2946 | 0.039632 | 1.1728 | 0.27964 | 0.020643 | 0.0081845 | 0.0069927 | 0.0038049 | 0.0056219 | 0.0067168 | 0.063421 | 0.078528 | 0.0037871 | 0.032661 | 0.01028 | 1.2248 | 0.0004264 | 0.00042843 | 0.10973 | 0.13056 | 2.8267 | 0.31181 | 0.01948 | 0.045572 | 0.02673 | 0.038188 | 0.0010963 | 0.0057897 | 0.018377 | 0.023171 | 0.022949 | 0.039301 | 0.01726 | 0.059926 | 16.8748 | 0.0012185 | 0.10307 | 0.00080105 | 0.43901 | 0.050045 | 0.14905 | 6.9322 | 0.010297 | 20.7063 | 13.1139 | 489.8965 | 29.0835 | 1.6119 | 31.0422 | 15.5193 | 0.91056 | 0.11774 | 0.092738 | 0.056696 | 0.090775 | 0.18339 | 1.9188 | 1.2651 | 0.043361 | 0.87222 | 0.16633 | 19.8209 | 0.0033893 | 0.0034423 | 9.6416 | 5.4661 | 149.0435 | 14.3625 | 1.7215 | 0.66931 | 0.42536 | 0.57699 | 0.019692 | 0.085366 | 0.33946 | 0.98357 | 1.1462 | 0.029746 | 0.010083 | 0.015527 | 7.1505 | 0.00088873 | 0.23909 | 0.0005777 | 0.88429 | 0.069177 | 0.12931 | 5.0845 | 0.0084523 | 14.7315 | 8.2798 | 562.0511 | 19.5361 | 1.7395 | 20.3761 | 8.1875 | 0.5473 | 0.16249 | 0.22314 | 0.026963 | 0.10947 | 0.08093 | 1.8852 | 0.62993 | 0.17338 | 0.5082 | 0.21904 | 12.593 | 0.0031301 | 0.0030809 | 4.1838 | 2.68 | 56.7826 | 9.018 | 3.2613 | 0.23499 | 0.27848 | 0.6895 | 0.013846 | 0.056345 | 0.23159 | 1.2253 | 1.2191 | 852.9721 | 355.4887 | 228.9972 | 182.1492 | 62.1544 | 91.0026 | 43.6048 | 3512.5173 | 267.7777 | 76.601 | 18.0748 | 108.2044 | 9.4176 | 212.5391 | 85.1272 | 13.758 | 65.3442 | 0.35606 | 2747.8109 | 2.7935 | 7.6352 | 2.0133 | 2.8203 | 12.696 | 0.54582 | 0.66333 | 3.1293 | 0.27255 | 11.0111 | 0.16286 | 0.0015721 | 0.03375 | 0.01185 | 0.29834 | 1.7706 | 2.0477 | 4.4635 | 1.123 | 1.6604
9 | 0.13713 | 0.026015 | 0.0071329 | 1.364 | 0.99956 | 0.99077 | 0.76654 | 0.027219 | 0.83261 | 0.55293 | 0.77695 | 0.81148 | 0.89245 | 0.23579 | 1104.222 | 119.5505 | 0.94381 | 0.82055 | 0.18914 | 0.16902 | 0.28011 | 1.9989 | 6.9488 | 641.1926 | 0.0064066 | 151.3822 | 106.1325 | 12.3716 | 142.9166 | 15.5 | 2.2948 | 65.4706 | 13.4633 | 12.4949 | 2587.4557 | 88.12 | 103.2674 | 1700.727 | 116.5844 | 93.2494 | 280.8876 | 252.885 | 201.9049 | 33.0024 | 53.8253 | 0.93587 | 0.049518 | 0.10894 | 0.01782 | 0.0022708 | 7.0253e-05 | 37.7292 | 10.5937 | 2.6005 | 0.82946 | 0.48392 | 0.09566 | 2.19 | 69.3367 | 11.0674 | 0.31588 | 0.83771 | 20.2506 | 105.0462 | 32.7673 | 19.4802 | 154.0965 | 7.9029 | 0.038355 | 0.29188 | 0.98834 | 39.0017 | 16.8167 | 687.7467 | 93.3596 | 3.7469 | 0.070742 | 0.63416 | 0.11684 | 221.0402 | 132.8678 | 102.0196 | 62.2207 | 18.0253 | 1182.4857 | 285.6287 | 95.4165 | 71.9914 | 229.7899 | 183.7869 | 78.0533 | 88.6335 | 8.2916 | 0.66215 | 0.76555 | 0.30342 | 66.4812 | 5.9033 | 2.0479 | 2.5277 | 0.19799 | 7.6243e-05 | 35.479 | 1.349 | 0.20732 | 0.27495 | 0.12875 | 3.3474 | 0.96342 | 1.2419 | 0.55498 | 82.1314 | 16.1557 | 25.0264 | 9.6591 | 149.0804 | 168.6837 | 2141.2421 | 270.738 | 421.7198 | 170.2682 | 878.61 | 315.289 | 78.3265 | 423.0655 | 0.32806 | 0.1314 | 0.068468 | 0.084563 | 0.0073288 | 0.0055809 | 2.873e-05 | 0.0019421 | 32.8782 | 13.9226 | 0.87686 | 0.15661 | 2.4966 | 6.625 | 300.6659 | 66.7206 | 3.3374 | 4.3869 | 130.1964 | 10.135 | 118.7838 | 51.3987 | 29.532 | 78.9948 | 595.2592 | 62.66 | 726.5793 | 8.0663 | 138.0064 | 626.6842 | 148.3842 | 88.4058 | 57.7609 | 73.0838 | 205.3527 | 60.2692 | 8.5612 | 177.1022 | 73.2594 | 9.3624 | 53.8301 | 586.6018 | 5.8118 | 81.8988 | 68.9637 | 172.4844 | 309.6598 | 78.4421 | 56.603 | 33.936 | 45.0813 | 0.011953 | 0.001336 | 0.26339 | 27.5971 | 2.8586 | 10.1952 | 2.2372 | 214.3455 | 12.4523 | 3.9982 | 0.5692 | 7426.2697 | 836.7515 | 1291.3816 | 1226.4778 | 30.215 | 1.2991 | 21.9574 | 2.6819 | 5402.2058 | 1657.7078 | 518.7877 | 109.6071 | 156.0593 | 9.5641 | 159.0174 | 0.0015666 | 30.616 | 0.1652 | 11.7062 | 85.8197 | 4.9001 | 93.523 | 218.344 | 0.12699 | 0.23785 | 2.9951 | 3.8458 | 0.27064 | 0.23334 | 1.1852 | 0.12161 | 32.9872 | 0.0026046 | 12.8436 | 270.0357 | 0.025787 | 132.4205 | 4.9972 | 0.048146 | 0.61528 | 0.24197 | 4.871 | 0.089307 | 1.7447 | 1.1391 | 1.5128 | 0.01831 | 0.11519 | 0.051465 | 4.3865 | 0.037125 | 0.53854 | 0.2245 | 8.1417 | 0.00040751 | 0.0032919 | 0.0027606 | 4.6822 | 0.022004 | 0.34414 | 0.21043 | 0.27257 | 0.0012606 | 0.019331 | 0.014375 | 1.2148 | 0.0050691 | 0.093844 | 0.056367 | 0.76256 | 0.0037337 | 0.04476 | 0.18195 | 0.51762 | 0.25005 | 1.0134 | 302.9125 | 0.013626 | 1.991 | 0.011641 | 4.5521 | 5.3644 | 2.2008 | 197.0821 | 0.39869 | 10.1454 | 8.3861 | 15.1461 | 123102.3659 | 9.0807 | 356.0347 | 9.0831 | 4.1344 | 2.0246 | 1.9516 | 3.0736 | 1.4671 | 1.8342 | 13.5995 | 4.3698 | 0.69904 | 7.4185 | 2.7117 | 261.7501 | 8.429 | 0.48851 | 19.9105 | 25.6967 | 603.9993 | 67.4846 | 4.6827 | 3.0689 | 7.2907 | 8.1733 | 0.28628 | 1.1868 | 5.2296 | 7.4491 | 6.6644 | 0.0021732 | 0.0012942 | 0.0040241 | 1.5113 | 8.8776e-05 | 0.0071602 | 6.2608e-05 | 0.016808 | 0.0026542 | 0.0078605 | 12.6589 | 0.00070439 | 0.64051 | 0.33214 | 8.1757 | 1.206 | 0.036222 | 1.1822 | 0.29235 | 0.017702 | 0.0073423 | 0.0064029 | 0.0036703 | 0.0064448 | 0.0069332 | 0.059361 | 0.081306 | 0.0036294 | 0.0323 | 0.0098566 | 1.061 | 0.00045469 | 0.00044456 | 0.095419 | 0.10901 | 2.7663 | 0.30427 | 0.022453 | 0.04206 | 0.028433 | 0.034001 | 0.0012143 | 0.0049643 | 0.018314 | 0.024551 | 0.025872 | 0.037207 | 0.017684 | 0.061332 | 18.1066 | 0.0012603 | 0.10796 | 0.0008264 | 0.42894 | 0.052835 | 0.16613 | 7.8729 | 0.010558 | 23.0086 | 14.2913 | 468.4618 | 29.9381 | 1.7604 | 31.3768 | 14.2527 | 0.95819 | 0.11365 | 0.10818 | 0.052784 | 0.092531 | 0.18245 | 1.9881 | 1.3096 | 0.045021 | 0.84887 | 0.18095 | 20.9859 | 0.0035714 | 0.0034672 | 10.4586 | 4.7162 | 158.3407 | 15.5011 | 1.5533 | 0.59559 | 0.45788 | 0.63466 | 0.019399 | 0.092943 | 0.39451 | 1.1006 | 1.0132 | 0.02748 | 0.010197 | 0.016726 | 6.6781 | 0.00077126 | 0.22796 | 0.00061849 | 0.86118 | 0.070222 | 0.1235 | 5.2496 | 0.0088107 | 16.7882 | 9.0046 | 523.0534 | 20.5782 | 1.719 | 20.8859 | 8.4195 | 0.50357 | 0.1413 | 0.23071 | 0.028109 | 0.10232 | 0.07016 | 1.7724 | 0.6087 | 0.19311 | 0.47962 | 0.2134 | 11.3 | 0.0032085 | 0.0031218 | 4.0408 | 2.9862 | 59.634 | 7.7069 | 3.4473 | 0.27821 | 0.30487 | 0.71299 | 0.012758 | 0.053713 | 0.22517 | 1.3084 | 1.1764 | 722.0915 | 313.3953 | 237.0309 | 212.3955 | 69.1608 | 110.7152 | 35.7812 | 3322.5364 | 298.883 | 81.3186 | 20.5868 | 127.044 | 8.9929 | 254.0632 | 93.6563 | 10.6656 | 51.2334 | 0.42479 | 3177.4069 | 2.0759 | 5.4959 | 1.7918 | 2.6351 | 10.7996 | 0.56764 | 0.65308 | 3.7133 | 0.28969 | 16.4105 | 0.15495 | 0.001518 | 0.039994 | 0.012949 | 0.32469 | 1.508 | 1.8542 | 4.3051 | 1.4551 | 1.2573
10 | 0.18518 | 0.028334 | 0.0079397 | 1.3928 | 0.99092 | 0.99575 | 0.88855 | 0.040104 | 0.82161 | 0.57372 | 0.69644 | 0.8604 | 0.80834 | 0.23601 | 1558.456 | 168.7838 | 0.95335 | 0.78429 | 0.13217 | 0.19797 | 0.43379 | 3.3138 | 2.659 | 359.983 | 0.0044244 | 157.4927 | 115.2428 | 14.5474 | 133.8275 | 14.8958 | 1.7748 | 45.9517 | 13.8048 | 11.3505 | 3076.4801 | 77.9654 | 99.4142 | 1876.5065 | 108.7666 | 85.7692 | 240.8331 | 238.6807 | 246.7028 | 30.2274 | 59.2295 | 0.79674 | 0.26771 | 0.29894 | 0.013323 | 0.0019496 | 7.843e-05 | 33.9148 | 14.2642 | 2.9504 | 0.7978 | 0.67859 | 0.11304 | 2.4899 | 62.4787 | 6.9556 | 0.30206 | 0.75677 | 26.3075 | 101.5217 | 38.4632 | 20.9986 | 130.3537 | 8.4136 | 0.039363 | 0.24396 | 0.66277 | 36.6249 | 14.9879 | 877.123 | 94.2987 | 3.6996 | 0.1221 | 0.38686 | 0.076445 | 244.7608 | 155.4838 | 81.7991 | 54.7647 | 16.6376 | 1028.0467 | 230.3396 | 78.0987 | 73.0427 | 226.0336 | 165.9471 | 82.9595 | 73.5214 | 8.6371 | 0.61921 | 0.80094 | 0.45213 | 71.6437 | 5.2241 | 1.9872 | 2.5807 | 0.15456 | 7.948e-05 | 31.023 | 0.85292 | 0.2532 | 0.17248 | 0.12302 | 3.2842 | 0.95968 | 1.1265 | 0.40937 | 111.0252 | 14.471 | 34.21 | 7.7751 | 143.3471 | 193.7436 | 1727.2543 | 250.0075 | 337.9312 | 188.1302 | 787.6153 | 395.9386 | 80.5771 | 477.946 | 0.1376 | 0.33928 | 0.010567 | 0.071786 | 0.0091451 | 0.0057032 | 2.0293e-05 | 0.0024899 | 26.9913 | 9.9025 | 1.0446 | 0.18186 | 2.3655 | 5.2532 | 372.9201 | 63.8671 | 3.5766 | 3.9835 | 122.8854 | 9.934 | 126.1676 | 43.2089 | 34.6342 | 81.7756 | 766.0431 | 72.5663 | 671.1785 | 9.6587 | 135.0855 | 714.5456 | 166.4449 | 99.8369 | 54.7669 | 78.3702 | 241.8951 | 61.8998 | 9.3091 | 154.0132 | 83.0553 | 12.171 | 45.4741 | 639.0101 | 6.0836 | 73.5813 | 58.1938 | 167.3949 | 249.2895 | 75.8404 | 53.6376 | 29.9757 | 47.7006 | 0.0088995 | 0.0010591 | 0.2935 | 36.8507 | 1.9725 | 9.3045 | 3.3313 | 285.7646 | 12.1173 | 5.8008 | 0.52844 | 6825.8447 | 731.0308 | 1287.2118 | 1415.6061 | 31.4461 | 1.0404 | 27.166 | 2.8692 | 5468.452 | 1471.4163 | 545.1841 | 90.2053 | 157.9765 | 8.6182 | 184.5984 | 0.001125 | 28.5602 | 0.14294 | 11.0701 | 62.9595 | 4.2556 | 86.8661 | 187.2004 | 0.11001 | 0.25614 | 2.7952 | 2.8601 | 0.33782 | 0.20649 | 1.1471 | 0.14763 | 31.6429 | 0.0029654 | 12.3902 | 282.2365 | 0.026761 | 111.6312 | 5.2893 | 0.044693 | 0.61137 | 0.26685 | 4.7304 | 0.098058 | 1.8414 | 1.0361 | 1.4807 | 0.019017 | 0.10714 | 0.056612 | 4.2179 | 0.038524 | 0.50898 | 0.22724 | 8.3013 | 0.00044249 | 0.0034094 | 0.0027077 | 5.1324 | 0.018405 | 0.35577 | 0.23223 | 0.29054 | 0.0011583 | 0.02168 | 0.012268 | 1.2516 | 0.005205 | 0.10101 | 0.052866 | 0.66931 | 0.0036328 | 0.041005 | 0.17014 | 0.51145 | 0.30928 | 1.1318 | 341.2025 | 0.016795 | 1.9442 | 0.011926 | 4.4429 | 5.2065 | 2.6835 | 207.0939 | 0.31757 | 10.7853 | 9.5886 | 14.0679 | 123251.3642 | 7.8373 | 300.7347 | 8.2802 | 4.0199 | 1.9703 | 2.0138 | 2.66 | 1.4966 | 1.884 | 14.0497 | 4.438 | 0.7595 | 7.9742 | 3.0498 | 242.3868 | 8.2644 | 0.42697 | 19.2148 | 27.3137 | 683.4626 | 68.7217 | 4.1861 | 2.9704 | 8.5129 | 8.4472 | 0.25879 | 1.2707 | 5.061 | 7.3375 | 6.5923 | 0.001995 | 0.0012462 | 0.0042714 | 1.426 | 9.7608e-05 | 0.0068724 | 6.4547e-05 | 0.01892 | 0.0024188 | 0.0074242 | 13.1391 | 0.00078642 | 0.67001 | 0.29424 | 8.2998 | 1.2476 | 0.039019 | 1.2951 | 0.30872 | 0.017631 | 0.0069177 | 0.0074049 | 0.003828 | 0.0065552 | 0.0064738 | 0.062717 | 0.072022 | 0.0038233 | 0.030661 | 0.010022 | 1.1969 | 0.00046475 | 0.00044854 | 0.097123 | 0.10992 | 2.9986 | 0.28099 | 0.019957 | 0.048704 | 0.025973 | 0.039009 | 0.0011112 | 0.0050012 | 0.021439 | 0.025486 | 0.024503 | 0.037564 | 0.016725 | 0.063384 | 16.8158 | 0.0011619 | 0.097804 | 0.00091863 | 0.43394 | 0.051732 | 0.15193 | 8.0584 | 0.011729 | 21.87 | 14.1488 | 500.7228 | 28.6365 | 1.7835 | 25.706 | 15.2333 | 0.8495 | 0.11474 | 0.10282 | 0.054145 | 0.095923 | 0.17018 | 1.8215 | 1.5138 | 0.048148 | 0.91956 | 0.17203 | 19.6227 | 0.0035262 | 0.0037229 | 9.689 | 5.6113 | 149.7459 | 13.8224 | 1.7422 | 0.67599 | 0.40321 | 0.57361 | 0.019472 | 0.088698 | 0.35804 | 0.97849 | 0.98312 | 0.025051 | 0.011748 | 0.014032 | 7.0574 | 0.00075909 | 0.21246 | 0.00057137 | 0.94376 | 0.071133 | 0.12613 | 5.2167 | 0.0085263 | 16.2587 | 9.0618 | 519.6125 | 17.5226 | 1.7566 | 18.8017 | 7.7718 | 0.53269 | 0.13806 | 0.23236 | 0.031217 | 0.10309 | 0.074187 | 1.9863 | 0.56273 | 0.18465 | 0.45798 | 0.21724 | 13.0502 | 0.0030507 | 0.0031889 | 3.638 | 3.0297 | 67.1079 | 7.6124 | 3.3341 | 0.25038 | 0.31896 | 0.6659 | 0.013652 | 0.057331 | 0.20507 | 1.1406 | 1.167 | 691.7171 | 320.4953 | 267.0567 | 218.1936 | 65.2755 | 99.9187 | 38.9742 | 3180.6575 | 316.4831 | 100.3263 | 18.4931 | 109.5765 | 9.5809 | 230.7141 | 112.7311 | 12.5321 | 50.1492 | 0.40086 | 2663.1794 | 1.9515 | 6.0688 | 2.307 | 3.0703 | 11.2783 | 0.60246 | 0.88947 | 4.5041 | 0.23131 | 16.0047 | 0.1487 | 0.0017058 | 0.033599 | 0.012279 | 0.25196 | 1.6764 | 1.912 | 3.7018 | 1.3225 | 1.5669
11 | 0.17015 | 0.026704 | 0.015633 | 1.124 | 0.99712 | 0.99965 | 0.88043 | 0.084094 | 0.86042 | 0.67824 | 0.62673 | 0.83281 | 0.79231 | 0.22127 | 894.5174 | 432.7355 | 0.96435 | 0.77692 | 0.19335 | 0.28735 | 0.14699 | 2.0561 | 1.3405 | 202.5399 | 0.0035008 | 153.1803 | 99.8032 | 14.1427 | 146.9815 | 15.7335 | 2.0644 | 55.6567 | 14.5703 | 12.0801 | 2435.314 | 81.6362 | 82.4619 | 1630.775 | 123.7701 | 90.8631 | 292.9078 | 276.255 | 194.8843 | 29.5862 | 51.4474 | 0.84158 | 0.33144 | 0.24841 | 0.014091 | 0.0015949 | 7.1909e-05 | 28.4636 | 11.2435 | 3.2558 | 0.96702 | 0.52423 | 0.083398 | 2.5827 | 49.4865 | 3.6383 | 0.27277 | 0.89191 | 22.4747 | 118.2334 | 33.9926 | 16.0569 | 151.3614 | 9.5461 | 0.03222 | 0.28609 | 0.96551 | 41.7396 | 18.4394 | 702.1715 | 116.2968 | 3.2445 | 0.091697 | 0.55335 | 0.10919 | 290.807 | 162.0576 | 84.4597 | 66.342 | 15.8818 | 1080.4264 | 220.6627 | 102.8779 | 74.3232 | 266.9028 | 140.6117 | 97.6915 | 74.0736 | 7.2941 | 0.55749 | 0.8768 | 0.24808 | 49.376 | 6.7382 | 1.7941 | 2.4785 | 0.14931 | 8.8083e-05 | 32.9376 | 1.1558 | 0.2249 | 0.17639 | 0.16487 | 2.4541 | 0.96912 | 0.88946 | 0.37117 | 79.5868 | 18.5252 | 39.9546 | 8.6685 | 152.3782 | 144.4501 | 1787.261 | 245.2344 | 294.2469 | 157.0033 | 819.8542 | 306.6815 | 77.6675 | 412.3043 | 0.17064 | 0.25514 | 0.20982 | 0.068366 | 0.010336 | 0.006535 | 2.6721e-05 | 0.0022395 | 36.3351 | 11.6254 | 1.1218 | 0.13818 | 2.6034 | 5.8199 | 418.7965 | 74.5004 | 2.897 | 5.6712 | 137.4857 | 8.5564 | 116.0682 | 45.9624 | 30.5498 | 99.1811 | 689.6306 | 65.9136 | 691.9939 | 10.4941 | 108.4035 | 689.6671 | 162.688 | 93.9157 | 56.1497 | 63.1476 | 238.662 | 56.772 | 9.5007 | 184.5082 | 85.9564 | 10.0639 | 49.8131 | 658.9267 | 7.2264 | 66.6648 | 58.7478 | 212.85 | 280.3214 | 82.516 | 50.1937 | 27.6774 | 45.7087 | 0.010004 | 0.0014132 | 0.23324 | 30.9479 | 2.6304 | 11.3848 | 3.1205 | 308.7897 | 11.4451 | 6.1174 | 0.48812 | 7118.7175 | 762.6503 | 1234.7335 | 1444.9356 | 34.7999 | 0.68877 | 23.0255 | 2.6038 | 5919.3273 | 1371.453 | 628.4664 | 101.6967 | 135.0377 | 9.395 | 168.5006 | 0.0015425 | 27.1782 | 0.15073 | 14.8705 | 83.5937 | 4.2707 | 70.5034 | 229.6888 | 0.10184 | 0.26273 | 2.0696 | 2.9563 | 0.28522 | 0.26688 | 0.90464 | 0.1377 | 33.9555 | 0.0030046 | 13.5756 | 302.6674 | 0.024361 | 118.128 | 5.7059 | 0.046585 | 0.63631 | 0.25298 | 4.9052 | 0.091297 | 1.6986 | 1.1661 | 1.4368 | 0.018143 | 0.11962 | 0.054632 | 4.3438 | 0.037701 | 0.55624 | 0.22174 | 8.9082 | 0.00046368 | 0.0037737 | 0.003062 | 5.2442 | 0.019548 | 0.33177 | 0.21385 | 0.27008 | 0.0011455 | 0.019873 | 0.01434 | 1.2558 | 0.0054282 | 0.088365 | 0.049417 | 0.66301 | 0.0038727 | 0.047917 | 0.18967 | 0.54276 | 0.29682 | 1.048 | 299.2714 | 0.01551 | 1.9702 | 0.012583 | 5.4386 | 4.0296 | 3.1405 | 205.642 | 0.36239 | 9.7495 | 8.786 | 13.5072 | 120493.2717 | 8.4085 | 337.678 | 8.1839 | 4.4153 | 1.925 | 1.9823 | 2.6343 | 1.7093 | 1.8681 | 14.1751 | 4.3991 | 0.70357 | 8.7679 | 2.8061 | 257.5117 | 8.8051 | 0.44665 | 16.8885 | 29.3431 | 688.5603 | 63.7673 | 4.4955 | 2.6085 | 7.7461 | 7.2181 | 0.24075 | 1.3087 | 4.985 | 7.6878 | 6.2267 | 0.0020295 | 0.0012999 | 0.0040704 | 1.5365 | 8.6184e-05 | 0.0069471 | 6.1115e-05 | 0.017084 | 0.0025032 | 0.0081103 | 13.565 | 0.00080639 | 0.69545 | 0.28003 | 7.5832 | 1.3564 | 0.034583 | 1.2038 | 0.27458 | 0.01873 | 0.0074649 | 0.0076742 | 0.0032699 | 0.0064788 | 0.0072022 | 0.054434 | 0.075586 | 0.0034068 | 0.030956 | 0.0096349 | 1.0282 | 0.00041474 | 0.00043299 | 0.096375 | 0.11215 | 2.821 | 0.32185 | 0.020907 | 0.046254 | 0.028625 | 0.034693 | 0.0011817 | 0.0057757 | 0.019349 | 0.022583 | 0.023061 | 0.041874 | 0.016047 | 0.054703 | 19.8794 | 0.0013111 | 0.099185 | 0.00089825 | 0.40518 | 0.048069 | 0.16081 | 7.943 | 0.011278 | 22.1041 | 14.2993 | 509.8425 | 26.6586 | 1.8598 | 27.7871 | 13.7814 | 0.8242 | 0.11054 | 0.10718 | 0.058715 | 0.10191 | 0.1696 | 2.0549 | 1.377 | 0.047574 | 0.90999 | 0.17623 | 21.6254 | 0.0031987 | 0.0037274 | 10.9607 | 5.3043 | 140.5824 | 12.8773 | 1.6819 | 0.62943 | 0.40912 | 0.55428 | 0.019204 | 0.087111 | 0.38157 | 1.1618 | 1.0345 | 0.025291 | 0.011717 | 0.014635 | 7.5201 | 0.00080134 | 0.20731 | 0.00061265 | 0.95426 | 0.060617 | 0.115 | 5.9243 | 0.0083408 | 15.0169 | 8.1941 | 539.3655 | 18.4194 | 1.6754 | 19.8403 | 8.2281 | 0.48421 | 0.16393 | 0.2126 | 0.032897 | 0.11533 | 0.074649 | 1.8559 | 0.53755 | 0.17262 | 0.46639 | 0.20785 | 12.646 | 0.0030936 | 0.0029259 | 3.5471 | 3.144 | 60.1315 | 7.8934 | 2.9932 | 0.25896 | 0.30732 | 0.70961 | 0.012683 | 0.049754 | 0.22716 | 1.0961 | 1.2561 | 752.2235 | 336.8007 | 256.688 | 207.3985 | 63.2982 | 86.5746 | 38.5405 | 3372.4621 | 290.5633 | 95.9866 | 20.2978 | 125.1821 | 7.9475 | 200.2224 | 108.9696 | 11.6589 | 58.7622 | 0.45707 | 2350.291 | 2.6003 | 5.0742 | 1.8331 | 2.4107 | 13.413 | 0.58051 | 0.91531 | 3.1726 | 0.32207 | 12.8552 | 0.17415 | 0.0017085 | 0.039604 | 0.012849 | 0.32116 | 1.4061 | 1.4764 | 3.8253 | 1.5275 | 1.6324
12 | 0.1524 | 0.017214 | 0.022828 | 1.3219 | 0.9923 | 0.99817 | 0.72098 | 0.06387 | 0.87386 | 0.70148 | 0.65295 | 0.71911 | 0.77513 | 0.19848 | 1681.523 | 233.2458 | 0.94465 | 0.85299 | 0.12097 | 0.31167 | 0.32296 | 0.3324 | 3.238 | 225.1492 | 0.007427 | 148.3556 | 95.9119 | 12.9623 | 167.3164 | 16.8659 | 2.1261 | 57.9944 | 15.8264 | 13.3981 | 2873.733 | 91.9882 | 98.9717 | 1681.8449 | 130.1176 | 100.5242 | 254.7691 | 255.2184 | 228.7749 | 35.9555 | 56.7537 | 0.81905 | 0.28271 | 0.1586 | 0.017457 | 0.0023271 | 7.4384e-05 | 31.7574 | 12.3895 | 3.195 | 0.76308 | 0.5754 | 0.091595 | 2.3664 | 44.4165 | 6.7583 | 0.26233 | 0.87652 | 22.9245 | 126.763 | 29.319 | 17.4346 | 148.1109 | 8.8125 | 0.035373 | 0.23481 | 0.87133 | 32.778 | 13.6635 | 561.7916 | 137.8457 | 3.3459 | 0.11457 | 0.52401 | 0.080309 | 269.3405 | 127.3658 | 86.1711 | 63.8609 | 15.3067 | 1098.5849 | 266.2982 | 91.6923 | 75.0759 | 218.866 | 155.3611 | 89.707 | 81.7784 | 7.0046 | 0.46082 | 0.98637 | 0.20089 | 52.5385 | 6.6485 | 2.2281 | 2.3587 | 0.14043 | 6.914e-05 | 39.5031 | 1.1288 | 0.23766 | 0.19952 | 0.16394 | 2.8909 | 0.96784 | 1.3092 | 0.43443 | 105.6719 | 16.951 | 24.61 | 8.3647 | 153.3494 | 106.9038 | 1919.3449 | 223.4363 | 391.4659 | 175.1124 | 844.3513 | 331.9944 | 86.7317 | 459.2341 | 0.01434 | 0.38555 | 0.17923 | 0.077608 | 0.010164 | 0.0058367 | 2.7834e-05 | 0.0026062 | 28.1218 | 12.7101 | 1.0206 | 0.16052 | 2.7942 | 4.9135 | 429.2504 | 71.9324 | 3.2524 | 5.1567 | 121.3317 | 10.0433 | 130.2889 | 51.4659 | 36.9666 | 95.5587 | 773.3627 | 64.2961 | 610.5151 | 8.7751 | 120.7315 | 819.1061 | 134.3307 | 82.771 | 47.7062 | 75.8207 | 204.2872 | 57.8135 | 9.6009 | 190.6509 | 87.1127 | 10.5624 | 43.7963 | 531.0202 | 7.1455 | 85.369 | 62.1704 | 182.6983 | 307.1086 | 90.2651 | 52.4831 | 32.0184 | 42.7812 | 0.0093565 | 0.0012968 | 0.28491 | 38.6917 | 2.1986 | 11.914 | 3.2033 | 209.0441 | 7.5555 | 4.6324 | 0.59439 | 6580.3187 | 813.1322 | 1192.1652 | 1051.8857 | 26.9999 | 0.78927 | 24.7143 | 2.7462 | 5964.7107 | 1862.9403 | 574.2092 | 101.9888 | 152.5027 | 10.2041 | 146.7499 | 0.0014872 | 39.4525 | 0.15339 | 14.5616 | 72.5015 | 3.2347 | 81.2434 | 156.4842 | 0.12008 | 0.26982 | 1.3846 | 2.4436 | 0.15962 | 0.21738 | 1.0474 | 0.13362 | 32.3872 | 0.0025183 | 12.615 | 311.2368 | 0.024668 | 112.1844 | 5.1973 | 0.045832 | 0.65905 | 0.23927 | 5.0772 | 0.099605 | 1.7782 | 1.0051 | 1.553 | 0.018933 | 0.12199 | 0.054568 | 4.4346 | 0.040842 | 0.50312 | 0.21097 | 9.2061 | 0.00047115 | 0.0031793 | 0.0031789 | 4.9815 | 0.021092 | 0.35913 | 0.24274 | 0.24901 | 0.0012053 | 0.022846 | 0.012743 | 1.3273 | 0.0057282 | 0.095133 | 0.054455 | 0.74236 | 0.0036516 | 0.042581 | 0.16391 | 0.53443 | 0.27544 | 1.0737 | 349.6682 | 0.016999 | 1.948 | 0.012723 | 3.2796 | 4.6925 | 2.3182 | 196.9708 | 0.30192 | 9.0033 | 8.2565 | 13.5918 | 102881.2968 | 8.031 | 326.6583 | 9.4117 | 4.4704 | 2.1558 | 2.0379 | 2.5767 | 1.5179 | 1.7095 | 15.1602 | 4.1488 | 0.74574 | 8.5008 | 2.833 | 271.6154 | 8.6077 | 0.48038 | 18.6951 | 27.481 | 638.6578 | 69.7584 | 4.6286 | 2.9099 | 8.3883 | 7.8886 | 0.26825 | 1.1717 | 5.3764 | 6.6168 | 6.7884 | 0.001899 | 0.0012051 | 0.0044006 | 1.3697 | 8.0699e-05 | 0.0067978 | 6.0135e-05 | 0.019671 | 0.0028651 | 0.0080674 | 14.1065 | 0.00072089 | 0.57329 | 0.3288 | 8.0216 | 1.3776 | 0.037972 | 1.3752 | 0.32579 | 0.018023 | 0.0071533 | 0.007492 | 0.0032241 | 0.0061346 | 0.0072835 | 0.062009 | 0.06826 | 0.0039103 | 0.031774 | 0.0096984 | 1.1627 | 0.00044098 | 0.00046465 | 0.10868 | 0.12582 | 2.789 | 0.27827 | 0.021218 | 0.044618 | 0.027507 | 0.036415 | 0.0011606 | 0.0052127 | 0.02002 | 0.026336 | 0.02673 | 0.038672 | 0.019111 | 0.057543 | 18.0157 | 0.001323 | 0.10055 | 0.00077691 | 0.37819 | 0.052169 | 0.16021 | 7.113 | 0.012161 | 20.2391 | 13.2135 | 538.0749 | 28.4776 | 1.6811 | 27.4632 | 14.8567 | 0.991 | 0.10731 | 0.10577 | 0.058448 | 0.10106 | 0.18131 | 1.8557 | 1.466 | 0.046554 | 0.78519 | 0.17757 | 21.2176 | 0.0034863 | 0.0036001 | 9.8494 | 4.9182 | 166.9805 | 13.3846 | 1.5984 | 0.58038 | 0.4299 | 0.59213 | 0.020195 | 0.095928 | 0.37382 | 1.0285 | 1.1236 | 0.027048 | 0.011083 | 0.015785 | 6.4738 | 0.00083706 | 0.23549 | 0.00062473 | 0.99061 | 0.07003 | 0.1355 | 5.7617 | 0.0089076 | 15.8417 | 8.1334 | 567.9726 | 19.4103 | 1.9614 | 19.4586 | 8.6191 | 0.53238 | 0.16 | 0.22459 | 0.030711 | 0.10842 | 0.080104 | 1.9168 | 0.54103 | 0.18169 | 0.52307 | 0.20485 | 12.2205 | 0.0026917 | 0.0028729 | 4.1491 | 3.0919 | 65.9222 | 8.2063 | 3.2126 | 0.24364 | 0.28947 | 0.68493 | 0.012277 | 0.054692 | 0.24043 | 1.1733 | 1.0923 | 805.7993 | 333.9223 | 249.1929 | 227.0695 | 70.5337 | 113.6524 | 45.2766 | 3889.4709 | 319.9337 | 85.9937 | 21.9802 | 118.3071 | 8.1037 | 194.1936 | 94.507 | 11.8754 | 52.1341 | 0.44284 | 3665.2193 | 2.6799 | 7.7405 | 2.3036 | 3.2734 | 9.5494 | 0.49995 | 0.83613 | 2.7818 | 0.23841 | 12.1646 | 0.14565 | 0.0017465 | 0.038414 | 0.011232 | 0.27691 | 1.84 | 1.5098 | 4.2459 | 1.3898 | 1.4029
13 | 0.13357 | 0.034064 | 0.018143 | 1.4352 | 0.99807 | 0.99245 | 0.7088 | 0.036228 | 0.78418 | 0.50314 | 0.7071 | 0.84869 | 0.78098 | 0.16919 | 1338.5829 | 310.0498 | 0.96082 | 0.83216 | 0.18741 | 0.32296 | 0.48742 | 0.67822 | 3.9407 | 288.6329 | 0.0025754 | 178.7739 | 142.1587 | 15.5696 | 140.3399 | 14.7378 | 1.8524 | 50.1632 | 16.1636 | 13.1653 | 2387.6928 | 76.2079 | 107.0125 | 1831.0846 | 101.6298 | 89.2162 | 275.4183 | 267.7054 | 223.8168 | 28.6959 | 52.2618 | 0.90282 | 0.024177 | 0.20624 | 0.016186 | 0.0016188 | 7.5329e-05 | 30.7161 | 12.5176 | 3.5676 | 0.88327 | 0.5014 | 0.11631 | 2.0162 | 54.577 | 5.2098 | 0.25788 | 0.77573 | 21.7444 | 117.2077 | 27.8217 | 18.6467 | 124.5461 | 9.3964 | 0.03408 | 0.24988 | 0.76225 | 30.222 | 17.4255 | 838.9996 | 122.1974 | 2.3733 | 0.098442 | 0.65594 | 0.11238 | 301.64 | 139.0673 | 76.8128 | 57.3839 | 14.5686 | 1350.8107 | 222.2313 | 96.9965 | 80.8508 | 254.9018 | 156.9857 | 101.4971 | 89.38 | 7.9544 | 0.74271 | 0.6993 | 0.50214 | 52.9921 | 5.4615 | 1.858 | 2.2791 | 0.17444 | 8.0025e-05 | 28.7024 | 0.8941 | 0.24812 | 0.25673 | 0.19615 | 2.9949 | 0.95347 | 0.94707 | 0.54296 | 76.5498 | 16.581 | 39.0828 | 8.8249 | 155.702 | 173.7826 | 1818.6083 | 264.6772 | 353.585 | 202.1377 | 681.6088 | 365.1425 | 85.3451 | 467.2173 | 0.28244 | 0.22852 | 0.15422 | 0.069709 | 0.009118 | 0.0052051 | 2.3535e-05 | 0.0021817 | 38.0996 | 10.399 | 0.94736 | 0.17557 | 2.254 | 5.7315 | 368.5452 | 65.9679 | 3.889 | 4.3671 | 117.7673 | 9.4692 | 123.2054 | 42.5178 | 34.1693 | 92.1432 | 692.0821 | 58.2214 | 711.4857 | 8.6277 | 116.5885 | 801.5003 | 131.512 | 85.7255 | 63.0909 | 60.0731 | 221.8831 | 48.2337 | 9.7107 | 167.2506 | 84.3098 | 11.7269 | 48.0799 | 549.5724 | 5.8293 | 79.3201 | 55.85 | 161.0963 | 292.3859 | 86.5011 | 46.4229 | 30.3896 | 49.8099 | 0.011615 | 0.0010904 | 0.24033 | 34.4335 | 2.7261 | 11.0152 | 2.1445 | 223.1865 | 11.5273 | 4.1805 | 0.61539 | 5863.4273 | 805.3188 | 1488.4885 | 1390.1747 | 33.5949 | 1.1564 | 20.9392 | 3.1344 | 5204.3841 | 1336.1804 | 478.4574 | 81.91 | 148.6949 | 9.8213 | 193.6591 | 0.0011769 | 26.4921 | 0.18608 | 13.6231 | 93.8668 | 3.7412 | 64.6302 | 163.4919 | 0.11559 | 0.27402 | 1.1011 | 2.5894 | 0.18738 | 0.20324 | 1.2485 | 0.1791 | 36.5872 | 0.0025539 | 14.3154 | 291.3275 | 0.023541 | 108.6911 | 5.649 | 0.046997 | 0.64627 | 0.25379 | 5.1843 | 0.08628 | 1.8013 | 1.0647 | 1.4479 | 0.019467 | 0.11059 | 0.04904 | 4.5259 | 0.040394 | 0.51381 | 0.21811 | 7.9849 | 0.00043282 | 0.0036161 | 0.002858 | 5.2246 | 0.019129 | 0.39131 | 0.21981 | 0.25361 | 0.0011839 | 0.02254 | 0.014584 | 1.1489 | 0.0052759 | 0.098148 | 0.055712 | 0.67407 | 0.0035378 | 0.049041 | 0.16171 | 0.54779 | 0.29232 | 1.0987 | 332.8016 | 0.013412 | 2.0045 | 0.011144 | 4.8951 | 4.909 | 2.6224 | 188.6826 | 0.15797 | 9.7999 | 9.6735 | 13.8751 | 106151.8316 | 8.9574 | 298.2868 | 8.8216 | 4.5572 | 1.8871 | 1.8885 | 2.7463 | 1.5796 | 1.8462 | 14.6666 | 3.9498 | 0.7162 | 8.8945 | 2.6193 | 251.8989 | 8.0935 | 0.40192 | 17.4617 | 24.4786 | 643.8288 | 60.8622 | 4.7796 | 2.7656 | 7.629 | 7.3338 | 0.25149 | 1.2326 | 5.2114 | 6.953 | 6.0005 | 0.0021124 | 0.0012641 | 0.0045383 | 1.5226 | 9.1073e-05 | 0.0070078 | 5.6038e-05 | 0.018055 | 0.0027248 | 0.0077269 | 12.0523 | 0.00080008 | 0.65253 | 0.31615 | 8.5622 | 1.3683 | 0.038847 | 1.1947 | 0.28228 | 0.01828 | 0.0070608 | 0.0072994 | 0.0035595 | 0.0064054 | 0.0075448 | 0.053856 | 0.070704 | 0.0039679 | 0.036121 | 0.011524 | 1.0517 | 0.00046163 | 0.00047764 | 0.10044 | 0.11647 | 2.5863 | 0.32606 | 0.020821 | 0.044843 | 0.027206 | 0.038764 | 0.0011334 | 0.0053737 | 0.02045 | 0.024142 | 0.027133 | 0.036366 | 0.018235 | 0.062251 | 19.0187 | 0.0013443 | 0.10452 | 0.00076149 | 0.42538 | 0.046923 | 0.16233 | 7.4151 | 0.010246 | 23.8705 | 15.1002 | 452.8926 | 27.9807 | 1.6505 | 30.1148 | 13.9018 | 0.9309 | 0.10679 | 0.095452 | 0.050463 | 0.089948 | 0.18577 | 1.9944 | 1.5231 | 0.048373 | 0.89958 | 0.16053 | 17.7889 | 0.0031567 | 0.0031083 | 10.8515 | 5.5161 | 164.8014 | 15.366 | 1.6136 | 0.67766 | 0.41624 | 0.6248 | 0.021922 | 0.085962 | 0.3289 | 1.0635 | 1.104 | 0.026595 | 0.010944 | 0.014227 | 7.413 | 0.00078896 | 0.21699 | 0.00055251 | 0.92452 | 0.066143 | 0.12418 | 5.806 | 0.0087076 | 16.9631 | 7.8075 | 492.7869 | 19.8414 | 1.6579 | 19.7917 | 8.9221 | 0.58117 | 0.14757 | 0.23645 | 0.031016 | 0.10049 | 0.075893 | 2.0292 | 0.58949 | 0.1684 | 0.51958 | 0.192 | 12.9397 | 0.0030175 | 0.0029393 | 4.1131 | 2.7914 | 68.567 | 8.9198 | 3.2037 | 0.25376 | 0.30896 | 0.67619 | 0.013329 | 0.047688 | 0.24466 | 1.0813 | 1.1068 | 663.0664 | 348.9896 | 209.3732 | 197.7892 | 68.084 | 86.2421 | 36.3213 | 2971.1964 | 288.5708 | 91.5021 | 21.434 | 104.4789 | 9.7925 | 205.1523 | 84.0861 | 12.283 | 61.1377 | 0.47583 | 2299.3054 | 2.3846 | 7.048 | 1.4613 | 2.5618 | 12.1792 | 0.4248 | 0.96003 | 4.2422 | 0.28697 | 13.5699 | 0.17146 | 0.0015107 | 0.037488 | 0.011614 | 0.28772 | 1.8227 | 1.6334 | 4.5341 | 1.413 | 1.4229
14 | 0.18313 | 0.022627 | 0.010279 | 1.4017 | 0.99319 | 0.99134 | 0.78553 | 0.054375 | 0.83681 | 0.56884 | 0.78152 | 0.75372 | 0.86394 | 0.17295 | 1156.8853 | 187.5658 | 0.94046 | 0.86558 | 0.15049 | 0.21507 | 0.45758 | 0.10201 | 5.9546 | 620.3856 | 0.0033057 | 139.1348 | 102.0419 | 17.4865 | 175.253 | 16.6131 | 1.9434 | 54.7771 | 15.247 | 11.3 | 2501.1243 | 100.5378 | 88.7579 | 1740.3529 | 99.9064 | 92.6154 | 310.0781 | 270.8495 | 207.3707 | 31.3497 | 46.649 | 0.75503 | 0.30227 | 0.33783 | 0.018618 | 0.0018162 | 8.3273e-05 | 27.7793 | 10.9499 | 2.8468 | 0.7877 | 0.53576 | 0.097332 | 2.8401 | 63.629 | 12.0881 | 0.35359 | 0.86712 | 25.2853 | 93.7169 | 28.2972 | 22.7564 | 122.5863 | 9.973 | 0.037082 | 0.30772 | 0.88791 | 42.6373 | 19.6653 | 898.7486 | 77.0293 | 2.2834 | 0.10784 | 0.51261 | 0.10439 | 314.6444 | 162.5968 | 87.2199 | 56.2349 | 16.9889 | 1316.0023 | 216.2111 | 108.9132 | 92.5503 | 274.9608 | 173.356 | 90.741 | 91.7768 | 8.4786 | 0.70818 | 0.60739 | 0.52672 | 57.0144 | 6.3682 | 1.7196 | 2.0582 | 0.16726 | 7.0811e-05 | 34.2382 | 1.1925 | 0.25809 | 0.24865 | 0.15995 | 2.8054 | 0.96181 | 0.90908 | 0.47473 | 88.2686 | 19.258 | 29.8717 | 9.4198 | 137.6511 | 159.3206 | 2018.0426 | 232.3317 | 316.0925 | 162.7235 | 901.4187 | 344.45 | 88.8389 | 440.6914 | 0.038673 | 0.16256 | 0.20033 | 0.065074 | 0.010928 | 0.0053402 | 2.1455e-05 | 0.00269 | 36.7535 | 12.0211 | 1.1407 | 0.19979 | 2.1654 | 5.1991 | 389.5957 | 79.1118 | 3.3854 | 6.1099 | 125.9952 | 9.1397 | 138.3207 | 42.0173 | 28.1755 | 80.3264 | 721.2601 | 74.28 | 687.927 | 9.9207 | 126.856 | 723.3781 | 155.4137 | 108.1395 | 53.8335 | 77.7633 | 196.3164 | 53.2734 | 9.2473 | 200.1674 | 76.8106 | 9.7137 | 41.819 | 520.7556 | 6.7398 | 75.3692 | 64.3296 | 189.4892 | 295.6004 | 88.2377 | 43.6863 | 34.8737 | 42.5374 | 0.01038 | 0.0012635 | 0.27416 | 29.1675 | 2.3558 | 12.2418 | 2.4149 | 265.861 | 10.0648 | 5.54 | 0.57805 | 6448.9578 | 852.4693 | 1559.4281 | 1258.6304 | 29.6244 | 0.85581 | 24.942 | 2.8894 | 5336.2847 | 1695.3062 | 592.8532 | 87.265 | 125.0783 | 8.1471 | 154.7863 | 0.001623 | 34.2516 | 0.17018 | 12.0603 | 77.2734 | 5.7776 | 74.6991 | 204.5576 | 0.10488 | 0.23444 | 2.1889 | 3.1098 | 0.37535 | 0.22984 | 0.91303 | 0.12823 | 32.2124 | 0.0030551 | 15.058 | 324.6296 | 0.023828 | 128.5247 | 5.5331 | 0.042652 | 0.62268 | 0.25936 | 5.0103 | 0.096831 | 1.7192 | 1.1305 | 1.4577 | 0.019858 | 0.11695 | 0.055996 | 4.8471 | 0.038129 | 0.52237 | 0.22964 | 7.6884 | 0.00046838 | 0.0032538 | 0.0027365 | 4.8823 | 0.0218 | 0.37873 | 0.24199 | 0.28261 | 0.0011112 | 0.020873 | 0.013605 | 1.1217 | 0.0049949 | 0.088044 | 0.054362 | 0.71908 | 0.0032564 | 0.048402 | 0.17655 | 0.53061 | 0.26477 | 1.1754 | 252.2609 | 0.012095 | 1.9513 | 0.012153 | 3.5761 | 4.0496 | 2.4972 | 200.5524 | 0.14873 | 10.7391 | 8.1295 | 12.6899 | 111286.4734 | 8.4245 | 309.86 | 9.2914 | 4.7207 | 2.1731 | 1.9942 | 2.8591 | 1.6312 | 1.9337 | 13.1711 | 4.049 | 0.67911 | 8.1288 | 2.762 | 289.4741 | 9.1781 | 0.43991 | 18.9852 | 26.5034 | 632.9119 | 64.2971 | 4.762 | 2.7214 | 8.456 | 7.9981 | 0.24734 | 1.2153 | 4.6882 | 7.5146 | 6.3676 | 0.0022529 | 0.0012777 | 0.0041227 | 1.3863 | 8.4331e-05 | 0.0064802 | 5.6975e-05 | 0.016598 | 0.0026894 | 0.0088267 | 12.3263 | 0.0007181 | 0.58193 | 0.31221 | 8.2217 | 1.4013 | 0.040846 | 1.343 | 0.30549 | 0.018562 | 0.008082 | 0.0075611 | 0.003467 | 0.0059907 | 0.0065843 | 0.054691 | 0.079247 | 0.0035249 | 0.031878 | 0.011256 | 1.2452 | 0.00048019 | 0.00045741 | 0.10729 | 0.12906 | 2.6212 | 0.31917 | 0.023423 | 0.047738 | 0.026339 | 0.037341 | 0.0011902 | 0.0052538 | 0.020791 | 0.022913 | 0.025139 | 0.040745 | 0.018872 | 0.053871 | 16.6074 | 0.0011795 | 0.10246 | 0.0008383 | 0.44313 | 0.053669 | 0.16729 | 7.8084 | 0.012074 | 20.7675 | 15.4339 | 534.8403 | 27.5312 | 1.8109 | 29.422 | 14.5163 | 0.89111 | 0.10436 | 0.10118 | 0.053397 | 0.088343 | 0.16089 | 1.6974 | 1.5404 | 0.040402 | 0.9278 | 0.17134 | 18.4358 | 0.0033683 | 0.0033959 | 11.0292 | 5.1273 | 147.6109 | 13.6936 | 1.5344 | 0.58513 | 0.43691 | 0.61138 | 0.020919 | 0.097753 | 0.33212 | 1.0094 | 0.99375 | 0.029478 | 0.010502 | 0.016448 | 7.6345 | 0.00085185 | 0.20353 | 0.00052961 | 0.98365 | 0.059182 | 0.12089 | 5.5235 | 0.0091262 | 15.9906 | 8.8599 | 530.6455 | 18.5375 | 1.8453 | 18.8916 | 9.0957 | 0.51249 | 0.13959 | 0.20774 | 0.030112 | 0.10658 | 0.084849 | 1.9267 | 0.64417 | 0.18778 | 0.49679 | 0.20861 | 13.2459 | 0.0031511 | 0.003278 | 3.9697 | 2.873 | 57.7622 | 9.1316 | 3.0774 | 0.2837 | 0.28242 | 0.62059 | 0.012132 | 0.054338 | 0.20295 | 1.294 | 1.228 | 759.607 | 303.4341 | 212.504 | 200.8654 | 66.6136 | 105.645 | 38.0339 | 3661.6291 | 261.7615 | 87.5764 | 20.9246 | 121.7981 | 8.2123 | 219.6633 | 96.9592 | 11.1782 | 58.4153 | 0.45053 | 3549.1332 | 2.4556 | 5.6637 | 2.3964 | 2.2763 | 10.3654 | 0.52296 | 0.79799 | 3.5327 | 0.3131 | 11.2936 | 0.16905 | 0.0014965 | 0.037022 | 0.011031 | 0.26084 | 1.7601 | 1.746 | 3.4221 | 1.0675 | 1.2076
15 | 0.14229 | 0.021099 | 0.012778 | 1.1974 | 0.99129 | 0.99157 | 0.74685 | 0.028572 | 0.84384 | 0.60836 | 0.75302 | 0.794 | 0.81826 | 0.21049 | 1693.2899 | 143.2993 | 0.9629 | 0.85804 | 0.12861 | 0.24552 | 0.19779 | 3.4815 | 3.804 | 537.0805 | 0.00063117 | 150.4234 | 117.6503 | 14.7116 | 150.0452 | 12.1411 | 2.1112 | 47.7529 | 14.6667 | 12.4342 | 2757.1621 | 93.8439 | 106.0398 | 1820.506 | 120.8226 | 77.3255 | 260.1575 | 215.0128 | 229.8177 | 34.531 | 50.9225 | 0.7819 | 0.071335 | 0.041675 | 0.014824 | 0.0017772 | 9.1887e-05 | 38.5092 | 10.2789 | 3.4501 | 0.86242 | 0.60052 | 0.11904 | 2.0696 | 52.1108 | 10.2413 | 0.24973 | 0.79642 | 17.4698 | 82.8132 | 32.3204 | 24.5477 | 136.5968 | 9.8743 | 0.031645 | 0.26279 | 0.63756 | 31.7125 | 21.6636 | 741.1828 | 111.7076 | 2.2561 | 0.075562 | 0.48698 | 0.079015 | 230.3832 | 168.9312 | 91.4637 | 69.2165 | 14.8224 | 1361.6401 | 262.9509 | 86.2006 | 69.4071 | 286.9838 | 145.8032 | 92.0857 | 93.0771 | 8.0194 | 0.59947 | 0.65255 | 0.57581 | 55.5893 | 5.009 | 2.3802 | 2.3232 | 0.19386 | 9.5002e-05 | 36.351 | 1.1851 | 0.24063 | 0.19467 | 0.16852 | 3.1417 | 0.95005 | 1.0919 | 0.52282 | 93.4873 | 13.0961 | 28.2376 | 9.2432 | 157.9329 | 166.2538 | 1896.4403 | 272.6903 | 370.7523 | 194.2679 | 788.0782 | 400.6617 | 96.2791 | 442.4984 | 0.41256 | 0.03137 | 0.16637 | 0.082539 | 0.0093928 | 0.0063018 | 2.2129e-05 | 0.0022816 | 29.3575 | 13.1463 | 1.0857 | 0.1896 | 2.8627 | 6.4705 | 333.1166 | 86.7888 | 3.7002 | 4.6719 | 140.1415 | 7.6696 | 107.9019 | 47.3988 | 33.2213 | 103.1711 | 662.8086 | 63.6523 | 651.1072 | 9.5858 | 107.3649 | 702.5061 | 143.8724 | 91.3965 | 55.3237 | 66.6776 | 213.0655 | 55.749 | 8.4727 | 187.5291 | 79.7632 | 9.5242 | 46.1638 | 571.7279 | 5.5809 | 82.7209 | 63.941 | 185.5379 | 272.1244 | 89.7284 | 45.3331 | 35.4854 | 43.7767 | 0.010691 | 0.0010262 | 0.26567 | 32.6843 | 2.7842 | 11.4906 | 3.0373 | 258.7197 | 8.8291 | 4.4644 | 0.60847 | 6639.2386 | 913.5586 | 1336.134 | 1362.4441 | 32.1642 | 0.98326 | 21.0797 | 2.8161 | 5674.8639 | 1749.7575 | 599.9411 | 105.6185 | 118.1372 | 8.4792 | 185.7343 | 0.0013049 | 35.1696 | 0.15711 | 13.4311 | 69.9352 | 3.8059 | 67.3417 | 217.1887 | 0.12372 | 0.2068 | 1.9723 | 3.56 | 0.12914 | 0.26552 | 1.2031 | 0.15327 | 31.0618 | 0.0030341 | 14.53 | 294.2549 | 0.022502 | 131.4168 | 5.583 | 0.043112 | 0.58747 | 0.26109 | 4.8345 | 0.088557 | 1.8282 | 1.0138 | 1.4285 | 0.019151 | 0.10936 | 0.058538 | 4.2815 | 0.038931 | 0.52735 | 0.22003 | 8.3849 | 0.00045139 | 0.0033228 | 0.002935 | 4.9448 | 0.019895 | 0.35261 | 0.23691 | 0.24468 | 0.001095 | 0.020612 | 0.01316 | 1.3397 | 0.0057305 | 0.098974 | 0.050664 | 0.68803 | 0.0033272 | 0.043678 | 0.16855 | 0.53379 | 0.25463 | 1.045 | 261.9865 | 0.016298 | 1.9789 | 0.0122 | 4.8142 | 5.5664 | 2.3866 | 200.0378 | 0.46669 | 9.9163 | 8.6747 | 13.1411 | 108741.67 | 9.2742 | 332.4391 | 8.5821 | 4.5443 | 2.2455 | 1.7633 | 2.7165 | 1.5948 | 2.0258 | 12.7266 | 4.2179 | 0.6876 | 8.6876 | 2.9243 | 248.0881 | 7.9705 | 0.45199 | 18.8197 | 25.2518 | 618.9998 | 61.7165 | 4.4264 | 2.9279 | 8.0828 | 7.5964 | 0.28406 | 1.1211 | 4.8232 | 7.5891 | 6.5097 | 0.0022767 | 0.0011428 | 0.0046219 | 1.4063 | 9.0993e-05 | 0.007288 | 6.3415e-05 | 0.017559 | 0.00261 | 0.0079781 | 12.9996 | 0.00073238 | 0.6251 | 0.29336 | 7.3386 | 1.2888 | 0.037574 | 1.2271 | 0.2874 | 0.019772 | 0.0082343 | 0.0070876 | 0.0033085 | 0.0058178 | 0.0075141 | 0.061032 | 0.073894 | 0.0034462 | 0.035256 | 0.010792 | 1.156 | 0.0004036 | 0.00040933 | 0.10388 | 0.12419 | 2.6641 | 0.29472 | 0.023127 | 0.043328 | 0.026038 | 0.035152 | 0.001238 | 0.0051268 | 0.019761 | 0.023925 | 0.025736 | 0.039924 | 0.017854 | 0.063761 | 17.0572 | 0.0012756 | 0.09729 | 0.00077073 | 0.38503 | 0.053256 | 0.16378 | 7.4313 | 0.010462 | 23.1601 | 14.6313 | 513.5833 | 31.3147 | 1.8538 | 30.6681 | 13.083 | 0.88737 | 0.11508 | 0.099466 | 0.059725 | 0.091416 | 0.17657 | 1.8022 | 1.3594 | 0.045712 | 0.81558 | 0.16519 | 19.073 | 0.0033001 | 0.00331 | 9.5521 | 5.0815 | 144.9261 | 15.2809 | 1.6388 | 0.60543 | 0.38424 | 0.6481 | 0.020411 | 0.094339 | 0.38947 | 1.1852 | 1.0802 | 0.026966 | 0.010044 | 0.015288 | 7.1102 | 0.00091119 | 0.21102 | 0.00058515 | 1.0234 | 0.068406 | 0.13274 | 5.8519 | 0.0093019 | 17.1563 | 7.5909 | 583.698 | 18.888 | 1.9335 | 17.3218 | 8.6525 | 0.56805 | 0.14487 | 0.19726 | 0.032529 | 0.11583 | 0.07668 | 1.8009 | 0.54797 | 0.16261 | 0.53141 | 0.19804 | 12.8006 | 0.0027381 | 0.0032132 | 3.6966 | 2.7186 | 59.2596 | 8.7492 | 3.1495 | 0.27235 | 0.3254 | 0.73741 | 0.014265 | 0.055705 | 0.21836 | 1.2508 | 1.3076 | 770.5541 | 301.5941 | 233.697 | 208.0593 | 59.0697 | 102.0231 | 44.9203 | 3630.5194 | 264.7409 | 98.7233 | 17.6547 | 107.4563 | 9.7175 | 190.2181 | 110.6708 | 10.8342 | 61.6972 | 0.46502 | 2968.0193 | 2.582 | 6.2928 | 2.182 | 3.3751 | 11.8296 | 0.6584 | 1.0107 | 3.4876 | 0.21038 | 6.6263 | 0.14695 | 0.001632 | 0.038482 | 0.011321 | 0.23649 | 1.899 | 1.6866 | 3.7768 | 1.5524 | 1.3856
16 | 0.16787 | 0.02965 | 0.0086118 | 1.2662 | 0.9992 | 0.99901 | 0.84152 | 0.020247 | 0.86511 | 0.66349 | 0.72833 | 0.76353 | 0.8774 | 0.18802 | 1225.0509 | 261.9971 | 0.95091 | 0.86688 | 0.17689 | 0.22885 | 0.35303 | 2.2577 | 4.252 | 174.0366 | 0.0016613 | 135.3904 | 128.4841 | 16.2872 | 162.4775 | 14.0162 | 1.95 | 59.0127 | 14.9165 | 9.6978 | 2492.5191 | 95.1387 | 96.7802 | 1778.8093 | 125.042 | 94.5394 | 272.1032 | 249.153 | 209.584 | 37.3423 | 54.2577 | 0.86617 | 0.086395 | 0.14533 | 0.014417 | 0.0022155 | 7.2221e-05 | 33.5599 | 10.3316 | 3.1251 | 0.74242 | 0.69728 | 0.10757 | 2.3164 | 65.1999 | 1.6473 | 0.28121 | 0.76267 | 27.1825 | 85.891 | 25.7616 | 19.003 | 143.1583 | 9.0483 | 0.034693 | 0.32985 | 0.68278 | 25.9702 | 19.8715 | 727.4234 | 141.2297 | 2.6548 | 0.082994 | 0.69711 | 0.1221 | 254.5235 | 149.425 | 79.878 | 64.5974 | 18.3978 | 1143.1448 | 246.0228 | 84.7574 | 82.0574 | 281.5423 | 175.0371 | 80.1898 | 70.5206 | 8.9303 | 0.54883 | 0.84138 | 0.14935 | 70.4999 | 6.2013 | 2.1538 | 1.9634 | 0.17193 | 8.332e-05 | 26.9438 | 1.006 | 0.26429 | 0.23021 | 0.19543 | 3.3644 | 0.96414 | 1.2846 | 0.35148 | 74.7265 | 12.1008 | 36.5217 | 8.2632 | 123.5058 | 208.6268 | 1823.2473 | 268.4902 | 334.6039 | 154.4535 | 833.1839 | 339.7858 | 82.6065 | 431.9361 | 0.4053 | 0.26328 | 0.14118 | 0.072047 | 0.0081447 | 0.0066534 | 2.4081e-05 | 0.0024455 | 34.6925 | 13.5081 | 0.83634 | 0.17019 | 2.2708 | 5.5628 | 423.3164 | 72.4647 | 3.9488 | 4.9987 | 134.8726 | 8.7594 | 124.2056 | 46.9921 | 36.5429 | 86.3795 | 602.2599 | 55.5207 | 615.2423 | 9.361 | 110.4451 | 668.978 | 139.682 | 99.2422 | 61.4477 | 61.2033 | 251.6395 | 62.8252 | 8.3012 | 181.0501 | 96.5994 | 12.5148 | 52.1736 | 628.5586 | 6.3617 | 72.0943 | 56.7318 | 163.778 | 300.5605 | 96.0117 | 47.5468 | 29.1105 | 48.0732 | 0.012286 | 0.0010537 | 0.31867 | 30.3122 | 2.4919 | 12.7468 | 2.8183 | 240.2878 | 11.2333 | 4.9529 | 0.52307 | 6238.7531 | 892.6644 | 1387.1219 | 1040.3915 | 32.9899 | 0.87153 | 21.4469 | 2.4428 | 5258.9834 | 1276.6923 | 497.1003 | 93.6633 | 123.5193 | 9.0428 | 174.9626 | 0.001157 | 28.207 | 0.14727 | 13.1234 | 67.0781 | 6.3539 | 69.0312 | 191.0373 | 0.11174 | 0.21544 | 2.2677 | 2.0781 | 0.21399 | 0.24052 | 0.96663 | 0.15848 | 30.7509 | 0.0027046 | 14.6423 | 285.0717 | 0.026382 | 114.7014 | 5.8655 | 0.049992 | 0.62479 | 0.25125 | 5.2784 | 0.094679 | 1.7879 | 1.1116 | 1.5165 | 0.017602 | 0.1259 | 0.054005 | 4.355 | 0.038887 | 0.51066 | 0.21484 | 8.0809 | 0.00042597 | 0.0035094 | 0.0027966 | 4.7849 | 0.019271 | 0.37946 | 0.22246 | 0.25128 | 0.001226 | 0.022164 | 0.012963 | 1.2804 | 0.0048385 | 0.10183 | 0.057464 | 0.65406 | 0.0033979 | 0.04233 | 0.17153 | 0.53645 | 0.28493 | 1.1668 | 287.2537 | 0.014688 | 1.9961 | 0.011824 | 4.731 | 4.9501 | 3.017 | 201.7622 | 0.27894 | 9.2247 | 9.3178 | 14.4875 | 116794.102 | 7.9799 | 342.8981 | 8.0858 | 4.7338 | 2.0458 | 1.9068 | 2.6294 | 1.4666 | 1.7797 | 13.4574 | 4.3408 | 0.78054 | 8.1529 | 2.5248 | 282.7777 | 8.8898 | 0.41421 | 19.6434 | 28.6034 | 579.5215 | 58.053 | 4.9591 | 2.6497 | 7.3815 | 7.7061 | 0.2586 | 1.26 | 5.5969 | 6.6697 | 6.4219 | 0.0021389 | 0.0013286 | 0.0044367 | 1.4302 | 9.224e-05 | 0.0065624 | 5.8513e-05 | 0.018568 | 0.0025502 | 0.0082037 | 11.9277 | 0.00078108 | 0.61136 | 0.30115 | 8.6228 | 1.1851 | 0.040769 | 1.3461 | 0.30034 | 0.018884 | 0.0080018 | 0.0067371 | 0.0033574 | 0.0061947 | 0.0073722 | 0.061601 | 0.072839 | 0.0037003 | 0.035756 | 0.01143 | 1.0738 | 0.00044844 | 0.00043453 | 0.1056 | 0.12076 | 2.8859 | 0.2933 | 0.019712 | 0.049774 | 0.029286 | 0.035384 | 0.0010788 | 0.0056552 | 0.018855 | 0.023286 | 0.023945 | 0.04233 | 0.016656 | 0.059278 | 19.5896 | 0.001286 | 0.10738 | 0.00086078 | 0.39525 | 0.049084 | 0.16927 | 7.5439 | 0.011582 | 21.6748 | 15.3979 | 449.8823 | 29.2119 | 1.9233 | 27.1708 | 14.0171 | 0.86363 | 0.10072 | 0.090742 | 0.05551 | 0.097316 | 0.15749 | 1.8973 | 1.3651 | 0.049083 | 0.84385 | 0.15684 | 18.0141 | 0.0032608 | 0.0033666 | 10.2777 | 5.1559 | 162.9093 | 14.0069 | 1.6987 | 0.61521 | 0.40572 | 0.58068 | 0.020789 | 0.10191 | 0.34994 | 1.1401 | 1.1655 | 0.024596 | 0.01123 | 0.015155 | 7.3254 | 0.00075034 | 0.19838 | 0.00059028 | 0.88752 | 0.064851 | 0.11791 | 5.1598 | 0.0081608 | 16.5583 | 7.5465 | 589.4544 | 20.936 | 1.6936 | 17.9921 | 8.0877 | 0.49062 | 0.14391 | 0.23593 | 0.027695 | 0.11401 | 0.081757 | 1.9568 | 0.58326 | 0.17604 | 0.4726 | 0.2211 | 11.248 | 0.0029082 | 0.0026948 | 4.2309 | 2.771 | 63.4366 | 8.283 | 3.0872 | 0.26154 | 0.29323 | 0.60996 | 0.012924 | 0.051519 | 0.21138 | 1.2874 | 1.2582 | 642.5128 | 272.2454 | 220.9498 | 222.2205 | 54.9228 | 95.7319 | 43.7916 | 3746.364 | 280.7395 | 93.8464 | 17.0075 | 111.3978 | 8.8785 | 215.5697 | 88.4031 | 10.3687 | 64.7029 | 0.37462 | 3675.8232 | 2.3372 | 6.8188 | 2.1327 | 2.1673 | 13.1123 | 0.59237 | 0.94233 | 3.4 | 0.34814 | 5.8887 | 0.14378 | 0.0015427 | 0.039367 | 0.012546 | 0.2422 | 1.3925 | 1.6482 | 4.0991 | 1.1929 | 1.7057
17 | 0.18948 | 0.041696 | 0.014262 | 1.3543 | 0.99547 | 0.99619 | 0.75489 | 0.066845 | 0.88114 | 0.53551 | 0.76516 | 0.79014 | 0.87768 | 0.21559 | 1622.5846 | 358.5625 | 0.93161 | 0.79679 | 0.20134 | 0.16384 | 0.41802 | 1.3221 | 5.0059 | 242.981 | 0.0059178 | 126.8903 | 133.755 | 15.948 | 178.4317 | 14.3496 | 1.7316 | 68.0599 | 15.9037 | 12.7314 | 2958.3007 | 91.2084 | 101.4822 | 1895.4941 | 105.7624 | 96.1746 | 236.5148 | 233.0719 | 199.4272 | 30.7705 | 48.6185 | 0.91981 | 0.17924 | 0.35361 | 0.016916 | 0.0018723 | 8.7783e-05 | 29.8893 | 9.7491 | 2.8902 | 0.91418 | 0.59381 | 0.08903 | 1.9636 | 48.4582 | 4.2421 | 0.32038 | 0.90194 | 20.5575 | 124.1152 | 38.3137 | 15.4596 | 145.463 | 10.1036 | 0.038784 | 0.29934 | 0.73041 | 25.2735 | 12.4106 | 816.2971 | 81.8584 | 3.8196 | 0.079587 | 0.61499 | 0.106 | 339.144 | 133.7901 | 77.523 | 66.9784 | 14.3126 | 1379.8839 | 233.431 | 81.8538 | 85.1478 | 231.7907 | 162.4426 | 96.1862 | 90.7144 | 8.7501 | 0.52917 | 0.94374 | 0.3828 | 68.5634 | 6.5959 | 1.9212 | 2.1065 | 0.18432 | 6.8206e-05 | 27.7318 | 1.2839 | 0.24264 | 0.18642 | 0.18243 | 3.2394 | 0.95641 | 1.1523 | 0.5123 | 73.2977 | 12.6177 | 26.9103 | 10.2043 | 125.9191 | 137.6333 | 2237.686 | 226.5955 | 394.6482 | 204.0542 | 858.9784 | 384.7838 | 84.4487 | 471.9911 | 0.11929 | 0.37585 | 0.03632 | 0.05958 | 0.010759 | 0.0055131 | 2.1978e-05 | 0.0024305 | 35.3647 | 12.3587 | 0.88515 | 0.1494 | 2.5814 | 6.1187 | 314.4942 | 81.8941 | 3.141 | 6.2137 | 145.8382 | 8.3925 | 112.2275 | 43.9365 | 33.5674 | 88.4233 | 645.8874 | 69.6822 | 733.2617 | 8.3514 | 125.4823 | 620.3308 | 137.8275 | 102.9227 | 48.5479 | 64.5526 | 247.1683 | 56.2579 | 10.0017 | 164.4269 | 94.5656 | 11.1605 | 47.1647 | 616.8176 | 5.9402 | 87.3198 | 66.4806 | 194.1959 | 248.3135 | 79.6894 | 54.9515 | 33.7344 | 41.2785 | 0.0108 | 0.0014365 | 0.32308 | 36.0647 | 2.0593 | 8.8524 | 2.2578 | 327.3001 | 10.6785 | 5.7229 | 0.50926 | 5991.826 | 792.822 | 1219.5356 | 1481.2736 | 30.3686 | 0.74167 | 26.9616 | 3.0745 | 5042.5199 | 1559.8361 | 525.7019 | 98.9704 | 144.4594 | 9.9947 | 149.3947 | 0.001377 | 38.0345 | 0.16279 | 12.9219 | 90.7204 | 6.2555 | 77.1702 | 177.0097 | 0.12244 | 0.22229 | 1.5367 | 3.2639 | 0.19092 | 0.26219 | 0.98126 | 0.12713 | 35.0714 | 0.0029497 | 12.9407 | 326.557 | 0.022028 | 122.581 | 5.3671 | 0.049057 | 0.64094 | 0.26586 | 4.8169 | 0.095965 | 1.8932 | 1.1583 | 1.4077 | 0.017695 | 0.11264 | 0.05073 | 4.6453 | 0.03918 | 0.49341 | 0.20036 | 7.5959 | 0.00043749 | 0.0033459 | 0.0029881 | 5.5473 | 0.021452 | 0.36752 | 0.23129 | 0.24624 | 0.0012759 | 0.019463 | 0.012557 | 1.1426 | 0.0049526 | 0.085438 | 0.051466 | 0.69429 | 0.0037103 | 0.044338 | 0.18103 | 0.51212 | 0.28005 | 1.0626 | 243.7918 | 0.01431 | 1.9894 | 0.011037 | 5.2363 | 4.5445 | 2.1772 | 191.4844 | 0.41506 | 10.4097 | 8.8969 | 12.6801 | 109774.6524 | 8.5604 | 323.5969 | 8.7049 | 4.4556 | 1.8675 | 2.0549 | 2.5251 | 1.6732 | 1.9499 | 14.8939 | 3.7963 | 0.67358 | 7.3903 | 2.885 | 253.3305 | 7.9115 | 0.46073 | 20.3643 | 24.7536 | 600.6075 | 67.8582 | 4.101 | 2.8364 | 8.2553 | 7.14 | 0.24424 | 1.2522 | 5.5055 | 6.4917 | 5.694 | 0.0021993 | 0.0012156 | 0.004153 | 1.5626 | 8.5437e-05 | 0.0066382 | 5.818e-05 | 0.020164 | 0.0024859 | 0.0087197 | 13.8919 | 0.00075103 | 0.632 | 0.2881 | 8.697 | 1.229 | 0.038248 | 1.3124 | 0.29794 | 0.018117 | 0.0078879 | 0.0065445 | 0.0036222 | 0.0062541 | 0.0070807 | 0.053329 | 0.077644 | 0.0038365 | 0.030506 | 0.011321 | 1.2379 | 0.00043085 | 0.0004388 | 0.094545 | 0.12718 | 2.8704 | 0.28936 | 0.022186 | 0.043439 | 0.029805 | 0.037792 | 0.0011683 | 0.0048247 | 0.019423 | 0.02506 | 0.027408 | 0.039719 | 0.015919 | 0.0611 | 17.4202 | 0.0013602 | 0.10139 | 0.00082484 | 0.45107 | 0.048664 | 0.1462 | 7.1737 | 0.011412 | 23.3903 | 13.8431 | 486.211 | 30.6061 | 1.6392 | 26.2067 | 12.912 | 0.93625 | 0.11929 | 0.095645 | 0.050364 | 0.086256 | 0.17568 | 2.0139 | 1.4366 | 0.042186 | 0.81215 | 0.15381 | 18.8562 | 0.0034238 | 0.0031831 | 10.0601 | 5.2263 | 152.2521 | 13.1546 | 1.8628 | 0.64727 | 0.46034 | 0.60471 | 0.022477 | 0.099301 | 0.35329 | 1.1209 | 1.0978 | 0.027775 | 0.010711 | 0.014779 | 7.573 | 0.00090172 | 0.22663 | 0.00052588 | 1.0029 | 0.066354 | 0.13398 | 5.0682 | 0.0082933 | 15.3904 | 7.8501 | 551.4451 | 20.994 | 1.8703 | 18.495 | 7.8336 | 0.5548 | 0.14889 | 0.2165 | 0.028637 | 0.11712 | 0.070791 | 1.8152 | 0.62477 | 0.16488 | 0.46814 | 0.22671 | 12.4223 | 0.0031876 | 0.0029883 | 3.6213 | 2.6244 | 67.6389 | 7.8365 | 3.1176 | 0.26927 | 0.32069 | 0.65559 | 0.013715 | 0.048617 | 0.2245 | 1.1031 | 1.2357 | 792.384 | 341.8576 | 260.1829 | 216.3764 | 61.6812 | 88.9108 | 40.973 | 3776.7558 | 311.8028 | 92.8306 | 21.1771 | 137.209 | 10.1707 | 241.5822 | 95.7799 | 10.5441 | 57.2075 | 0.32252 | 3048.359 | 1.9755 | 7.9757 | 1.4908 | 3.4384 | 11.0643 | 0.41817 | 0.68124 | 4.0584 | 0.21886 | 9.678 | 0.15723 | 0.0016049 | 0.035415 | 0.012057 | 0.31798 | 1.9084 | 1.9478 | 3.222 | 1.3319 | 1.4731
18 | 0.13239 | 0.03239 | 0.020128 | 1.2485 | 0.99015 | 0.99793 | 0.66415 | 0.076068 | 0.89703 | 0.42545 | 0.73529 | 0.80338 | 0.83288 | 0.22682 | 2140.5809 | 281.3131 | 0.93727 | 0.81553 | 0.20559 | 0.1574 | 0.24022 | 1.6041 | 3.1061 | 766.2645 | 0.0021489 | 175.1568 | 122.5501 | 14.8141 | 132.3628 | 12.9585 | 2.185 | 60.0058 | 12.7109 | 12.1679 | 2634.5852 | 89.4594 | 87.7791 | 1456.6855 | 132.7065 | 76.9592 | 290.0461 | 259.7789 | 238.9152 | 33.7498 | 55.3738 | 0.74723 | 0.26024 | 0.17713 | 0.01839 | 0.0017059 | 6.447e-05 | 35.2933 | 11.7855 | 3.3808 | 0.9511 | 0.63337 | 0.098575 | 2.2182 | 67.101 | 1.9963 | 0.28521 | 0.91602 | 17.1927 | 122.1347 | 31.0351 | 23.3316 | 133.9165 | 7.7711 | 0.039886 | 0.25949 | 0.77807 | 35.8053 | 19.0846 | 631.415 | 103.9068 | 3.5911 | 0.1115 | 0.44291 | 0.086851 | 281.6397 | 159.1865 | 92.8558 | 68.7419 | 17.3731 | 1166.345 | 238.0599 | 74.1148 | 90.179 | 290.8825 | 138.0044 | 76.5669 | 79.4348 | 8.1522 | 0.68725 | 0.89895 | 0.46917 | 64.5352 | 7.0947 | 1.8288 | 2.8339 | 0.15987 | 7.2774e-05 | 33.5781 | 1.3138 | 0.22978 | 0.27387 | 0.14769 | 3.0674 | 0.95178 | 1.2542 | 0.4478 | 93.6921 | 17.586 | 30.9308 | 9.9497 | 138.9525 | 197.4983 | 2245.4343 | 255.0037 | 308.7155 | 179.2763 | 731.2375 | 357.7436 | 81.488 | 404.5059 | 0.070855 | 0.35557 | 0.061513 | 0.07573 | 0.010001 | 0.0069677 | 2.8278e-05 | 0.0025713 | 28.5711 | 9.6122 | 0.98091 | 0.14434 | 1.9999 | 4.2363 | 347.3606 | 97.2534 | 3.0007 | 3.8402 | 148.803 | 8.2741 | 136.2237 | 45.0846 | 36.297 | 97.1881 | 728.6545 | 59.2474 | 599.3983 | 10.435 | 117.2078 | 738.7185 | 168.2953 | 90.2139 | 50.4566 | 68.2703 | 231.9161 | 51.9552 | 7.7805 | 191.5074 | 88.7614 | 10.9325 | 40.8416 | 573.3564 | 6.1409 | 86.3598 | 67.7207 | 201.2429 | 266.6104 | 91.5243 | 51.661 | 32.5989 | 39.6092 | 0.0086998 | 0.0013475 | 0.30972 | 32.3266 | 1.9601 | 9.1154 | 2.7066 | 279.5005 | 8.1314 | 5.4908 | 0.5526 | 6890.7909 | 972.5641 | 1252.4967 | 1147.1867 | 35.0749 | 1.2111 | 22.4062 | 3.216 | 4696.2588 | 1239.583 | 558.6166 | 91.847 | 142.2695 | 7.6572 | 192.5431 | 0.0011144 | 30.0791 | 0.17999 | 12.5156 | 81.9662 | 5.9537 | 88.6244 | 201.5762 | 0.10821 | 0.19632 | 1.2093 | 3.3389 | 0.26283 | 0.25572 | 1.0623 | 0.1914 | 32.7061 | 0.0027965 | 14.1079 | 275.9258 | 0.024017 | 119.4049 | 5.4009 | 0.046304 | 0.60806 | 0.27572 | 4.5851 | 0.092269 | 1.7597 | 1.0858 | 1.5665 | 0.018686 | 0.11088 | 0.053106 | 4.6746 | 0.038281 | 0.51895 | 0.21439 | 7.82 | 0.00047688 | 0.0036901 | 0.0032809 | 5.08 | 0.018734 | 0.33855 | 0.21161 | 0.26833 | 0.0011428 | 0.022028 | 0.013904 | 1.3172 | 0.0055968 | 0.089952 | 0.048867 | 0.7238 | 0.0037686 | 0.04656 | 0.19353 | 0.5183 | 0.26986 | 1.1568 | 356.3354 | 0.017228 | 1.9556 | 0.012886 | 3.3814 | 4.5697 | 2.7791 | 206.2463 | 0.4393 | 10.0316 | 8.9579 | 13.0863 | 117520.4967 | 9.3672 | 340.1273 | 8.8919 | 4.2131 | 1.9577 | 1.9319 | 2.9202 | 1.541 | 1.7422 | 13.0652 | 3.8795 | 0.74263 | 8.4409 | 2.5543 | 267.2002 | 8.4925 | 0.42278 | 18.3761 | 27.7137 | 699.9035 | 62.0405 | 4.5719 | 2.8295 | 7.7978 | 7.8376 | 0.26487 | 1.3251 | 5.4425 | 6.8678 | 6.8823 | 0.0022271 | 0.0013676 | 0.004603 | 1.6226 | 8.2738e-05 | 0.0067304 | 5.7388e-05 | 0.017154 | 0.0026645 | 0.0074916 | 11.6677 | 0.00068248 | 0.65882 | 0.29816 | 8.7852 | 1.2543 | 0.035328 | 1.2477 | 0.27661 | 0.019811 | 0.0079595 | 0.0074145 | 0.0038586 | 0.0056385 | 0.0074074 | 0.064025 | 0.070054 | 0.0033282 | 0.029853 | 0.010351 | 1.214 | 0.00042229 | 0.00042378 | 0.090416 | 0.11464 | 2.7031 | 0.31725 | 0.021314 | 0.042724 | 0.027014 | 0.032133 | 0.001071 | 0.005151 | 0.020332 | 0.024855 | 0.026913 | 0.043944 | 0.016923 | 0.06433 | 18.6057 | 0.0012516 | 0.095341 | 0.00079772 | 0.4543 | 0.049856 | 0.13939 | 6.8922 | 0.010132 | 22.3693 | 13.6385 | 529.0216 | 26.4438 | 1.7866 | 29.7725 | 13.4478 | 0.82885 | 0.109 | 0.099788 | 0.059359 | 0.09445 | 0.17235 | 1.7679 | 1.3384 | 0.044203 | 0.8856 | 0.14917 | 21.2968 | 0.0034487 | 0.0037811 | 10.5433 | 5.4528 | 155.3539 | 15.0915 | 1.8206 | 0.61181 | 0.38807 | 0.6064 | 0.020049 | 0.096977 | 0.36938 | 1.0206 | 1.0162 | 0.027934 | 0.010516 | 0.016639 | 6.5644 | 0.00086179 | 0.22159 | 0.00063833 | 0.89724 | 0.062657 | 0.13654 | 5.6839 | 0.0093936 | 17.4031 | 8.9438 | 575.6305 | 19.1867 | 1.6393 | 17.5938 | 7.6724 | 0.52426 | 0.15028 | 0.20462 | 0.030484 | 0.10683 | 0.084175 | 1.7509 | 0.61826 | 0.16733 | 0.49111 | 0.22377 | 11.5119 | 0.0027601 | 0.0032529 | 4.0696 | 3.1172 | 64.5622 | 8.3603 | 2.8485 | 0.26984 | 0.28651 | 0.73007 | 0.012405 | 0.052324 | 0.21014 | 1.241 | 1.284 | 829.7152 | 350.0552 | 240.9522 | 174.5528 | 69.5421 | 90.5852 | 42.8479 | 3133.8241 | 255.2226 | 85.3149 | 18.1706 | 128.1679 | 8.5288 | 209.5358 | 91.9916 | 13.3289 | 54.6961 | 0.36684 | 2411.4493 | 2.4219 | 8.1218 | 2.0542 | 2.4543 | 12.8768 | 0.43984 | 0.76757 | 3.0713 | 0.2648 | 14.2532 | 0.1726 | 0.0015849 | 0.035093 | 0.011741 | 0.29417 | 1.4563 | 1.757 | 3.3853 | 1.3782 | 1.7655
19 | 0.15089 | 0.020471 | 0.028598 | 1.4833 | 0.99886 | 0.99029 | 0.68311 | 0.074221 | 0.85064 | 0.64688 | 0.83075 | 0.81386 | 0.79808 | 0.16602 | 1504.364 | 268.0022 | 0.95229 | 0.84321 | 0.15596 | 0.19557 | 0.18442 | 1.802 | 5.6691 | 696.7028 | 0.0052982 | 144.3742 | 91.7625 | 16.6034 | 160.3899 | 13.4514 | 1.992 | 56.2833 | 14.0258 | 11.6027 | 2808.2946 | 83.2613 | 84.6383 | 1487.2053 | 113.6618 | 80.7057 | 298.7623 | 281.0885 | 244.5035 | 31.5552 | 47.2559 | 0.82914 | 0.14259 | 0.08423 | 0.016713 | 0.002252 | 9.0683e-05 | 36.4797 | 11.4322 | 3.0132 | 0.7008 | 0.68901 | 0.085261 | 2.719 | 55.3844 | 8.875 | 0.34153 | 0.85958 | 18.5113 | 97.2785 | 36.0315 | 23.5559 | 126.7262 | 9.7912 | 0.030908 | 0.31562 | 0.92975 | 40.6667 | 14.4596 | 911.6878 | 116.6735 | 2.1621 | 0.12764 | 0.6668 | 0.1195 | 309.5742 | 165.4742 | 90.0414 | 65.2694 | 14.3277 | 1045.3118 | 283.3355 | 80.7052 | 86.4735 | 292.2398 | 151.8948 | 81.3746 | 76.0151 | 7.8088 | 0.81595 | 0.56676 | 0.40658 | 67.2661 | 6.8954 | 2.2934 | 2.6331 | 0.15579 | 8.7269e-05 | 37.5427 | 0.99037 | 0.20634 | 0.24479 | 0.14808 | 2.5672 | 0.95403 | 1.3903 | 0.35677 | 102.5414 | 18.7476 | 38.3295 | 8.0463 | 131.4315 | 155.7005 | 1974.6825 | 213.023 | 409.5325 | 165.7222 | 756.7658 | 370.9596 | 92.3287 | 387.0243 | 0.22055 | 0.066209 | 0.07878 | 0.066513 | 0.0084955 | 0.006207 | 2.2698e-05 | 0.0020616 | 27.5745 | 10.8781 | 1.0717 | 0.20395 | 2.0977 | 5.4381 | 401.1408 | 93.8021 | 3.5219 | 4.7554 | 147.6522 | 7.9472 | 104.0342 | 40.8905 | 31.9904 | 87.5367 | 752.9142 | 67.2689 | 558.3968 | 10.6846 | 105.6169 | 660.7318 | 161.7968 | 84.9434 | 59.7408 | 69.455 | 209.8326 | 51.0619 | 10.0936 | 203.9829 | 97.4204 | 9.939 | 50.1676 | 594.3474 | 6.5981 | 84.4606 | 59.5885 | 178.8399 | 258.9994 | 80.3844 | 55.5847 | 31.8927 | 40.3558 | 0.0099032 | 0.0011132 | 0.28818 | 38.3065 | 2.4187 | 10.6522 | 2.351 | 311.7503 | 9.6492 | 5.1877 | 0.41046 | 6395.4234 | 736.1721 | 1548.4811 | 1518.1467 | 26.7887 | 0.92457 | 26.3081 | 2.4041 | 4834.2448 | 1403.2404 | 511.2261 | 83.7056 | 138.801 | 8.3627 | 154.5815 | 0.0014316 | 36.8389 | 0.17572 | 14.3165 | 46.0923 | 4.9845 | 56.5845 | 168.4955 | 0.10598 | 0.24278 | 2.3925 | 2.281 | 0.29766 | 0.24327 | 1.314 | 0.18682 | 35.9557 | 0.0028794 | 13.7837 | 315.0384 | 0.026573 | 116.1979 | 5.0384 | 0.047746 | 0.69295 | 0.24722 | 4.9657 | 0.092837 | 1.6741 | 1.0503 | 1.5988 | 0.019243 | 0.12276 | 0.052052 | 4.4793 | 0.039498 | 0.54205 | 0.20583 | 9.1416 | 0.00042196 | 0.0037532 | 0.0031652 | 5.3672 | 0.019583 | 0.37432 | 0.20269 | 0.29152 | 0.0011299 | 0.020139 | 0.012715 | 1.1552 | 0.0058335 | 0.094605 | 0.048034 | 0.70699 | 0.0033171 | 0.043062 | 0.17838 | 0.52183 | 0.27346 | 0.99732 | 322.7339 | 0.015808 | 1.9822 | 0.011599 | 3.0918 | 3.7751 | 2.9326 | 187.3398 | 0.075453 | 10.9481 | 8.6481 | 14.7224 | 107435.0471 | 8.911 | 305.8837 | 9.5647 | 4.349 | 2.0654 | 1.842 | 3.0259 | 1.6209 | 1.9785 | 14.3098 | 4.2544 | 0.73419 | 7.8119 | 2.96 | 244.3014 | 9.0696 | 0.40845 | 18.0928 | 28.3981 | 664.9821 | 59.5 | 4.4633 | 2.8798 | 8.245 | 7.395 | 0.27199 | 1.1404 | 5.1365 | 6.7793 | 6.7695 | 0.0020128 | 0.001358 | 0.0046522 | 1.6389 | 9.4128e-05 | 0.0065129 | 6.1808e-05 | 0.018101 | 0.0028292 | 0.0075846 | 13.3026 | 0.00077669 | 0.68005 | 0.30452 | 7.9869 | 1.4139 | 0.040395 | 1.3262 | 0.33099 | 0.021358 | 0.0075991 | 0.0069638 | 0.003709 | 0.0054504 | 0.0062449 | 0.055799 | 0.069541 | 0.0033701 | 0.030019 | 0.010985 | 1.1785 | 0.00041945 | 0.00040309 | 0.1063 | 0.12253 | 2.9401 | 0.30607 | 0.019266 | 0.049332 | 0.028101 | 0.03417 | 0.0012024 | 0.0048408 | 0.020995 | 0.026862 | 0.02649 | 0.040446 | 0.017575 | 0.058295 | 17.9161 | 0.0012994 | 0.092063 | 0.00091373 | 0.40785 | 0.045244 | 0.14477 | 6.72 | 0.011244 | 19.8267 | 14.8446 | 443.9876 | 25.9766 | 1.736 | 28.4587 | 14.9122 | 0.91986 | 0.12152 | 0.10202 | 0.05716 | 0.10298 | 0.16219 | 1.939 | 1.4264 | 0.041122 | 0.79904 | 0.15779 | 19.9636 | 0.0037813 | 0.0033402 | 9.2274 | 4.7801 | 169.2156 | 14.5633 | 1.7576 | 0.65437 | 0.44441 | 0.65616 | 0.022965 | 0.092371 | 0.38386 | 1.0034 | 1.1849 | 0.028813 | 0.011049 | 0.014423 | 6.7794 | 0.00082169 | 0.20033 | 0.00056103 | 0.84497 | 0.061846 | 0.12762 | 5.4165 | 0.0092041 | 17.6022 | 8.3726 | 503.9411 | 19.7712 | 1.9872 | 20.6481 | 7.6324 | 0.55289 | 0.14206 | 0.2264 | 0.029219 | 0.10476 | 0.072216 | 2.0137 | 0.60924 | 0.19172 | 0.44739 | 0.20048 | 11.9471 | 0.0029975 | 0.0027947 | 3.818 | 2.8333 | 60.7499 | 8.7063 | 3.0312 | 0.24842 | 0.27355 | 0.6359 | 0.01341 | 0.050832 | 0.22067 | 1.1996 | 1.1342 | 814.6309 | 311.9033 | 205.2569 | 187.8664 | 71.734 | 108.3504 | 41.4985 | 3084.8626 | 252.0097 | 83.6493 | 17.4465 | 129.6045 | 10.4857 | 196.6787 | 102.4976 | 13.483 | 55.9482 | 0.34516 | 3347.3737 | 2.2507 | 5.9337 | 1.772 | 2.3256 | 8.551 | 0.40804 | 0.8802 | 2.8431 | 0.30551 | 12.6282 | 0.16196 | 0.0016231 | 0.034052 | 0.013213 | 0.26877 | 2.011 | 2.0125 | 3.5434 | 1.4913 | 1.5326

## ngA-Uganda-results
Element | N recovery | P recovery | K recovery | TEA results | LCA results
Feature | Total N [% N] | Total P [% P] | Total K [% K] | Annual net cost [USD/cap/yr] | GlobalWarming [kg CO2-eq/cap/yr] | H_Ecosystems [points/cap/yr] | H_Health [points/cap/yr] | H_Resources [points/cap/yr]
0 | 52.5242 | 37.332 | 22.6321 | 193.8003 | 125.011 | 0.3944 | 15.2238 | 21.1902
1 | 52.5242 | 37.332 | 22.6321 | 113.356 | 91.1408 | 0.22416 | 15.3546 | 9.9624
2 | 52.5242 | 37.332 | 22.6321 | 127.2379 | 100.7332 | 0.23423 | 15.6927 | 12.2801
3 | 52.5242 | 37.332 | 22.6321 | 180.4096 | 104.8544 | 0.25959 | 14.1066 | 12.4102
4 | 52.5242 | 37.332 | 22.6321 | 123.6786 | 76.0821 | 0.16224 | 11.3946 | 9.9864
5 | 52.5242 | 37.332 | 22.6321 | 108.8627 | 85.7679 | 0.17716 | 15.316 | 9.0164
6 | 52.5242 | 37.332 | 22.6321 | 133.3976 | 77.2995 | 0.24302 | 9.9954 | 11.9195
7 | 52.5242 | 37.332 | 22.6321 | 145.7757 | 89.8601 | 0.24978 | 11.9406 | 13.4208
8 | 52.5242 | 37.332 | 22.6321 | 189.0225 | 98.5306 | 0.33377 | 8.2203 | 16.8628
9 | 52.5242 | 37.332 | 22.6321 | 106.7655 | 64.1308 | 0.17436 | 7.0452 | 8.5425
10 | 52.5242 | 37.332 | 22.6321 | 130.5725 | 67.3688 | 0.18566 | 7.3347 | 9.6642
11 | 52.5242 | 37.332 | 22.6321 | 120.3432 | 89.7816 | 0.2365 | 14.4494 | 12.3515
12 | 52.5242 | 37.332 | 22.6321 | 151.0211 | 85.0917 | 0.23233 | 9.8904 | 11.1179
13 | 52.5242 | 37.332 | 22.6321 | 124.8222 | 65.4828 | 0.17761 | 7.8585 | 8.607
14 | 52.5242 | 37.332 | 22.6321 | 104.0428 | 70.6205 | 0.14045 | 12.9033 | 7.9092
15 | 52.5242 | 37.332 | 22.6321 | 101.9339 | 55.9809 | 0.15104 | 5.8914 | 7.5429
16 | 52.5242 | 37.332 | 22.6321 | 90.5424 | 57.6154 | 0.15988 | 6.2535 | 8.7965
17 | 52.5242 | 37.332 | 22.6321 | 190.7628 | 99.7635 | 0.29005 | 12.8274 | 15.6242
18 | 52.5242 | 37.332 | 22.6321 | 175.1386 | 106.8613 | 0.35374 | 12.9304 | 18.9494
19 | 52.5242 | 37.332 | 22.6321 | 141.6375 | 97.4371 | 0.18724 | 17.3587 | 10.1127

## ngB-China-param
Element | Excretion-B1 | [21 empty] | MURT-B2 | [11 empty] | NEWgenerator an MBR-B3 | [36 empty] | Sludge pasteurization-B4 | [8 empty] | NEWgenerator ion exchange-B5 | [39 empty] | NEWgenerator chlorination-B6 | [24 empty] | NEWgenerator controls-B8 | [41 empty] | NEWgenerator housing-B9 | [9 empty] | NEWgenerator pretreatment-B10 | [11 empty] | NEWgenerator foundation-B11 |  | MURT-B2 |  |  | TEA |  |  |  | LCA | [225 empty] | NEWgenerator gridtied-B7 | [7 empty] | Excretion-B1 | LCA |  |  |  | TEA
Feature | Excretion N prot [fraction] | Excretion P prot v [fraction] | Excretion P prot a [fraction] | Excretion K cal [g K/1000 kcal] | Excretion N exc [fraction of intake] | Excretion P exc [fraction of intake] | Excretion K exc [fraction of intake] | Excretion e exc [fraction of intake] | Excretion N ur [fraction of total] | Excretion P ur [fraction of total] | Excretion K ur [fraction of total] | Excretion e fec [fraction of total] | Excretion N ur NH3 [fraction of total N in urine] | Excretion N fec NH3 [fraction of total N in feces] | Excretion ur exc [g/cap/d] | Excretion fec exc [g/cap/d] | Excretion ur moi [fraction] | Excretion fec moi [fraction] | Excretion mg ur [g Mg/cap/d] | Excretion mg fec [g Mg/cap/d] | Excretion ca ur [g Ca/cap/d] | Excretion ca fec [g Ca/cap/d] | MURT collection period [days] | MURT sludge accum rate [L/cap/yr] | MURT N volatilization [fraction of N input] | MURT squatting pan cost [USD] | MURT urinal cost [USD] | MURT led cost [USD] | MURT anticor floor cost [USD] | MURT fan cost [USD] | MURT circuit change cost [USD] | MURT pipe cost [USD] | MURT squatting pan weight [kg] | MURT urinal weight [kg] | NEWgenerator an MBR anmbr reactor tank [USD] | NEWgenerator an MBR anmbr reactor media [USD] | NEWgenerator an MBR anmbr reactor fittings [USD] | NEWgenerator an MBR anmbr membrane module [USD] | NEWgenerator an MBR anmbr permeate pump [USD] | NEWgenerator an MBR anmbr backwash pump [USD] | NEWgenerator an MBR anmbr water pump [USD] | NEWgenerator an MBR anmbr membrane fittings [USD] | NEWgenerator an MBR anmbr biogas gas bag [USD] | NEWgenerator an MBR anmbr biogas fittings [USD] | NEWgenerator an MBR anmbr biogas ventilation [USD] | NEWgenerator an MBR anmbr COD removal [ratio] | NEWgenerator an MBR anmbr TN removal [ratio] | NEWgenerator an MBR anmbr TP removal [ratio] | NEWgenerator an MBR anmbr water pump energy percycle [kWh] | NEWgenerator an MBR anmbr permeate pump energy percycle [kWh] | NEWgenerator an MBR anmbr backwash pump energy percycle [kWh] | NEWgenerator an MBR anmbr batch cycle perday [# batches day-1] | NEWgenerator an MBR anmbr labor maintenance membrane chem cleaning [hrs/yr] | NEWgenerator an MBR anmbr labor maintenance sludge removal [hrs/yr] | NEWgenerator an MBR anmbr labor replacement membrane pump [hrs/yr] | NEWgenerator an MBR anmbr labor replacement permeate pump [hrs/yr] | NEWgenerator an MBR anmbr labor replacement membrane module [hrs/yr] | NEWgenerator an MBR anmbr labor replacement misc repairs [hr/y] | NEWgenerator an MBR anmbr reactor weight [kg] | NEWgenerator an MBR anmbr tau [d] | NEWgenerator an MBR anmbr soluble methane fraction [nan] | NEWgenerator an MBR anmbr VSS TSS ratio [nan] | NEWgenerator an MBR anmbr membrane weight [kg] | NEWgenerator an MBR anmbr PE weight [kg] | NEWgenerator an MBR anmbr PVC weight [kg] | NEWgenerator an MBR anmbr plastic weight [kg] | NEWgenerator an MBR anmbr piping [USD] | NEWgenerator an MBR anmbr piping PVC weight [kg] | NEWgenerator an MBR anmbr sludge yield [kg-VSS/kg-BOD removed] | NEWgenerator an MBR anmbr methane yield [m3-CH4/kg COD removed] | NEWgenerator an MBR dissolved methane HFMC removed [nan] | Sludge pasteurization sludge dryer weight [kg] | Sludge pasteurization sludge barrel weight [kg] | Sludge pasteurization sludge dryer [USD] | Sludge pasteurization sludge barrel [USD] | Sludge pasteurization sludge labor maintenance [h] | Fraction biogas lost [fraction] | Biogas efficiency [fraction] | Heat loss [fraction] | Sludge temperature [fraction] | NEWgenerator ion exchange ion eq2 tank [USD] | NEWgenerator ion exchange ion eq2 pump [USD] | NEWgenerator ion exchange ion eq2 powered valve [USD] | NEWgenerator ion exchange ion eq2 fittings [USD] | NEWgenerator ion exchange ion zeolite tanks [USD] | NEWgenerator ion exchange ion filtration media [USD] | NEWgenerator ion exchange ion gac [USD] | NEWgenerator ion exchange ion zeolite [USD] | NEWgenerator ion exchange ion zeolite fittings [USD] | NEWgenerator ion exchange ion eq3 tank [USD] | NEWgenerator ion exchange ion eq3 pump [USD] | NEWgenerator ion exchange ion eq3 filter [USD] | NEWgenerator ion exchange ion eq3 fittings [USD] | NEWgenerator ion exchange ion COD removal [nan] | NEWgenerator ion exchange ion TN removal [nan] | NEWgenerator ion exchange ion TP removal [nan] | NEWgenerator ion exchange ion labor maintenance zeolite regeneration [hr/y] | NEWgenerator ion exchange ion labor maintenance GAC replacement [hr/y] | NEWgenerator ion exchange ion labor replacement zeolite [hr/y] | NEWgenerator ion exchange ion labor replacement misc repairs [hr/y] | NEWgenerator ion exchange ion labor replacement other pump [hrs/yr] | NEWgenerator ion exchange ion backwash pump energy percycle [kWh] | NEWgenerator ion exchange ion batch cycle perday [# batches day-1] | NEWgenerator ion exchange ion gac unit cost [USD/kg] | NEWgenerator ion exchange ion zeolite unit cost [USD/kg] | NEWgenerator ion exchange ion na cl unit cost [USD/kg] | NEWgenerator ion exchange ion na OH unit cost [USD/kg] | NEWgenerator ion exchange ion regen freq per yr [events/yr] | NEWgenerator ion exchange ion regen efficiency [nan] | NEWgenerator ion exchange ion polycarbonate weight [kg] | NEWgenerator ion exchange ion steel weight [kg] | NEWgenerator ion exchange ion PE weight [kg] | NEWgenerator ion exchange ion PVC weight [kg] | NEWgenerator ion exchange ion plastic weight [kg] | NEWgenerator ion exchange ion piping PVC weight [kg] | NEWgenerator ion exchange ion piping [USD] | NEWgenerator ion exchange ion replacement scenario drums [USD] | NEWgenerator ion exchange ion largerncs scenario zeolite tanks [USD] | NEWgenerator ion exchange ion largerncs scenario zeolite [USD] | NEWgenerator ion exchange ion zeolite fittings largerncs [USD] | NEWgenerator chlorination chlorination recycle pump [USD] | NEWgenerator chlorination chlorination electochlorinator [USD] | NEWgenerator chlorination chlorination powered valve [USD] | NEWgenerator chlorination chlorination fittings [USD] | NEWgenerator chlorination chlorination tanks [USD] | NEWgenerator chlorination chlorination COD removal [%] | NEWgenerator chlorination chlorination TN removal [%] | NEWgenerator chlorination chlorination TP removal [%] | NEWgenerator chlorination chlorination chlorinator energy percycle [kWh] | NEWgenerator chlorination chlorination pump energy percycle [kWh] | NEWgenerator chlorination chlorination ventilation energy percycle [kWh] | NEWgenerator chlorination chlorination valve energy percycle [kWh] | NEWgenerator chlorination chlorination product water pump energy percycle [kWh] | NEWgenerator chlorination chlorination batch cycle per day [# batches day-1] | NEWgenerator chlorination chlorination labor maintenance chlorinator recharging [hr/y] | NEWgenerator chlorination chlorination labor replacement chlorinator replacement [hr/y] | NEWgenerator chlorination chlorination labor replacement other pump [hr/y] | NEWgenerator chlorination chlorination labor replacement misc repairs [hr/y] | NEWgenerator chlorination chlorination na cl dosage [mg/L] | NEWgenerator chlorination chlorination throughput flow [L/d] | NEWgenerator chlorination chlorination PE weight [kg] | NEWgenerator chlorination chlorination PVC weight [kg] | NEWgenerator chlorination chlorination electronics active weight [kg] | NEWgenerator chlorination chlorination piping [USD] | NEWgenerator chlorination chlorination piping PVC weight [kg] | NEWgenerator controls control box enclosure panel [USD] | NEWgenerator controls control box arduino microcontroller [USD] | NEWgenerator controls control box microcontroller din rails [USD] | NEWgenerator controls control box wifi [USD] | NEWgenerator controls control box solid state relays [USD] | NEWgenerator controls control box other relays [USD] | NEWgenerator controls control box conductors [USD] | NEWgenerator controls control box din rails [USD] | NEWgenerator controls control sensors enclosure panel [USD] | NEWgenerator controls control sensors signal conditioners [USD] | NEWgenerator controls control sensors din rails [USD] | NEWgenerator controls control sensors voltage converter [USD] | NEWgenerator controls control orp enclosure panel [USD] | NEWgenerator controls control orp voltage converter [USD] | NEWgenerator controls control orp controller [USD] | NEWgenerator controls control orp probe [USD] | NEWgenerator controls control orp cables [USD] | NEWgenerator controls control pump enclosure panel [USD] | NEWgenerator controls control pump voltage converter [USD] | NEWgenerator controls control pump voltage rectifier [USD] | NEWgenerator controls control pump box relay [USD] | NEWgenerator controls control sensors level sensor [USD] | NEWgenerator controls control sensors level switch [USD] | NEWgenerator controls control sensors flow switches [USD] | NEWgenerator controls control sensors proximity sensor [USD] | NEWgenerator controls control stranded cables [USD] | NEWgenerator controls control sensor cables [USD] | NEWgenerator controls control cable glands [USD] | NEWgenerator controls control gauge ferrules [USD] | NEWgenerator controls control zip ties [USD] | NEWgenerator controls control terminal block jumper [USD] | NEWgenerator controls control system energy percycle [kW] | NEWgenerator controls control system ORP energy percycle [kW] | NEWgenerator controls control background runtime energy perday [kWh] | NEWgenerator controls control batch cycle perday [# batches day-1] | NEWgenerator controls control labor replacement misc repairs [hr/y] | NEWgenerator controls control polycarbonate weight [kg] | NEWgenerator controls control aluminum weight [kg] | NEWgenerator controls control cable length [m] | NEWgenerator controls control electronics passive weight [kg] | NEWgenerator controls control electronics active weight [kg] | NEWgenerator controls control control units weight [kg] | NEWgenerator housing housing framework [USD] | NEWgenerator housing housing framework shipping [USD] | NEWgenerator housing housing fittings [USD] | NEWgenerator housing housing steel weight [kg] | NEWgenerator housing housing zinc coated steel weight [kg] | NEWgenerator housing housing zinc coat [m2] | NEWgenerator housing housing aluminum weight [kg] | NEWgenerator housing housing PE weight [kg] | NEWgenerator housing housing largerncs framework [USD] | NEWgenerator housing cheaper housing framework [USD] | NEWgenerator pretreatment pretreatment eq tank [USD] | NEWgenerator pretreatment pretreatment tank PE weight [kg] | NEWgenerator pretreatment pretreatment piping [USD] | NEWgenerator pretreatment pretreatment piping PVC weight [kg] | NEWgenerator pretreatment pretreatment feed pump [USD] | NEWgenerator pretreatment pretreatment feed pump energy percycle [kWh] | NEWgenerator pretreatment pretreatment batch cycle perday [# batches day-1] | NEWgenerator pretreatment pretreatment labor replacement other pump [hrs/yr] | NEWgenerator pretreatment pretreatment labor screen pit cleaning [hrs/yr] | NEWgenerator pretreatment pretreatment barscreen cost [USD] | NEWgenerator pretreatment pretreatment barscreen weight [kg] | NEWgenerator pretreatment pretreatment barscreen [USD] | NEWgenerator foundation foundation concrete unit cost [USD m-3] | NEWgenerator foundation foundation concrete thickness [m] | Max ch4 emission [g CH4/g COD] | Full degradation time [yr] | Log degradation [-] | Price factor [-] | Zeolite price [USD/kg] | GAC price [USD/kg] | Na OH price [USD/kg] | CH4 CF [kg CO2-eq/kg CH4] | CH4 ecosystems CF [points/kg CH4] | CH4 health CF [points/kg CH4] | N2O CF [kg CO2-eq/kg N2O] | N2O ecosystems CF [points/kg N2O] | N2O health CF [points/kg N2O] | N fertilizer CF [kg CO2-eq/kg N] | N fertilizer ecosystems CF [points/kg N] | N fertilizer health CF [points/kg N] | N fertilizer resources CF [points/kg N] | P fertilizer CF [kg CO2-eq/kg P] | P fertilizer ecosystems CF [points/kg P] | P fertilizer health CF [points/kg P] | P fertilizer resources CF [points/kg P] | K fertilizer CF [kg CO2-eq/kg K] | K fertilizer ecosystems CF [points/kg K] | K fertilizer health CF [points/kg K] | K fertilizer resources CF [points/kg K] | Conc nh3 CF [kg CO2-eq/kg] | Conc nh3 ecosystems CF [points/kg] | Conc nh3 health CF [points/kg] | Conc nh3 resources CF [points/kg] | GAC CF [kg CO2-eq/kg] | GAC ecosystems CF [points/kg] | GAC health CF [points/kg] | GAC resources CF [points/kg] | Zeolite CF [kg CO2-eq/kg] | Zeolite ecosystems CF [points/kg] | Zeolite health CF [points/kg] | Zeolite resources CF [points/kg] | Na cl CF [kg CO2-eq/kg] | Na cl ecosystems CF [points/kg] | Na cl health CF [points/kg] | Na cl resources CF [points/kg] | Na OH CF [kg CO2-eq/kg] | Na OH ecosystems CF [points/kg] | Na OH health CF [points/kg] | Na OH resources CF [points/kg] | LPG CF [kg CO2-eq/kg] | LPG ecosystems CF [points/kg] | LPG health CF [points/kg] | LPG resources CF [points/kg] | Excavation-Global warming [kg CO2-eq/m3] | Brick-Global warming [kg CO2-eq/kg] | Cement-Global warming [kg CO2-eq/kg] | Concrete-Global warming [kg CO2-eq/m3] | Gravel-Global warming [kg CO2-eq/kg] | Plastic-Global warming [kg CO2-eq/kg] | Sand-Global warming [kg CO2-eq/kg] | Stainless steel-global warming [kg CO2-eq/kg] | Stainless steel sheet-global warming [kg CO2-eq/kg] | Steel-Global warming [kg CO2-eq/kg] | Wood-Global warming [kg CO2-eq/m3] | Trucking-Global warming [kg CO2-eq/tonne*km] | Electric motor-global warming [kg CO2-eq/ea] | Electronics-Global warming [kg CO2-eq/kg] | Catalytic converter-global warming [kg CO2-eq/ea] | Oil heat exchanger-global warming [kg CO2-eq/ea] | Pump-Global warming [kg CO2-eq/ea] | Hydronic heat exchanger-global warming [kg CO2-eq/ea] | Electric connectors-global warming [kg CO2-eq/kg] | Electric cables-global warming [kg CO2-eq/m] | PVC-Global warming [kg CO2-eq/kg] | PE-Global warming [kg CO2-eq/kg] | Polymer-Global warming [kg CO2-eq/kg] | Cationic resin-global warming [kg CO2-eq/kg] | Ceramic-Global warming [kg CO2-eq/kg] | Fan-Global warming [kg CO2-eq/kg] | Aluminum-Global warming [kg CO2-eq/kg] | LPG-Global warming [kg CO2-eq/kg] | Zinc coat-global warming [kg CO2-eq/m2] | Polyacrylamide-Global warming [kg CO2-eq/kg] | Photovoltaic panel-global warming [kg CO2-eq/m2] | GACProduction-Global warming [kg CO2-eq/kg] | GACRegeneration-Global warming [kg CO2-eq/kg] | Switches-Global warming [kg CO2-eq/kg] | Control units-global warming [kg CO2-eq/kg] | Electronics active-global warming [kg CO2-eq/kg] | Electronics passive-global warming [kg CO2-eq/kg] | Transformers-Global warming [kg CO2-eq/kg] | Fertilizer offset-global warming [kg CO2-eq/kg] | Polycarbonate-Global warming [kg CO2-eq/kg] | Membrane-Global warming [kg CO2-eq/kg] | Na cl-global warming [kg CO2-eq/kg] | Na oh-global warming [kg CO2-eq/kg] | Zeolite-Global warming [kg CO2-eq/kg] | Battery-Global warming [kg CO2-eq/kg] | Lithium battery-global warming [kg CO2-eq/kg] | Excavation-H ecosystems [kg CO2-eq/m3] | Brick-H ecosystems [kg CO2-eq/kg] | Cement-H ecosystems [kg CO2-eq/kg] | Concrete-H ecosystems [kg CO2-eq/m3] | Gravel-H ecosystems [kg CO2-eq/kg] | Plastic-H ecosystems [kg CO2-eq/kg] | Sand-H ecosystems [kg CO2-eq/kg] | Stainless steel-h ecosystems [kg CO2-eq/kg] | Stainless steel sheet-h ecosystems [kg CO2-eq/kg] | Steel-H ecosystems [kg CO2-eq/kg] | Wood-H ecosystems [kg CO2-eq/m3] | Trucking-H ecosystems [kg CO2-eq/tonne*km] | Electric motor-h ecosystems [kg CO2-eq/ea] | Electronics-H ecosystems [kg CO2-eq/kg] | Catalytic converter-h ecosystems [kg CO2-eq/ea] | Oil heat exchanger-h ecosystems [kg CO2-eq/ea] | Pump-H ecosystems [kg CO2-eq/ea] | Hydronic heat exchanger-h ecosystems [kg CO2-eq/ea] | Electric connectors-h ecosystems [kg CO2-eq/kg] | Electric cables-h ecosystems [kg CO2-eq/m] | PVC-H ecosystems [kg CO2-eq/kg] | PE-H ecosystems [kg CO2-eq/kg] | Polymer-H ecosystems [kg CO2-eq/kg] | Cationic resin-h ecosystems [kg CO2-eq/kg] | Ceramic-H ecosystems [kg CO2-eq/kg] | Fan-H ecosystems [kg CO2-eq/kg] | Aluminum-H ecosystems [kg CO2-eq/kg] | LPG-H ecosystems [kg CO2-eq/kg] | Zinc coat-h ecosystems [kg CO2-eq/m2] | Polyacrylamide-H ecosystems [kg CO2-eq/kg] | Photovoltaic panel-h ecosystems [kg CO2-eq/m2] | GACProduction-H ecosystems [kg CO2-eq/kg] | GACRegeneration-H ecosystems [kg CO2-eq/kg] | Switches-H ecosystems [kg CO2-eq/kg] | Control units-h ecosystems [kg CO2-eq/kg] | Electronics active-h ecosystems [kg CO2-eq/kg] | Electronics passive-h ecosystems [kg CO2-eq/kg] | Transformers-H ecosystems [kg CO2-eq/kg] | Fertilizer offset-h ecosystems [kg CO2-eq/kg] | Polycarbonate-H ecosystems [kg CO2-eq/kg] | Membrane-H ecosystems [kg CO2-eq/kg] | Na cl-h ecosystems [kg CO2-eq/kg] | Na oh-h ecosystems [kg CO2-eq/kg] | Zeolite-H ecosystems [kg CO2-eq/kg] | Battery-H ecosystems [kg CO2-eq/kg] | Lithium battery-h ecosystems [kg CO2-eq/kg] | Excavation-H health [kg CO2-eq/m3] | Brick-H health [kg CO2-eq/kg] | Cement-H health [kg CO2-eq/kg] | Concrete-H health [kg CO2-eq/m3] | Gravel-H health [kg CO2-eq/kg] | Plastic-H health [kg CO2-eq/kg] | Sand-H health [kg CO2-eq/kg] | Stainless steel-h health [kg CO2-eq/kg] | Stainless steel sheet-h health [kg CO2-eq/kg] | Steel-H health [kg CO2-eq/kg] | Wood-H health [kg CO2-eq/m3] | Trucking-H health [kg CO2-eq/tonne*km] | Electric motor-h health [kg CO2-eq/ea] | Electronics-H health [kg CO2-eq/kg] | Catalytic converter-h health [kg CO2-eq/ea] | Oil heat exchanger-h health [kg CO2-eq/ea] | Pump-H health [kg CO2-eq/ea] | Hydronic heat exchanger-h health [kg CO2-eq/ea] | Electric connectors-h health [kg CO2-eq/kg] | Electric cables-h health [kg CO2-eq/m] | PVC-H health [kg CO2-eq/kg] | PE-H health [kg CO2-eq/kg] | Polymer-H health [kg CO2-eq/kg] | Cationic resin-h health [kg CO2-eq/kg] | Ceramic-H health [kg CO2-eq/kg] | Fan-H health [kg CO2-eq/kg] | Aluminum-H health [kg CO2-eq/kg] | LPG-H health [kg CO2-eq/kg] | Zinc coat-h health [kg CO2-eq/m2] | Polyacrylamide-H health [kg CO2-eq/kg] | Photovoltaic panel-h health [kg CO2-eq/m2] | GACProduction-H health [kg CO2-eq/kg] | GACRegeneration-H health [kg CO2-eq/kg] | Switches-H health [kg CO2-eq/kg] | Control units-h health [kg CO2-eq/kg] | Electronics active-h health [kg CO2-eq/kg] | Electronics passive-h health [kg CO2-eq/kg] | Transformers-H health [kg CO2-eq/kg] | Fertilizer offset-h health [kg CO2-eq/kg] | Polycarbonate-H health [kg CO2-eq/kg] | Membrane-H health [kg CO2-eq/kg] | Na cl-h health [kg CO2-eq/kg] | Na oh-h health [kg CO2-eq/kg] | Zeolite-H health [kg CO2-eq/kg] | Battery-H health [kg CO2-eq/kg] | Lithium battery-h health [kg CO2-eq/kg] | Excavation-H resources [kg CO2-eq/m3] | Brick-H resources [kg CO2-eq/kg] | Cement-H resources [kg CO2-eq/kg] | Concrete-H resources [kg CO2-eq/m3] | Gravel-H resources [kg CO2-eq/kg] | Plastic-H resources [kg CO2-eq/kg] | Sand-H resources [kg CO2-eq/kg] | Stainless steel-h resources [kg CO2-eq/kg] | Stainless steel sheet-h resources [kg CO2-eq/kg] | Steel-H resources [kg CO2-eq/kg] | Wood-H resources [kg CO2-eq/m3] | Trucking-H resources [kg CO2-eq/tonne*km] | Electric motor-h resources [kg CO2-eq/ea] | Electronics-H resources [kg CO2-eq/kg] | Catalytic converter-h resources [kg CO2-eq/ea] | Oil heat exchanger-h resources [kg CO2-eq/ea] | Pump-H resources [kg CO2-eq/ea] | Hydronic heat exchanger-h resources [kg CO2-eq/ea] | Electric connectors-h resources [kg CO2-eq/kg] | Electric cables-h resources [kg CO2-eq/m] | PVC-H resources [kg CO2-eq/kg] | PE-H resources [kg CO2-eq/kg] | Polymer-H resources [kg CO2-eq/kg] | Cationic resin-h resources [kg CO2-eq/kg] | Ceramic-H resources [kg CO2-eq/kg] | Fan-H resources [kg CO2-eq/kg] | Aluminum-H resources [kg CO2-eq/kg] | LPG-H resources [kg CO2-eq/kg] | Zinc coat-h resources [kg CO2-eq/m2] | Polyacrylamide-H resources [kg CO2-eq/kg] | Photovoltaic panel-h resources [kg CO2-eq/m2] | GACProduction-H resources [kg CO2-eq/kg] | GACRegeneration-H resources [kg CO2-eq/kg] | Switches-H resources [kg CO2-eq/kg] | Control units-h resources [kg CO2-eq/kg] | Electronics active-h resources [kg CO2-eq/kg] | Electronics passive-h resources [kg CO2-eq/kg] | Transformers-H resources [kg CO2-eq/kg] | Fertilizer offset-h resources [kg CO2-eq/kg] | Polycarbonate-H resources [kg CO2-eq/kg] | Membrane-H resources [kg CO2-eq/kg] | Na cl-h resources [kg CO2-eq/kg] | Na oh-h resources [kg CO2-eq/kg] | Zeolite-H resources [kg CO2-eq/kg] | Battery-H resources [kg CO2-eq/kg] | Lithium battery-h resources [kg CO2-eq/kg] | NEWgenerator gridtied grid power ac conversion [USD] | NEWgenerator gridtied grid power dc distribution [USD] | NEWgenerator gridtied grid power misc [USD] | NEWgenerator gridtied grid labor replacement misc repairs [hr/y] | NEWgenerator gridtied grid polycarbonate weight [kg] | NEWgenerator gridtied grid aluminium weight [kg] | NEWgenerator gridtied grid electronics passive weight [kg] | NEWgenerator gridtied grid electronics active weight [kg] | Operator daily wage [USD/h] | Energy gwp [kg CO2-eq/kWh] | Energy h ecosystems [points/kWh] | Energy h health [points/kWh] | Energy h resources [points/kWh] | Nacl price [USD/kg] | Lpg price [USD/kg] | N fertilizer price [USD/kg N] | P fertilizer price [USD/kg P] | K fertilizer price [USD/kg K] | Nh3 fertilizer price [USD/kg N]
0 | 0.15954 | 0.044428 | 0.027789 | 1.1721 | 0.99025 | 0.9955 | 0.85646 | 0.053596 | 0.84405 | 0.47399 | 0.76713 | 0.79215 | 0.75344 | 0.21889 | 1552.6478 | 403.6454 | 0.95609 | 0.7698 | 0.19713 | 0.31239 | 0.20321 | 1.3191 | 2.6167 | 381.4416 | 0.0066764 | 163.3524 | 110.4494 | 14.5527 | 179.2253 | 13.874 | 1.8826 | 59.9823 | 15.7254 | 10.1142 | 2307.3066 | 98.5692 | 99.7975 | 1887.9017 | 101.7362 | 83.0796 | 259.9971 | 235.3734 | 234.3679 | 29.5542 | 55.9395 | 0.80614 | 0.2658 | 0.1361 | 0.019406 | 0.0017616 | 6.5029e-05 | 38.7563 | 10.97 | 2.7698 | 0.73213 | 0.54842 | 0.099869 | 2.3589 | 49.2972 | 2.7462 | 0.24919 | 0.8567 | 19.782 | 93.3104 | 41.2512 | 24.7296 | 133.5703 | 7.8615 | 0.03849 | 0.26325 | 0.80506 | 42.6548 | 18.9113 | 798.739 | 89.8037 | 2.3878 | 0.12545 | 0.55614 | 0.090186 | 308.5859 | 151.5191 | 97.2598 | 63.1728 | 17.3238 | 1144.4767 | 273.2536 | 72.9454 | 76.406 | 236.0305 | 180.3303 | 96.2256 | 74.6998 | 6.893 | 0.43162 | 0.57049 | 0.56484 | 53.1377 | 5.3827 | 1.9939 | 2.5825 | 0.19131 | 8.1966e-05 | 37.6182 | 0.84032 | 0.26026 | 0.17212 | 0.14854 | 3.2797 | 0.95083 | 1.3138 | 0.51609 | 99.9404 | 18.0823 | 24.2825 | 7.7263 | 120.5344 | 134.8719 | 1850.1894 | 273.523 | 309.8713 | 197.388 | 889.1993 | 399.433 | 80.8491 | 461.7334 | 0.027673 | 0.17902 | 0.028914 | 0.058317 | 0.0076795 | 0.0048892 | 2.8788e-05 | 0.0022794 | 34.2981 | 12.5837 | 1.0564 | 0.19153 | 2.2782 | 6.4544 | 424.4858 | 66.9632 | 4.1929 | 3.8305 | 123.9966 | 9.0637 | 131.8924 | 41.9203 | 36.0874 | 91.892 | 590.2966 | 68.9955 | 571.2684 | 8.8682 | 120.0867 | 772.7105 | 149.9126 | 102.6214 | 48.3629 | 71.6038 | 203.466 | 56.4853 | 8.6721 | 194.0155 | 93.9693 | 12.2384 | 41.5181 | 582.9939 | 5.8174 | 78.56 | 65.4515 | 186.1975 | 279.2553 | 89.4673 | 48.8826 | 30.5386 | 41.8436 | 0.010133 | 0.001001 | 0.26131 | 29.2189 | 2.0618 | 13.2487 | 2.6162 | 255.5897 | 8.7057 | 3.775 | 0.59517 | 7369.1726 | 778.8934 | 1491.1767 | 1366.8643 | 34.6026 | 0.69415 | 25.2838 | 2.9821 | 5654.9354 | 1268.9937 | 592.808 | 101.9676 | 130.2901 | 9.0187 | 157.8576 | 0.0013455 | 36.8815 | 0.16955 | 12.9224 | 90.1871 | 5.8588 | 59.5632 | 220.2143 | 0.10768 | 0.25112 | 1.6737 | 2.7182 | 0.18632 | 0.21741 | 1.3519 | 0.16493 | 31.9657 | 0.0026189 | 12.7438 | 299.494 | 0.02392 | 120.3962 | 5.4428 | 0.048447 | 0.67215 | 0.25956 | 4.8378 | 0.089793 | 1.7881 | 1.0801 | 1.5216 | 0.019365 | 0.11623 | 0.0494 | 4.6462 | 0.036818 | 0.5172 | 0.20788 | 8.1948 | 0.00041234 | 0.0033039 | 0.0030353 | 4.8122 | 0.020041 | 0.33141 | 0.22682 | 0.24542 | 0.0011808 | 0.019536 | 0.012502 | 1.1861 | 0.0047805 | 0.092595 | 0.056202 | 0.70238 | 0.0035973 | 0.044453 | 0.19383 | 0.5326 | 0.27725 | 0.98425 | 220.7486 | 0.016088 | 2.0033 | 0.011183 | 4.5336 | 4.2052 | 3.1497 | 206.9315 | 0.42874 | 9.1403 | 8.1549 | 12.5482 | 121011.5704 | 8.572 | 308.3086 | 8.9503 | 4.7654 | 2.2422 | 1.8679 | 2.9511 | 1.5074 | 1.8604 | 14.077 | 3.9564 | 0.70746 | 7.5111 | 2.9956 | 281.0027 | 8.1428 | 0.47678 | 18.4982 | 28.1876 | 604.8809 | 65.6542 | 4.1674 | 2.6853 | 8.0382 | 8.4794 | 0.26605 | 1.1303 | 5.6514 | 6.8475 | 6.7521 | 0.0020988 | 0.001282 | 0.004123 | 1.5866 | 9.6316e-05 | 0.006449 | 6.2995e-05 | 0.018428 | 0.002536 | 0.0080874 | 11.7778 | 0.00077942 | 0.67762 | 0.30928 | 7.9705 | 1.2834 | 0.035356 | 1.2298 | 0.33026 | 0.018702 | 0.00778 | 0.0065452 | 0.003618 | 0.0058899 | 0.0072869 | 0.061023 | 0.073737 | 0.0036018 | 0.031372 | 0.010194 | 1.1774 | 0.00041364 | 0.00047506 | 0.10897 | 0.12621 | 3.0884 | 0.31642 | 0.021811 | 0.043066 | 0.025853 | 0.03569 | 0.001173 | 0.0048008 | 0.02217 | 0.025379 | 0.022787 | 0.041578 | 0.018843 | 0.061156 | 16.8071 | 0.0013377 | 0.097153 | 0.00080928 | 0.40486 | 0.051687 | 0.14568 | 7.9453 | 0.011102 | 21.0587 | 13.919 | 450.2663 | 29.953 | 1.691 | 28.2552 | 15.4975 | 0.99606 | 0.10108 | 0.10539 | 0.051885 | 0.0867 | 0.17634 | 1.73 | 1.3587 | 0.043664 | 0.7936 | 0.17088 | 20.9656 | 0.0036756 | 0.0037416 | 9.3906 | 5.6265 | 166.9511 | 15.3434 | 1.8398 | 0.63483 | 0.4563 | 0.63001 | 0.021035 | 0.094829 | 0.33585 | 1.1615 | 0.98526 | 0.025519 | 0.010076 | 0.015514 | 6.5259 | 0.00086653 | 0.22964 | 0.00053925 | 0.92893 | 0.069863 | 0.13636 | 5.3145 | 0.0089113 | 17.3014 | 8.233 | 502.602 | 20.9554 | 1.9171 | 18.3154 | 8.0362 | 0.51438 | 0.16235 | 0.22971 | 0.027258 | 0.10185 | 0.082249 | 1.9629 | 0.54317 | 0.17408 | 0.49895 | 0.20879 | 13.4239 | 0.0027711 | 0.002966 | 4.0698 | 2.7548 | 57.5611 | 9.0737 | 2.9369 | 0.26401 | 0.3095 | 0.64217 | 0.013311 | 0.056398 | 0.2465 | 1.2115 | 1.2944 | 416.2323 | 451.3438 | 52.0194 | 2.0169 | 4.0509 | 1.4992 | 4.6756 | 2.883 | 42.0523 | 0.72755 | 0.0021961 | 0.036196 | 0.025341 | 0.2877 | 0.89099 | 0.99933 | 1.8808 | 1.1447 | 0.63662
1 | 0.18228 | 0.01774 | 0.018591 | 1.1052 | 0.9963 | 0.99141 | 0.90613 | 0.075178 | 0.82783 | 0.62292 | 0.62686 | 0.79975 | 0.88767 | 0.22591 | 1596.1067 | 294.903 | 0.95436 | 0.80693 | 0.14984 | 0.21379 | 0.3924 | 3.3884 | 2.8538 | 325.8599 | 0.00087373 | 170.7921 | 118.4706 | 15.319 | 156.5312 | 17.015 | 1.804 | 58.3223 | 17.8621 | 11.0562 | 2708.8687 | 100.4406 | 82.0753 | 1637.8679 | 98.7763 | 85.9864 | 241.5511 | 283.8394 | 239.3399 | 32.4161 | 45.1034 | 0.89708 | 0.067183 | 0.23476 | 0.015638 | 0.002336 | 9.4002e-05 | 34.5005 | 13.2669 | 2.6769 | 1.0217 | 0.57725 | 0.097901 | 2.0335 | 44.0998 | 12.0102 | 0.25391 | 0.80322 | 21.4275 | 118.3156 | 29.1426 | 19.2748 | 127.4948 | 8.3793 | 0.036101 | 0.23099 | 0.97589 | 30.3657 | 14.007 | 875.2024 | 119.659 | 2.935 | 0.12164 | 0.53691 | 0.1108 | 250.744 | 161.5659 | 91.4996 | 69.862 | 14.3462 | 1306.3888 | 233.8613 | 68.8689 | 86.8261 | 238.2036 | 143.3436 | 87.2174 | 75.7327 | 6.8011 | 0.7915 | 0.99691 | 0.47849 | 67.1473 | 6.5367 | 2.0187 | 2.7931 | 0.14346 | 9.0662e-05 | 32.0804 | 0.88172 | 0.24211 | 0.21976 | 0.17924 | 3.4098 | 0.96911 | 1.2509 | 0.47973 | 71.4586 | 18.6433 | 33.5184 | 8.5502 | 142.8082 | 166.0642 | 2002.4104 | 250.6521 | 380.3853 | 169.7481 | 779.4119 | 375.1762 | 98.5285 | 456.1963 | 0.25866 | 0.20776 | 0.046677 | 0.080604 | 0.0088351 | 0.0065907 | 2.2304e-05 | 0.0025359 | 29.2537 | 12.0563 | 1.1035 | 0.16329 | 2.8653 | 4.2178 | 323.5896 | 71.6528 | 2.6102 | 6.1255 | 117.5767 | 8.6402 | 127.8219 | 41.7657 | 35.8716 | 88.1153 | 619.609 | 64.755 | 605.3208 | 10.1911 | 132.7625 | 720.8636 | 163.4796 | 101.093 | 60.0687 | 68.1309 | 239.2875 | 54.2534 | 9.7882 | 171.9294 | 97.4836 | 12.4567 | 46.6593 | 563.9644 | 6.3737 | 83.8365 | 68.0473 | 189.1875 | 317.8265 | 73.6093 | 44.7895 | 31.8765 | 40.3521 | 0.0092838 | 0.0011112 | 0.26678 | 27.5649 | 2.7612 | 10.1949 | 2.484 | 328.3412 | 10.4502 | 5.7018 | 0.42027 | 5639.3266 | 816.7068 | 1239.8436 | 1105.0434 | 26.7002 | 0.9337 | 22.7475 | 2.4173 | 5422.621 | 1582.6621 | 502.6897 | 88.291 | 122.2923 | 7.7553 | 195.4537 | 0.0011212 | 38.7244 | 0.14144 | 14.0635 | 82.1514 | 5.9886 | 86.3219 | 162.1516 | 0.1159 | 0.22939 | 2.2443 | 3.1539 | 0.12237 | 0.20887 | 0.86203 | 0.12105 | 32.6914 | 0.0029149 | 14.6259 | 282.9116 | 0.026063 | 111.7546 | 5.144 | 0.04803 | 0.66382 | 0.2505 | 4.59 | 0.093364 | 1.7657 | 1.149 | 1.5252 | 0.019905 | 0.12297 | 0.055356 | 4.1805 | 0.035175 | 0.53461 | 0.20004 | 8.7568 | 0.00042762 | 0.0034615 | 0.003244 | 5.2483 | 0.021135 | 0.34991 | 0.20521 | 0.26714 | 0.0011087 | 0.022871 | 0.013489 | 1.1321 | 0.0054508 | 0.10119 | 0.05456 | 0.78235 | 0.0036449 | 0.041626 | 0.1797 | 0.54654 | 0.27331 | 1.0801 | 380.5987 | 0.01276 | 1.9372 | 0.012385 | 4.7155 | 5.6256 | 2.7297 | 195.1271 | 0.33633 | 9.7535 | 9.2681 | 12.8695 | 107725.0801 | 8.7674 | 316.1761 | 8.7888 | 4.623 | 1.8691 | 1.9472 | 2.877 | 1.7141 | 1.8683 | 13.8428 | 4.1533 | 0.75453 | 8.1838 | 2.8476 | 282.2606 | 8.6157 | 0.41048 | 19.5944 | 27.6976 | 644.5375 | 66.4971 | 4.8857 | 2.7202 | 8.2308 | 7.9275 | 0.27822 | 1.3093 | 5.3474 | 6.7288 | 5.932 | 0.0022367 | 0.0012918 | 0.004034 | 1.6396 | 9.4169e-05 | 0.0066361 | 6.4715e-05 | 0.019115 | 0.0028842 | 0.0087625 | 13.0269 | 0.00070315 | 0.63815 | 0.31274 | 7.3203 | 1.3885 | 0.035705 | 1.3673 | 0.29782 | 0.019213 | 0.0079641 | 0.0069681 | 0.0033744 | 0.0061905 | 0.0066906 | 0.062603 | 0.068577 | 0.0032869 | 0.035423 | 0.010806 | 1.1648 | 0.00047753 | 0.00042088 | 0.090879 | 0.12096 | 2.715 | 0.28667 | 0.019495 | 0.048452 | 0.02547 | 0.032707 | 0.0011876 | 0.0048811 | 0.018529 | 0.027161 | 0.024779 | 0.038339 | 0.017651 | 0.063957 | 18.4646 | 0.001307 | 0.10605 | 0.00085573 | 0.37629 | 0.04877 | 0.15874 | 7.7282 | 0.011447 | 22.0991 | 13.7601 | 539.1724 | 30.0177 | 1.845 | 26.995 | 13.5953 | 0.85593 | 0.10214 | 0.10003 | 0.056115 | 0.094805 | 0.17291 | 2.0087 | 1.3796 | 0.040588 | 0.86239 | 0.15077 | 21.3943 | 0.0036065 | 0.0035094 | 10.1633 | 5.4188 | 165.7328 | 14.8792 | 1.7041 | 0.68927 | 0.45212 | 0.64737 | 0.021433 | 0.086179 | 0.35339 | 1.1078 | 1.1727 | 0.029403 | 0.010404 | 0.015913 | 6.8254 | 0.00079085 | 0.1996 | 0.00062138 | 0.98414 | 0.060792 | 0.1167 | 5.138 | 0.0082869 | 16.895 | 9.0282 | 552.2002 | 18.8687 | 1.8863 | 19.1601 | 9.1211 | 0.52902 | 0.1393 | 0.20762 | 0.032366 | 0.10597 | 0.078739 | 1.9186 | 0.56842 | 0.19115 | 0.48644 | 0.1966 | 12.2328 | 0.0032295 | 0.0027469 | 3.9207 | 2.9928 | 58.9865 | 9.0311 | 3.1449 | 0.24802 | 0.28511 | 0.67111 | 0.012422 | 0.051382 | 0.20292 | 1.1136 | 1.0847 | 406.8602 | 413.297 | 73.4813 | 2.7205 | 2.9849 | 1.3948 | 3.6809 | 3.4583 | 36.2628 | 0.76296 | 0.0022133 | 0.03658 | 0.02602 | 0.39517 | 1.1024 | 0.93282 | 1.7405 | 0.99679 | 0.8437
2 | 0.13248 | 0.0094065 | 0.020061 | 1.4617 | 0.99775 | 0.99601 | 0.77992 | 0.066226 | 0.89852 | 0.69407 | 0.64808 | 0.87433 | 0.89679 | 0.22911 | 2057.4381 | 228.1742 | 0.94396 | 0.79138 | 0.16557 | 0.23846 | 0.25541 | 2.9799 | 3.7227 | 816.5224 | 0.0027832 | 166.1458 | 126.9377 | 15.1847 | 134.5314 | 12.3933 | 2.2998 | 54.6175 | 17.5076 | 13.0758 | 2810.0397 | 93.2344 | 96.6549 | 1845.8394 | 132.8913 | 89.6461 | 267.2172 | 214.9909 | 263.1436 | 33.1178 | 52.4132 | 0.82341 | 0.34818 | 0.015854 | 0.019657 | 0.0019858 | 8.9377e-05 | 35.6793 | 11.668 | 3.1465 | 0.90779 | 0.70901 | 0.10674 | 2.0821 | 62.4719 | 1.3043 | 0.34563 | 0.83633 | 25.9059 | 79.4499 | 40.6726 | 23.7558 | 152.2588 | 8.2093 | 0.038537 | 0.32535 | 0.87705 | 33.8001 | 16.2814 | 890.9605 | 120.5454 | 2.5822 | 0.10252 | 0.62566 | 0.087323 | 326.0185 | 167.1766 | 86.2889 | 68.6481 | 17.634 | 1224.05 | 241.3874 | 100.21 | 72.0699 | 286.1816 | 148.6309 | 100.4086 | 84.4279 | 7.9362 | 0.39721 | 0.88892 | 0.45785 | 67.2095 | 6.0728 | 1.7047 | 2.2661 | 0.15358 | 8.4273e-05 | 35.4708 | 1.0399 | 0.20286 | 0.2451 | 0.17087 | 2.7323 | 0.95918 | 0.86092 | 0.54264 | 110.4439 | 16.6857 | 33.8388 | 9.028 | 136.3478 | 116.0935 | 1735.6071 | 227.7544 | 372.9145 | 154.5518 | 816.1534 | 350.823 | 96.7767 | 426.1964 | 0.42721 | 0.24518 | 0.20932 | 0.076211 | 0.010561 | 0.0052121 | 2.5891e-05 | 0.0026194 | 38.1229 | 11.7369 | 1.175 | 0.14161 | 2.0083 | 6.1054 | 379.7109 | 85.3527 | 3.4873 | 4.995 | 150.2045 | 10.0244 | 106.7858 | 44.5192 | 34.1235 | 84.7344 | 649.7414 | 71.2842 | 617.1782 | 8.2887 | 137.6049 | 704.5852 | 155.7096 | 103.8756 | 55.8862 | 75.1101 | 194.3306 | 52.1124 | 9.0523 | 154.1402 | 73.6449 | 11.7032 | 53.6327 | 641.6708 | 5.7654 | 79.3896 | 70.8201 | 209.2185 | 314.5883 | 78.984 | 50.337 | 34.3028 | 50.052 | 0.0083271 | 0.0010086 | 0.30249 | 39.5866 | 2.6025 | 11.9107 | 2.1673 | 244.6655 | 7.8757 | 4.6561 | 0.57416 | 6793.0474 | 729.7887 | 1356.2349 | 1511.8017 | 32.0947 | 0.84876 | 25.8086 | 3.1455 | 5874.4537 | 1280.5194 | 536.4541 | 92.3871 | 153.194 | 8.1076 | 153.4875 | 0.0014334 | 37.7261 | 0.17021 | 13.2984 | 53.7474 | 3.9855 | 92.42 | 214.7668 | 0.10407 | 0.26679 | 1.0767 | 2.492 | 0.36211 | 0.26837 | 1.0276 | 0.15297 | 33.0284 | 0.0030424 | 13.608 | 283.8545 | 0.026431 | 124.961 | 5.3651 | 0.04904 | 0.59196 | 0.26101 | 5.1221 | 0.098646 | 1.8092 | 1.0705 | 1.5029 | 0.019612 | 0.11967 | 0.053396 | 4.6601 | 0.04052 | 0.51557 | 0.21553 | 9.1984 | 0.00048132 | 0.0033747 | 0.0031232 | 5.661 | 0.019136 | 0.37025 | 0.2271 | 0.28881 | 0.0012651 | 0.02159 | 0.012334 | 1.2247 | 0.0057431 | 0.096633 | 0.054995 | 0.66625 | 0.0036583 | 0.041419 | 0.1948 | 0.52163 | 0.2521 | 1.1775 | 240.0185 | 0.014043 | 1.98 | 0.012984 | 3.6299 | 3.7841 | 3.034 | 206.2076 | 0.47625 | 10.5044 | 8.463 | 14.0748 | 123750.312 | 9.2329 | 310.7796 | 8.1862 | 4.3532 | 2.1639 | 2.0292 | 3.0581 | 1.5675 | 2.027 | 12.7758 | 3.8094 | 0.76075 | 8.9092 | 2.751 | 251.9818 | 8.4632 | 0.44436 | 19.2726 | 24.7699 | 663.4639 | 61.6568 | 4.8223 | 2.5837 | 7.7532 | 7.6516 | 0.26813 | 1.1998 | 5.2707 | 7.2942 | 6.4944 | 0.0021683 | 0.0012103 | 0.004388 | 1.5493 | 8.3622e-05 | 0.0065429 | 5.9256e-05 | 0.016818 | 0.0024863 | 0.0074897 | 12.7773 | 0.00079395 | 0.6825 | 0.30366 | 8.1718 | 1.2204 | 0.040275 | 1.3064 | 0.28066 | 0.020569 | 0.0075828 | 0.0072399 | 0.003786 | 0.0055307 | 0.0069225 | 0.058777 | 0.077014 | 0.0037788 | 0.033517 | 0.010315 | 1.1506 | 0.00040112 | 0.00040116 | 0.10598 | 0.11422 | 2.9371 | 0.32309 | 0.021609 | 0.050387 | 0.028847 | 0.036893 | 0.0012474 | 0.0050952 | 0.019771 | 0.026335 | 0.024631 | 0.039304 | 0.018603 | 0.055014 | 17.4919 | 0.001363 | 0.099253 | 0.00077356 | 0.4083 | 0.054202 | 0.15172 | 7.2946 | 0.012173 | 23.7369 | 13.6962 | 479.0585 | 27.9209 | 1.6497 | 29.7992 | 13.5335 | 0.92662 | 0.10563 | 0.096948 | 0.05566 | 0.090093 | 0.15521 | 1.9055 | 1.3325 | 0.041387 | 0.89057 | 0.15251 | 20.596 | 0.0037293 | 0.0031509 | 9.91 | 5.1464 | 145.5716 | 13.5336 | 1.7201 | 0.58506 | 0.38285 | 0.6014 | 0.021961 | 0.09029 | 0.39258 | 1.0122 | 1.1535 | 0.026361 | 0.010431 | 0.013828 | 6.9671 | 0.00080754 | 0.21157 | 0.00056251 | 0.84437 | 0.069015 | 0.11822 | 5.4125 | 0.0093993 | 15.565 | 8.9414 | 564.6537 | 19.9391 | 1.7167 | 19.0376 | 7.5345 | 0.50191 | 0.15063 | 0.23828 | 0.031926 | 0.098131 | 0.07769 | 1.7239 | 0.64958 | 0.18262 | 0.53507 | 0.2304 | 12.49 | 0.0029358 | 0.00312 | 3.5768 | 2.8109 | 67.9378 | 8.6265 | 2.8499 | 0.23802 | 0.27798 | 0.70427 | 0.012204 | 0.048785 | 0.21552 | 1.1488 | 1.1083 | 456.611 | 418.1293 | 49.9269 | 2.1652 | 3.9555 | 1.1221 | 3.7427 | 3.7439 | 59.9776 | 0.67645 | 0.0022323 | 0.034763 | 0.027557 | 0.32941 | 0.98364 | 1.0578 | 1.5335 | 1.3222 | 0.86994
3 | 0.18948 | 0.031536 | 0.012491 | 1.281 | 0.99512 | 0.99572 | 0.93349 | 0.042567 | 0.87374 | 0.60419 | 0.80459 | 0.86597 | 0.8839 | 0.16475 | 1317.9793 | 240.3351 | 0.94749 | 0.8389 | 0.13418 | 0.17922 | 0.21919 | 2.4657 | 5.185 | 530.0622 | 0.0048544 | 144.0809 | 110.2556 | 13.9897 | 156.0485 | 14.2168 | 2.0184 | 56.8598 | 15.0438 | 11.6295 | 2398.3229 | 80.7284 | 102.1781 | 1725.1591 | 104.3926 | 91.0757 | 248.1918 | 230.9257 | 258.4703 | 30.4324 | 49.2774 | 0.77668 | 0.10037 | 0.18877 | 0.014579 | 0.0016479 | 6.6339e-05 | 39.2514 | 11.3044 | 2.5363 | 0.71916 | 0.62564 | 0.11508 | 2.7599 | 66.3247 | 11.368 | 0.26077 | 0.84915 | 21.0833 | 77.7771 | 27.9944 | 19.7119 | 150.2871 | 9.3111 | 0.033833 | 0.30684 | 0.93964 | 37.6635 | 16.9971 | 744.2363 | 92.8327 | 3.2398 | 0.076047 | 0.59325 | 0.076441 | 261.9829 | 130.8413 | 92.6017 | 71.0309 | 13.9872 | 1191.4886 | 236.8445 | 79.4975 | 90.601 | 224.4054 | 154.3376 | 90.0036 | 92.8311 | 7.0635 | 0.66455 | 0.72153 | 0.42835 | 64.8704 | 5.0456 | 2.2752 | 1.9803 | 0.18957 | 8.578e-05 | 38.6611 | 1.2713 | 0.25935 | 0.25128 | 0.15305 | 2.5091 | 0.9547 | 0.98174 | 0.5325 | 68.371 | 12.4895 | 29.7985 | 10.1546 | 141.8659 | 171.7736 | 1838.6507 | 223.959 | 427.2555 | 193.0326 | 763.3724 | 305.583 | 97.5171 | 389.8882 | 0.11396 | 0.062606 | 0.015762 | 0.072163 | 0.0096223 | 0.0049626 | 2.717e-05 | 0.0022549 | 28.6022 | 11.3546 | 0.90634 | 0.16919 | 2.7093 | 6.6322 | 401.8443 | 59.1264 | 3.9303 | 5.5844 | 130.1855 | 8.1265 | 135.1511 | 43.0874 | 33.283 | 92.3574 | 602.9288 | 66.9916 | 558.5993 | 8.6948 | 124.2464 | 654.2655 | 130.5909 | 94.4693 | 59.1872 | 75.95 | 197.8023 | 57.9363 | 9.9327 | 180.7817 | 89.1921 | 11.2221 | 49.3275 | 676.5089 | 6.401 | 71.4352 | 69.996 | 192.2913 | 323.4012 | 95.275 | 55.1529 | 34.7539 | 49.0167 | 0.0087305 | 0.001317 | 0.25242 | 31.3241 | 2.3361 | 10.778 | 3.1189 | 308.1425 | 7.6474 | 5.3336 | 0.60998 | 7181.3345 | 760.4182 | 1333.2337 | 1496.8445 | 32.8 | 0.96754 | 24.1096 | 3.2126 | 5334.8836 | 1176.4792 | 470.7109 | 85.301 | 133.4282 | 7.9327 | 155.1229 | 0.0013761 | 26.8958 | 0.14458 | 12.2675 | 52.941 | 3.4537 | 77.4939 | 158.4387 | 0.10875 | 0.29821 | 1.203 | 2.8205 | 0.38302 | 0.25607 | 0.94064 | 0.14403 | 37.0611 | 0.0026496 | 13.398 | 278.337 | 0.02541 | 126.6703 | 5.6289 | 0.045352 | 0.64622 | 0.25894 | 4.7993 | 0.088955 | 1.7632 | 1.0494 | 1.5498 | 0.017703 | 0.11836 | 0.055824 | 4.7019 | 0.035963 | 0.50731 | 0.20303 | 8.4558 | 0.0004037 | 0.0037824 | 0.0028938 | 5.0047 | 0.020811 | 0.39519 | 0.21228 | 0.27224 | 0.0010923 | 0.021227 | 0.012861 | 1.1249 | 0.0049219 | 0.089419 | 0.057522 | 0.7083 | 0.0039268 | 0.047591 | 0.18672 | 0.53654 | 0.28344 | 1.1813 | 352.4621 | 0.014202 | 1.9562 | 0.012436 | 4.1174 | 5.7608 | 2.212 | 205.1635 | 0.24248 | 10.8222 | 9.0945 | 12.7868 | 105621.4891 | 8.2203 | 297.9943 | 9.2576 | 4.167 | 1.8905 | 1.7619 | 2.931 | 1.5615 | 1.7713 | 12.9228 | 4.1374 | 0.72643 | 8.7264 | 2.6932 | 276.8516 | 7.9326 | 0.45777 | 17.6565 | 28.4042 | 696.3423 | 67.8715 | 4.446 | 2.644 | 8.3743 | 7.787 | 0.26973 | 1.1526 | 5.0635 | 6.9275 | 5.888 | 0.0019446 | 0.0011459 | 0.0046525 | 1.4314 | 9.2448e-05 | 0.0072089 | 6.1216e-05 | 0.019521 | 0.002682 | 0.0074188 | 12.0135 | 0.00066341 | 0.6083 | 0.2836 | 7.5688 | 1.3332 | 0.034887 | 1.416 | 0.30176 | 0.020669 | 0.0078843 | 0.0074643 | 0.0033148 | 0.0060408 | 0.0063033 | 0.058311 | 0.077868 | 0.0033434 | 0.029645 | 0.011286 | 1.2312 | 0.00047543 | 0.00044651 | 0.10794 | 0.11512 | 2.9412 | 0.29213 | 0.022109 | 0.05002 | 0.027845 | 0.034902 | 0.00111 | 0.0055827 | 0.019216 | 0.025004 | 0.026849 | 0.040953 | 0.01838 | 0.059476 | 19.4506 | 0.0013179 | 0.094119 | 0.00082325 | 0.41857 | 0.047798 | 0.14255 | 7.821 | 0.011683 | 21.1867 | 13.3774 | 500.8786 | 29.2745 | 1.7311 | 29.1081 | 14.1436 | 0.90274 | 0.12061 | 0.10277 | 0.057589 | 0.086312 | 0.16382 | 1.8898 | 1.4627 | 0.047378 | 0.91753 | 0.14883 | 19.1163 | 0.0034747 | 0.0034201 | 10.9289 | 5.5696 | 162.6618 | 13.3741 | 1.5706 | 0.67548 | 0.39966 | 0.60577 | 0.0202 | 0.093413 | 0.36081 | 1.0187 | 1.158 | 0.025931 | 0.011712 | 0.014061 | 7.1011 | 0.00081721 | 0.2141 | 0.00056988 | 0.93723 | 0.062339 | 0.11441 | 5.2502 | 0.0092893 | 15.7357 | 7.4784 | 482.9368 | 17.842 | 1.8783 | 19.6272 | 8.5693 | 0.55098 | 0.1457 | 0.20814 | 0.026985 | 0.098308 | 0.07171 | 1.8412 | 0.60189 | 0.17937 | 0.54496 | 0.22803 | 12.6378 | 0.002696 | 0.0031692 | 3.5258 | 3.1696 | 65.5375 | 8.7995 | 3.1 | 0.24508 | 0.30099 | 0.61277 | 0.013256 | 0.054168 | 0.22618 | 1.2654 | 1.2712 | 420.5026 | 497.3216 | 70.5489 | 2.6165 | 4.2758 | 1.5915 | 4.4382 | 3.0687 | 51.0492 | 0.73351 | 0.002559 | 0.037488 | 0.027865 | 0.31911 | 0.80896 | 1.0316 | 2.0478 | 0.94163 | 0.67504
4 | 0.17926 | 0.024937 | 0.016917 | 1.418 | 0.9927 | 0.99891 | 0.89492 | 0.045783 | 0.86101 | 0.6669 | 0.68798 | 0.7363 | 0.78899 | 0.16246 | 1014.9091 | 219.5665 | 0.94807 | 0.82539 | 0.15266 | 0.3079 | 0.15694 | 0.16033 | 1.5267 | 474.6149 | 0.0077445 | 141.628 | 128.3893 | 13.5685 | 126.2767 | 15.4724 | 2.0576 | 53.4956 | 15.4519 | 9.7619 | 3101.3814 | 85.2234 | 91.7791 | 1811.8818 | 108.1418 | 86.8327 | 291.0887 | 216.0511 | 207.2902 | 36.8779 | 56.7679 | 0.90736 | 0.30324 | 0.22256 | 0.017153 | 0.0017516 | 6.7954e-05 | 33.9551 | 14.2831 | 3.2259 | 0.93807 | 0.59304 | 0.08663 | 2.6793 | 47.234 | 11.0592 | 0.28512 | 0.89056 | 25.3366 | 124.9146 | 25.8219 | 16.2435 | 135.447 | 9.752 | 0.039526 | 0.30099 | 0.72259 | 41.0194 | 14.3504 | 638.4446 | 86.7867 | 3.3501 | 0.083305 | 0.68296 | 0.11532 | 296.3889 | 150.3798 | 101.9175 | 72.8066 | 18.0236 | 1158.0976 | 277.5694 | 92.6679 | 93.0847 | 255.0941 | 183.2342 | 101.4468 | 71.1467 | 7.6027 | 0.5497 | 0.70217 | 0.343 | 55.1099 | 6.7875 | 1.675 | 2.0909 | 0.18417 | 7.6277e-05 | 30.3121 | 1.3073 | 0.24021 | 0.21808 | 0.19497 | 2.5843 | 0.96607 | 1.0346 | 0.39065 | 87.3022 | 19.2987 | 26.4058 | 9.8259 | 139.287 | 183.7408 | 2286.8783 | 244.9412 | 327.5781 | 163.3749 | 914.1287 | 347.4119 | 86.8966 | 401.9432 | 0.19635 | 0.0821 | 0.1099 | 0.064487 | 0.0089404 | 0.0053392 | 2.625e-05 | 0.0025032 | 33.0291 | 10.6487 | 0.83869 | 0.17896 | 2.4125 | 4.7698 | 429.9881 | 74.1183 | 3.6962 | 4.1994 | 140.7871 | 7.9433 | 119.2756 | 51.218 | 30.3814 | 99.3916 | 723.599 | 56.6535 | 690.8278 | 9.961 | 105.7005 | 796.3309 | 166.8259 | 98.6014 | 49.4688 | 67.4312 | 215.6531 | 56.6631 | 8.8212 | 157.5284 | 77.9621 | 10.9064 | 45.0001 | 602.7765 | 7.3328 | 87.3571 | 57.0571 | 178.0745 | 268.0067 | 85.9848 | 47.5254 | 28.772 | 45.9883 | 0.010328 | 0.0012373 | 0.23834 | 26.4901 | 2.3972 | 14.0994 | 2.565 | 220.9061 | 10.8795 | 3.9751 | 0.44033 | 6926.0083 | 763.9963 | 1175.2566 | 1315.8861 | 34.3633 | 1.178 | 23.0279 | 2.4563 | 4942.8365 | 1680.2689 | 482.5294 | 105.5692 | 148.9612 | 9.2703 | 148.1674 | 0.0015922 | 39.6015 | 0.15092 | 12.5441 | 64.5628 | 5.4549 | 63.3428 | 200.7459 | 0.11763 | 0.25781 | 1.5441 | 3.477 | 0.19697 | 0.20015 | 1.2859 | 0.16803 | 34.0704 | 0.0028019 | 12.4617 | 306.7838 | 0.024737 | 126.0364 | 5.0715 | 0.042627 | 0.61438 | 0.27614 | 5.0852 | 0.090442 | 1.7785 | 1.0587 | 1.5692 | 0.020131 | 0.11165 | 0.052525 | 4.3872 | 0.039059 | 0.48881 | 0.20918 | 9.0275 | 0.00042104 | 0.0032751 | 0.0028093 | 5.4714 | 0.018252 | 0.34606 | 0.23479 | 0.27499 | 0.0012082 | 0.022565 | 0.01229 | 1.343 | 0.0051387 | 0.084114 | 0.048312 | 0.68738 | 0.0035617 | 0.043561 | 0.16725 | 0.54208 | 0.29299 | 0.99645 | 254.3624 | 0.017804 | 1.9835 | 0.01258 | 3.1375 | 5.5516 | 2.9527 | 193.9132 | 0.18601 | 9.7887 | 8.923 | 13.1606 | 120826.4839 | 9.1121 | 305.1384 | 8.347 | 4.2316 | 2.123 | 1.8259 | 2.7447 | 1.6189 | 1.8254 | 13.4231 | 4.4469 | 0.78507 | 7.3766 | 2.6245 | 258.1095 | 8.899 | 0.47586 | 18.296 | 26.2433 | 631.3246 | 70.6789 | 4.4172 | 3.0395 | 7.1951 | 8.1092 | 0.29265 | 1.3482 | 4.8272 | 6.4124 | 6.1765 | 0.0022659 | 0.0013742 | 0.0044643 | 1.5712 | 8.6423e-05 | 0.0075894 | 6.345e-05 | 0.017151 | 0.0026463 | 0.0081904 | 13.5174 | 0.00074101 | 0.63056 | 0.2853 | 8.6195 | 1.414 | 0.038588 | 1.3482 | 0.27742 | 0.020887 | 0.0080604 | 0.0073013 | 0.0037107 | 0.0053951 | 0.006535 | 0.062263 | 0.071763 | 0.0033804 | 0.034807 | 0.0098374 | 1.1246 | 0.00043852 | 0.00046104 | 0.098507 | 0.12874 | 3.0757 | 0.32451 | 0.023357 | 0.043694 | 0.028393 | 0.037017 | 0.0011637 | 0.0053588 | 0.020754 | 0.026985 | 0.025164 | 0.037245 | 0.016856 | 0.062288 | 17.0168 | 0.0012601 | 0.097619 | 0.00086058 | 0.41431 | 0.049511 | 0.14649 | 6.9707 | 0.010848 | 22.5401 | 13.2761 | 483.1021 | 27.368 | 1.8391 | 28.4799 | 13.2105 | 0.91714 | 0.11721 | 0.093647 | 0.052962 | 0.098841 | 0.17103 | 1.7692 | 1.4093 | 0.048509 | 0.83316 | 0.15522 | 21.473 | 0.003132 | 0.0032402 | 10.2507 | 5.392 | 142.4623 | 13.7744 | 1.66 | 0.57596 | 0.46093 | 0.62508 | 0.020667 | 0.091461 | 0.33028 | 1.1687 | 1.18 | 0.028271 | 0.011799 | 0.01629 | 6.7255 | 0.00089157 | 0.21883 | 0.00059818 | 0.99788 | 0.061868 | 0.12371 | 4.8756 | 0.0085722 | 15.3558 | 7.7802 | 517.7942 | 20.1644 | 1.8479 | 20.8225 | 8.272 | 0.56204 | 0.14772 | 0.21424 | 0.032224 | 0.11356 | 0.076476 | 2.0675 | 0.63247 | 0.16845 | 0.47191 | 0.20474 | 11.4258 | 0.003283 | 0.0030637 | 3.8878 | 2.6299 | 62.8682 | 8.0666 | 3.0401 | 0.25498 | 0.29163 | 0.62135 | 0.012897 | 0.055447 | 0.22099 | 1.0939 | 1.2437 | 363.5162 | 524.6407 | 49.3712 | 2.5294 | 3.291 | 1.3499 | 3.0685 | 2.7563 | 39.1025 | 0.76816 | 0.002252 | 0.035662 | 0.024824 | 0.38111 | 0.99613 | 0.97964 | 1.6499 | 1.1775 | 0.77119
5 | 0.14684 | 0.030706 | 0.0087926 | 1.3436 | 0.99662 | 0.99774 | 0.69043 | 0.079775 | 0.81124 | 0.50115 | 0.71548 | 0.76131 | 0.79507 | 0.17494 | 1710.083 | 138.6788 | 0.95086 | 0.81571 | 0.16086 | 0.23235 | 0.16913 | 2.0767 | 6.6801 | 354.401 | 0.0094395 | 137.2038 | 108.2019 | 13.0863 | 165.4689 | 17.9078 | 2.1073 | 63.0783 | 14.3917 | 13.3474 | 2992.8143 | 98.054 | 106.7763 | 1775.722 | 114.6723 | 78.4013 | 241.8062 | 278.203 | 253.143 | 35.1098 | 53.3246 | 0.75698 | 0.051325 | 0.28558 | 0.014775 | 0.0020222 | 6.9216e-05 | 30.6837 | 10.2175 | 3.0283 | 0.80935 | 0.56301 | 0.11269 | 2.0118 | 54.9761 | 9.0618 | 0.35938 | 0.78811 | 27.4517 | 126.269 | 37.5703 | 17.1728 | 117.7396 | 9.4517 | 0.032962 | 0.27602 | 0.9646 | 28.8465 | 20.0654 | 711.0972 | 131.6484 | 3.5711 | 0.07143 | 0.61065 | 0.10195 | 242.8041 | 140.4876 | 80.4336 | 66.7561 | 15.5125 | 1043.281 | 214.647 | 71.2475 | 70.298 | 253.4021 | 151.5272 | 78.0942 | 78.2729 | 7.6579 | 0.49095 | 0.78664 | 0.40165 | 69.86 | 5.867 | 1.888 | 2.6447 | 0.17764 | 7.0194e-05 | 39.0529 | 1.1102 | 0.24981 | 0.24044 | 0.1894 | 3.1242 | 0.96124 | 0.90683 | 0.49685 | 106.1144 | 13.9401 | 39.238 | 7.965 | 123.2103 | 199.4488 | 2252.3114 | 269.7426 | 348.1454 | 158.8047 | 769.1018 | 366.1044 | 100.4555 | 368.5941 | 0.10368 | 0.26752 | 0.139 | 0.085811 | 0.0076462 | 0.0062967 | 2.3181e-05 | 0.0023762 | 26.5126 | 12.8809 | 1.0688 | 0.1573 | 1.9522 | 5.4126 | 331.4115 | 62.1985 | 3.7636 | 5.4756 | 158.3124 | 7.7357 | 111.3364 | 44.7045 | 33.7941 | 80.6628 | 686.5206 | 70.1273 | 595.4003 | 9.5431 | 117.7218 | 622.0968 | 141.7748 | 99.9146 | 58.6805 | 61.4984 | 199.8309 | 47.2112 | 9.6467 | 183.8828 | 94.614 | 9.3601 | 50.0534 | 671.8018 | 6.2821 | 85.6173 | 67.0806 | 208.0248 | 255.7548 | 72.4688 | 48.4331 | 33.5579 | 43.7611 | 0.00847 | 0.0013579 | 0.24457 | 36.1742 | 2.6898 | 14.0283 | 2.4215 | 240.6033 | 10.7095 | 5.5596 | 0.37528 | 6307.9482 | 872.4888 | 1531.786 | 1026.3513 | 33.2245 | 1.0742 | 26.0985 | 2.9493 | 5146.7015 | 1233.2129 | 611.5547 | 81.8975 | 140.1395 | 8.6012 | 165.8079 | 0.0012325 | 27.5394 | 0.15768 | 11.4368 | 84.6509 | 3.1339 | 72.0769 | 188.2564 | 0.11117 | 0.27652 | 1.7035 | 3.5407 | 0.10434 | 0.23813 | 0.9696 | 0.19138 | 35.4199 | 0.0025349 | 14.4938 | 322.1855 | 0.023654 | 115.8822 | 5.2875 | 0.046065 | 0.6259 | 0.24819 | 4.6787 | 0.092554 | 1.7387 | 1.0068 | 1.4921 | 0.018986 | 0.11376 | 0.050657 | 4.4331 | 0.035702 | 0.54534 | 0.22244 | 8.5525 | 0.0004413 | 0.0035048 | 0.0028034 | 5.1579 | 0.02213 | 0.39964 | 0.23899 | 0.2589 | 0.0012431 | 0.01977 | 0.014244 | 1.2799 | 0.0049671 | 0.087576 | 0.054333 | 0.64538 | 0.0032944 | 0.04589 | 0.1707 | 0.52849 | 0.26679 | 1.1371 | 367.9589 | 0.016932 | 1.9625 | 0.01219 | 3.8306 | 4.0004 | 2.3337 | 197.4161 | 0.43492 | 9.393 | 9.0165 | 14.5112 | 115216.8914 | 8.3008 | 334.4955 | 9.4435 | 4.4796 | 2.1967 | 1.9077 | 2.7861 | 1.4911 | 1.6756 | 13.0182 | 4.027 | 0.74977 | 8.5942 | 3.0311 | 249.3802 | 8.3103 | 0.46067 | 16.7421 | 24.5987 | 675.1615 | 69.4224 | 4.9097 | 3.0826 | 7.5666 | 8.3914 | 0.25996 | 1.1677 | 5.4845 | 6.6344 | 6.5629 | 0.0019954 | 0.0012618 | 0.0039845 | 1.3655 | 8.4726e-05 | 0.0073916 | 5.5816e-05 | 0.018216 | 0.0028333 | 0.007359 | 11.8477 | 0.00076776 | 0.59793 | 0.2728 | 8.296 | 1.239 | 0.04132 | 1.2037 | 0.30371 | 0.020081 | 0.0082678 | 0.0067741 | 0.0034207 | 0.00655 | 0.0069959 | 0.054318 | 0.076539 | 0.0034023 | 0.033231 | 0.011688 | 1.0955 | 0.00047003 | 0.00044816 | 0.10224 | 0.1104 | 2.7642 | 0.32772 | 0.020454 | 0.042477 | 0.028462 | 0.035537 | 0.0012554 | 0.0053165 | 0.021918 | 0.024613 | 0.027335 | 0.037892 | 0.016231 | 0.054696 | 16.3215 | 0.0011356 | 0.091516 | 0.00083656 | 0.44537 | 0.051933 | 0.15324 | 7.9255 | 0.011984 | 20.623 | 13.101 | 457.7175 | 25.8933 | 1.7961 | 29.1884 | 14.9893 | 0.96332 | 0.10956 | 0.10082 | 0.054314 | 0.097015 | 0.17763 | 2.0122 | 1.3959 | 0.042082 | 0.92856 | 0.1726 | 20.3875 | 0.0036455 | 0.0036884 | 9.7241 | 4.9374 | 153.8409 | 15.2657 | 1.6687 | 0.68321 | 0.43244 | 0.67184 | 0.021897 | 0.1021 | 0.35726 | 1.1432 | 1.0138 | 0.027346 | 0.010882 | 0.015119 | 7.3166 | 0.00088384 | 0.2151 | 0.00058902 | 1.0222 | 0.067264 | 0.13249 | 5.195 | 0.0084935 | 16.7409 | 8.5914 | 490.8321 | 21.0924 | 1.863 | 18.7836 | 7.6939 | 0.54715 | 0.14374 | 0.19749 | 0.028635 | 0.10847 | 0.070963 | 1.883 | 0.58813 | 0.17703 | 0.46476 | 0.1996 | 11.1615 | 0.0031996 | 0.0031504 | 3.728 | 2.6753 | 58.2906 | 8.3486 | 3.1943 | 0.27287 | 0.26989 | 0.73686 | 0.014645 | 0.049244 | 0.22368 | 1.1972 | 1.1243 | 357.6936 | 437.4087 | 65.3282 | 2.4449 | 2.8843 | 1.0381 | 3.9322 | 4.321 | 65.6869 | 0.6846 | 0.0025391 | 0.038443 | 0.029467 | 0.30366 | 0.7811 | 1.0863 | 1.7064 | 1.0358 | 0.68624
6 | 0.16064 | 0.018381 | 0.018104 | 1.385 | 0.99225 | 0.99164 | 0.96663 | 0.070059 | 0.85904 | 0.60872 | 0.7803 | 0.80758 | 0.82961 | 0.23975 | 1053.0208 | 206.6091 | 0.9551 | 0.84122 | 0.12688 | 0.22287 | 0.064561 | 0.94551 | 2.0917 | 304.1074 | 0.00014592 | 118.6453 | 95.08 | 14.7916 | 148.6823 | 12.5187 | 2.1193 | 57.9564 | 13.0301 | 11.4651 | 2896.0164 | 75.5014 | 93.6772 | 1666.1236 | 123.1199 | 80.8086 | 282.489 | 247.2872 | 208.8347 | 36.3472 | 46.182 | 0.77147 | 0.12613 | 0.20108 | 0.017598 | 0.0020824 | 7.725e-05 | 28.8288 | 11.9774 | 3.3236 | 0.99603 | 0.62212 | 0.094223 | 2.5189 | 52.8415 | 4.0765 | 0.32795 | 0.89994 | 24.0616 | 89.901 | 35.8855 | 20.7067 | 130.621 | 8.0534 | 0.031707 | 0.25679 | 0.82637 | 40.0643 | 12.9669 | 787.7781 | 133.1953 | 3.8777 | 0.097782 | 0.6796 | 0.11441 | 218.5229 | 165.6673 | 78.4139 | 71.8639 | 17.0697 | 1232.9853 | 250.563 | 85.6232 | 88.6799 | 231.309 | 145.3069 | 88.8599 | 90.5429 | 8.8885 | 0.47865 | 0.85489 | 0.26167 | 61.9081 | 5.7137 | 1.8505 | 2.2014 | 0.1649 | 7.6837e-05 | 30.4402 | 1.3535 | 0.24759 | 0.21196 | 0.15732 | 3.2399 | 0.96287 | 1.133 | 0.551 | 86.0651 | 12.7285 | 38.3689 | 8.2073 | 124.7542 | 145.6997 | 2078.4585 | 233.4882 | 307.2175 | 188.8713 | 726.9904 | 335.5188 | 93.6185 | 437.0751 | 0.08504 | 0.36682 | 0.17526 | 0.059674 | 0.0083774 | 0.0054673 | 2.8311e-05 | 0.0020006 | 36.3134 | 11.888 | 1.1311 | 0.18339 | 2.1639 | 6.0347 | 351.8369 | 96.3241 | 2.6546 | 6.0308 | 140.1003 | 9.9299 | 114.0062 | 45.618 | 36.8635 | 102.8643 | 679.8856 | 55.6852 | 626.0967 | 10.4989 | 109.5629 | 634.7418 | 135.5999 | 82.0031 | 63.2875 | 72.5298 | 221.4893 | 60.4295 | 8.9267 | 167.1772 | 87.1535 | 10.0185 | 44.2684 | 534.5542 | 6.1631 | 75.6507 | 53.767 | 205.586 | 240.2843 | 78.0392 | 46.2839 | 32.4882 | 42.3867 | 0.0107 | 0.0012809 | 0.30824 | 37.9781 | 2.4774 | 11.6571 | 2.9413 | 321.6803 | 11.4544 | 4.5073 | 0.51064 | 5678.7946 | 791.3284 | 1204.2431 | 1285.5137 | 29.2105 | 0.80381 | 21.4864 | 2.6023 | 5022.9994 | 1727.2534 | 565.2434 | 86.1115 | 151.4816 | 9.405 | 184.4651 | 0.0011105 | 32.8013 | 0.15402 | 11.7618 | 94.3406 | 5.3807 | 89.2188 | 193.1863 | 0.12072 | 0.25946 | 2.1445 | 3.2291 | 0.3047 | 0.24254 | 0.83393 | 0.17832 | 35.9084 | 0.0025662 | 13.155 | 325.7644 | 0.025782 | 114.3821 | 5.652 | 0.044668 | 0.6384 | 0.27804 | 4.9814 | 0.094752 | 1.6545 | 1.0122 | 1.6002 | 0.018412 | 0.116 | 0.05479 | 4.2192 | 0.040071 | 0.54255 | 0.2122 | 8.9273 | 0.00045591 | 0.003606 | 0.0029734 | 4.6763 | 0.018427 | 0.38007 | 0.20413 | 0.28775 | 0.0011309 | 0.021891 | 0.014415 | 1.2988 | 0.0052352 | 0.10175 | 0.057794 | 0.7307 | 0.0037859 | 0.0486 | 0.16469 | 0.541 | 0.30566 | 1.1064 | 288.4113 | 0.012392 | 1.9395 | 0.01167 | 3.9343 | 4.4975 | 2.4986 | 188.0501 | 0.36433 | 10.1098 | 8.8115 | 15.1012 | 113462.873 | 8.505 | 329.739 | 9.5203 | 4.1301 | 2.2309 | 2.113 | 2.5476 | 1.4697 | 1.9419 | 13.1485 | 3.8438 | 0.76698 | 8.0426 | 2.8538 | 275.2667 | 7.9709 | 0.46485 | 17.4778 | 25.017 | 601.0443 | 65.1202 | 4.6131 | 2.749 | 7.4053 | 8.2597 | 0.27212 | 1.285 | 5.5255 | 6.424 | 6.0251 | 0.0020107 | 0.0011602 | 0.0042632 | 1.4565 | 9.3121e-05 | 0.006613 | 5.7643e-05 | 0.018937 | 0.0023826 | 0.0082721 | 13.7527 | 0.0007306 | 0.6958 | 0.32336 | 8.4979 | 1.362 | 0.036522 | 1.3378 | 0.285 | 0.021269 | 0.007015 | 0.0063754 | 0.0034904 | 0.0065183 | 0.0073564 | 0.057284 | 0.079886 | 0.0034659 | 0.035543 | 0.011388 | 1.1954 | 0.00042373 | 0.00047744 | 0.096314 | 0.11684 | 2.6509 | 0.31389 | 0.022186 | 0.042585 | 0.02714 | 0.036412 | 0.001144 | 0.0058081 | 0.018891 | 0.027461 | 0.023677 | 0.042092 | 0.018799 | 0.055953 | 18.5981 | 0.0012757 | 0.1033 | 0.0008058 | 0.39993 | 0.046179 | 0.14069 | 7.4323 | 0.010248 | 22.828 | 14.4897 | 501.7371 | 26.8293 | 1.8725 | 27.3817 | 13.3637 | 0.93898 | 0.10036 | 0.092744 | 0.05903 | 0.095518 | 0.16268 | 1.7618 | 1.3002 | 0.042889 | 0.79658 | 0.1604 | 18.1356 | 0.0033242 | 0.0037825 | 10.4175 | 4.9501 | 141.4382 | 13.0228 | 1.7431 | 0.62378 | 0.44486 | 0.62064 | 0.020811 | 0.089741 | 0.3336 | 1.0873 | 1.0966 | 0.029147 | 0.0099926 | 0.015214 | 6.4359 | 0.00087687 | 0.23237 | 0.00056674 | 0.89308 | 0.064906 | 0.13143 | 5.556 | 0.0077871 | 16.3549 | 8.3758 | 538.3526 | 17.9517 | 1.7707 | 18.1815 | 8.0805 | 0.48929 | 0.16563 | 0.20255 | 0.029804 | 0.11302 | 0.083125 | 1.7721 | 0.561 | 0.18689 | 0.4497 | 0.22581 | 13.13 | 0.0030157 | 0.0028642 | 3.6906 | 2.8401 | 62.4063 | 8.9636 | 3.3907 | 0.26054 | 0.3208 | 0.62976 | 0.012689 | 0.048303 | 0.21621 | 1.3156 | 1.1506 | 390.2225 | 511.7552 | 55.6145 | 2.1455 | 3.6405 | 1.6239 | 4.0869 | 4.1308 | 72.9098 | 0.81119 | 0.0022815 | 0.039205 | 0.026323 | 0.36618 | 0.87362 | 0.94098 | 1.7496 | 1.3146 | 0.6979
7 | 0.17442 | 0.027083 | 0.013268 | 1.3076 | 0.99568 | 0.99334 | 0.7591 | 0.049692 | 0.77092 | 0.71325 | 0.76075 | 0.8188 | 0.7762 | 0.23417 | 1194.8515 | 336.6846 | 0.96199 | 0.81985 | 0.12437 | 0.15705 | 0.4517 | 2.2618 | 5.9345 | 691.8857 | 0.0042952 | 147.3491 | 103.9778 | 16.3837 | 162.8089 | 15.8034 | 1.8229 | 64.269 | 16.1972 | 13.9328 | 2842.8892 | 91.9029 | 80.4262 | 1862.0776 | 130.7341 | 97.862 | 309.9307 | 271.2402 | 215.1951 | 31.5851 | 48.3402 | 0.84508 | 0.25323 | 0.29518 | 0.018086 | 0.0020481 | 7.0606e-05 | 38.0486 | 9.6972 | 2.8517 | 0.85951 | 0.52264 | 0.10205 | 2.1653 | 53.37 | 10.3413 | 0.31247 | 0.87187 | 16.8574 | 87.3116 | 31.8416 | 17.8591 | 139.9958 | 9.5629 | 0.039277 | 0.28676 | 0.84801 | 30.9917 | 20.7148 | 848.4447 | 100.0021 | 2.889 | 0.10547 | 0.43026 | 0.11986 | 223.1142 | 157.0893 | 96.9253 | 57.7217 | 16.295 | 1258.4328 | 219.4395 | 76.6067 | 91.381 | 221.666 | 140.7614 | 83.1179 | 79.7415 | 8.6891 | 0.73323 | 0.91937 | 0.52213 | 50.7658 | 6.7038 | 2.2932 | 2.6061 | 0.19835 | 7.0703e-05 | 31.6269 | 1.1851 | 0.26975 | 0.27392 | 0.1455 | 2.9882 | 0.96456 | 1.0754 | 0.34338 | 82.8436 | 16.6107 | 29.4297 | 9.2267 | 135.441 | 151.5047 | 2047.2 | 211.4569 | 398.9859 | 176.4627 | 855.8132 | 381.0344 | 85.8443 | 476.9292 | 0.24622 | 0.037759 | 0.10663 | 0.067923 | 0.0092323 | 0.0061531 | 2.0649e-05 | 0.002462 | 36.954 | 10.3319 | 0.80181 | 0.17641 | 2.6854 | 5.8274 | 394.9454 | 76.5569 | 3.3053 | 5.1637 | 136.1484 | 9.1896 | 127.543 | 48.901 | 35.3307 | 94.7594 | 710.3483 | 66.4673 | 732.7725 | 10.0871 | 123.0444 | 657.2709 | 147.604 | 107.2813 | 52.3096 | 73.1439 | 226.6223 | 61.8214 | 8.3595 | 203.2799 | 90.2181 | 12.5047 | 43.1279 | 516.1186 | 6.9672 | 82.786 | 66.3775 | 168.7138 | 286.2033 | 76.4503 | 55.35 | 32.3538 | 39.6752 | 0.0089428 | 0.0012061 | 0.22345 | 37.1032 | 2.4461 | 8.8704 | 2.2962 | 289.6739 | 11.5708 | 6.0323 | 0.53715 | 6380.3426 | 834.1212 | 1440.4605 | 1324.9218 | 35.0042 | 1.2211 | 27.0069 | 3.0294 | 5957.6603 | 1833.5631 | 585.4006 | 107.9647 | 120.7653 | 9.576 | 175.6709 | 0.0011634 | 33.7385 | 0.18373 | 13.442 | 55.7442 | 4.1444 | 84.3339 | 169.2057 | 0.12478 | 0.28457 | 1.9344 | 2.3091 | 0.16951 | 0.2112 | 1.3244 | 0.13213 | 31.549 | 0.0030426 | 12.8632 | 307.9247 | 0.0225 | 121.44 | 5.2364 | 0.045762 | 0.68645 | 0.25556 | 4.9638 | 0.087119 | 1.8203 | 1.1265 | 1.4054 | 0.01911 | 0.11282 | 0.054378 | 4.582 | 0.038067 | 0.4994 | 0.20604 | 8.0839 | 0.00046509 | 0.003421 | 0.0029065 | 4.8386 | 0.02039 | 0.3544 | 0.24442 | 0.24244 | 0.0010982 | 0.019007 | 0.014509 | 1.3034 | 0.005658 | 0.086934 | 0.048864 | 0.67366 | 0.003374 | 0.044033 | 0.18102 | 0.5244 | 0.26212 | 1.0254 | 348.3192 | 0.013223 | 1.9971 | 0.011802 | 5.0925 | 4.9882 | 2.5861 | 196.9026 | 0.14467 | 10.3005 | 8.3824 | 15.1953 | 108453.2922 | 7.941 | 349.2967 | 9.6927 | 4.4062 | 2.0896 | 2.0155 | 2.8015 | 1.6761 | 1.9313 | 14.3024 | 3.7818 | 0.67395 | 7.7239 | 2.7715 | 243.9833 | 9.1181 | 0.45023 | 20.3767 | 29.3873 | 619.6649 | 67.6936 | 4.646 | 2.9349 | 7.8099 | 6.9591 | 0.24072 | 1.2106 | 5.4309 | 7.1889 | 6.3875 | 0.0019621 | 0.0013054 | 0.004612 | 1.4776 | 9.4826e-05 | 0.0067999 | 5.6846e-05 | 0.01795 | 0.0024294 | 0.0086029 | 13.8888 | 0.00080265 | 0.61547 | 0.32702 | 8.1828 | 1.373 | 0.034459 | 1.3904 | 0.27565 | 0.019439 | 0.0069842 | 0.0066212 | 0.0032661 | 0.005652 | 0.0062686 | 0.0615 | 0.079214 | 0.0038947 | 0.032333 | 0.011582 | 1.078 | 0.00045727 | 0.00042603 | 0.095038 | 0.12976 | 2.7021 | 0.30827 | 0.022434 | 0.04677 | 0.025321 | 0.038496 | 0.0012675 | 0.0049405 | 0.02173 | 0.024933 | 0.023142 | 0.037589 | 0.017007 | 0.056593 | 19.0621 | 0.0011958 | 0.092363 | 0.00078092 | 0.44785 | 0.049361 | 0.16701 | 6.6362 | 0.010617 | 22.2713 | 14.6399 | 469.3874 | 28.89 | 1.7558 | 28.8311 | 14.538 | 0.82221 | 0.11267 | 0.095836 | 0.058365 | 0.091249 | 0.18243 | 1.7924 | 1.5158 | 0.041793 | 0.88046 | 0.16576 | 18.7249 | 0.0035786 | 0.0036288 | 11.0585 | 5.025 | 156.2282 | 13.2865 | 1.6248 | 0.61341 | 0.42023 | 0.55921 | 0.018823 | 0.099707 | 0.34398 | 1.1836 | 1.0285 | 0.025282 | 0.012073 | 0.01451 | 6.6518 | 0.00090652 | 0.23906 | 0.0005786 | 0.96572 | 0.065541 | 0.11313 | 4.9877 | 0.0082392 | 15.908 | 8.6874 | 544.8025 | 19.4168 | 1.7274 | 17.7266 | 7.605 | 0.49438 | 0.15414 | 0.23414 | 0.028785 | 0.11447 | 0.077573 | 2.0026 | 0.62013 | 0.18927 | 0.48069 | 0.18975 | 11.3856 | 0.0031592 | 0.0026966 | 4.1197 | 3.0195 | 56.6343 | 8.0372 | 3.0564 | 0.27785 | 0.28359 | 0.71588 | 0.012599 | 0.047905 | 0.20915 | 1.1271 | 1.2076 | 453.2002 | 516.8161 | 60.7136 | 2.2969 | 3.1942 | 1.3246 | 4.3455 | 2.9075 | 48.0474 | 0.79965 | 0.0023172 | 0.039013 | 0.024678 | 0.34401 | 1.0439 | 0.973 | 1.8426 | 1.2268 | 0.89722
8 | 0.1393 | 0.01582 | 0.022537 | 1.2622 | 0.99989 | 0.99444 | 0.81765 | 0.089145 | 0.92159 | 0.39256 | 0.85046 | 0.81488 | 0.84137 | 0.2229 | 1826.3377 | 364.9954 | 0.93235 | 0.86494 | 0.18594 | 0.25904 | 0.33977 | 1.8431 | 3.2977 | 617.1118 | 0.0088397 | 174.4157 | 121.349 | 16.8903 | 139.1539 | 13.3659 | 2.0524 | 52.0806 | 14.0044 | 13.6547 | 2941.6386 | 95.9961 | 104.8113 | 1487.5757 | 120.8269 | 92.4138 | 281.4169 | 273.7271 | 199.0047 | 37.4698 | 44.4866 | 0.87049 | 0.31886 | 0.051427 | 0.013521 | 0.0022043 | 7.5983e-05 | 31.2222 | 12.5217 | 2.933 | 0.7621 | 0.49793 | 0.11005 | 2.3313 | 48.6749 | 3.7471 | 0.29228 | 0.86813 | 22.2739 | 98.7144 | 37.879 | 21.6065 | 128.7045 | 9.8464 | 0.034104 | 0.27163 | 0.90241 | 41.7377 | 15.2441 | 688.6083 | 94.3561 | 3.7953 | 0.086968 | 0.4729 | 0.10968 | 276.7871 | 143.8674 | 82.4119 | 66.8918 | 16.543 | 1107.1504 | 226.9451 | 96.3572 | 80.2349 | 281.4249 | 162.5747 | 78.5371 | 73.187 | 6.9297 | 0.69946 | 0.66645 | 0.37929 | 56.6042 | 4.8518 | 1.9556 | 2.153 | 0.1951 | 7.3707e-05 | 35.9937 | 1.0131 | 0.22018 | 0.20458 | 0.13683 | 3.3036 | 0.96342 | 1.3632 | 0.42188 | 90.266 | 16.2216 | 26.5387 | 8.1493 | 158.4057 | 184.4024 | 2173.3826 | 248.0532 | 417.1996 | 165.7436 | 790.7488 | 368.9321 | 91.5221 | 409.9777 | 0.40371 | 0.31865 | 0.19083 | 0.077713 | 0.0086245 | 0.0058071 | 2.0267e-05 | 0.0020441 | 30.0889 | 9.7401 | 0.87963 | 0.20342 | 2.0653 | 6.8711 | 376.1912 | 65.5354 | 2.7147 | 5.3526 | 143.2862 | 10.212 | 139.6775 | 49.6998 | 29.0705 | 79.994 | 697.772 | 57.3622 | 723.6238 | 9.8836 | 114.7442 | 679.9762 | 146.566 | 108.8456 | 54.228 | 62.7862 | 222.3392 | 51.0112 | 8.3371 | 177.7571 | 90.8283 | 9.7078 | 52.032 | 591.0832 | 5.952 | 68.4696 | 63.8053 | 158.6475 | 300.9219 | 82.0846 | 43.5379 | 29.4889 | 43.1188 | 0.010007 | 0.0013696 | 0.31544 | 34.8472 | 2.8355 | 9.268 | 2.7781 | 203.5736 | 8.7907 | 4.296 | 0.48054 | 6140.3739 | 892.6867 | 1404.1312 | 1141.7864 | 31.256 | 1.1472 | 24.2214 | 2.5039 | 4499.5249 | 1434.3314 | 521.668 | 101.3621 | 129.0667 | 9.9595 | 171.6906 | 0.0015292 | 35.2425 | 0.18093 | 14.3749 | 79.0802 | 4.7352 | 52.1187 | 211.096 | 0.11547 | 0.23849 | 2.8986 | 2.6892 | 0.14485 | 0.22205 | 0.90527 | 0.17467 | 36.8638 | 0.0027512 | 13.0301 | 276.8347 | 0.022701 | 122.3802 | 4.9139 | 0.046652 | 0.6499 | 0.24332 | 4.7893 | 0.10094 | 1.7268 | 1.1018 | 1.4554 | 0.018311 | 0.12461 | 0.055234 | 4.1272 | 0.038244 | 0.52994 | 0.21678 | 8.0413 | 0.00043618 | 0.0033994 | 0.0028545 | 4.7573 | 0.019405 | 0.3346 | 0.21529 | 0.256 | 0.0012807 | 0.02201 | 0.012648 | 1.1762 | 0.0053283 | 0.088948 | 0.052732 | 0.71923 | 0.0038195 | 0.046995 | 0.18899 | 0.53886 | 0.29933 | 1.1601 | 260.8778 | 0.015665 | 1.9523 | 0.012823 | 3.7915 | 4.7522 | 2.6356 | 191.9252 | 0.30048 | 10.8819 | 8.0859 | 14.7463 | 117234.2202 | 8.1158 | 356.2306 | 9.6033 | 4.665 | 2.0522 | 1.8379 | 2.8467 | 1.7373 | 1.7158 | 14.8381 | 3.9001 | 0.68808 | 8.6587 | 2.7242 | 253.9332 | 8.2431 | 0.48641 | 19.3213 | 25.6106 | 652.5719 | 61.0427 | 4.1252 | 3.0994 | 7.6767 | 7.5788 | 0.24623 | 1.3165 | 5.1332 | 7.2375 | 6.1367 | 0.0020664 | 0.001171 | 0.0040623 | 1.3738 | 8.2696e-05 | 0.0069998 | 6.4898e-05 | 0.017133 | 0.0027986 | 0.0087343 | 13.2979 | 0.00072081 | 0.65787 | 0.27915 | 8.5232 | 1.1951 | 0.040573 | 1.25 | 0.28451 | 0.01924 | 0.0074728 | 0.0074964 | 0.0031913 | 0.0059393 | 0.0067555 | 0.063687 | 0.072178 | 0.0036246 | 0.031677 | 0.010569 | 1.2495 | 0.00043492 | 0.00043467 | 0.092836 | 0.11796 | 2.5744 | 0.28798 | 0.019689 | 0.048879 | 0.027457 | 0.037972 | 0.0010783 | 0.0055568 | 0.019467 | 0.023865 | 0.026475 | 0.041156 | 0.016013 | 0.064552 | 17.6229 | 0.0012498 | 0.10436 | 0.00091236 | 0.43562 | 0.045511 | 0.13919 | 8.0509 | 0.010304 | 23.171 | 14.0913 | 523.0399 | 29.4489 | 1.879 | 30.4163 | 13.0864 | 0.89252 | 0.10332 | 0.10208 | 0.054999 | 0.099938 | 0.15901 | 1.8313 | 1.4745 | 0.045892 | 0.76702 | 0.16818 | 18.9917 | 0.003506 | 0.0033834 | 9.9904 | 5.1128 | 164.6212 | 14.7947 | 1.8055 | 0.60366 | 0.42735 | 0.56856 | 0.022205 | 0.10107 | 0.34817 | 1.0541 | 1.0014 | 0.026962 | 0.010759 | 0.014043 | 7.0354 | 0.00091066 | 0.20577 | 0.00063501 | 1.0166 | 0.059494 | 0.12223 | 5.0229 | 0.009169 | 14.9025 | 7.6325 | 496.6385 | 18.2963 | 1.8287 | 19.6973 | 8.1933 | 0.55847 | 0.15556 | 0.21963 | 0.029412 | 0.1094 | 0.075112 | 1.8219 | 0.55563 | 0.18464 | 0.50729 | 0.20203 | 12.8022 | 0.0031168 | 0.0032661 | 3.8296 | 2.9486 | 61.5419 | 8.4969 | 3.3292 | 0.24347 | 0.27936 | 0.68683 | 0.013439 | 0.053186 | 0.24159 | 1.181 | 1.3082 | 368.6936 | 407.9245 | 46.125 | 2.4536 | 3.1771 | 1.2105 | 4.2199 | 3.7761 | 74.2914 | 0.74532 | 0.0022931 | 0.038201 | 0.028924 | 0.33966 | 0.93287 | 0.75461 | 1.4235 | 1.068 | 0.75747
9 | 0.14456 | 0.021384 | 0.007399 | 1.4441 | 0.99334 | 0.99842 | 0.78624 | 0.058952 | 0.87969 | 0.54721 | 0.74094 | 0.7862 | 0.85784 | 0.17184 | 1485.4368 | 182.3761 | 0.95916 | 0.84437 | 0.2034 | 0.24764 | 0.49061 | 2.8356 | 3.1696 | 203.7657 | 0.0095386 | 145.0896 | 95.4877 | 13.8468 | 123.4412 | 15.3403 | 1.6329 | 60.7819 | 13.7731 | 12.8339 | 3040.6378 | 87.143 | 93.362 | 1551.143 | 116.0255 | 77.6796 | 251.0023 | 219.9851 | 237.5123 | 29.1682 | 47.2998 | 0.85623 | 0.2867 | 0.37412 | 0.018768 | 0.0016345 | 8.7215e-05 | 29.6904 | 12.0272 | 2.9933 | 0.83597 | 0.52946 | 0.10939 | 2.6239 | 45.3306 | 8.9833 | 0.24375 | 0.83134 | 26.4803 | 103.4969 | 30.889 | 20.2471 | 144.8545 | 9.1576 | 0.035238 | 0.25117 | 0.75673 | 35.3629 | 12.2485 | 661.7663 | 82.7646 | 2.3234 | 0.080077 | 0.64298 | 0.079229 | 271.3424 | 163.7158 | 99.4381 | 56.129 | 16.2187 | 1364.9815 | 264.5122 | 87.7144 | 83.7833 | 242.5812 | 177.6909 | 80.2563 | 91.5311 | 8.0768 | 0.60145 | 0.75975 | 0.18703 | 48.6571 | 5.977 | 2.3935 | 2.7439 | 0.18568 | 6.7546e-05 | 34.2657 | 1.0522 | 0.25555 | 0.17584 | 0.18134 | 3.0544 | 0.95514 | 0.87678 | 0.40402 | 81.4277 | 17.6485 | 36.7083 | 7.8622 | 148.8537 | 130.7302 | 2195.1747 | 277.2135 | 294.5078 | 203.4009 | 691.371 | 341.0913 | 78.2789 | 449.8418 | 0.014166 | 0.12259 | 0.19552 | 0.082204 | 0.0084844 | 0.0066633 | 2.2871e-05 | 0.0026024 | 27.6243 | 13.1649 | 1.0154 | 0.18639 | 2.3464 | 4.4944 | 406.0934 | 93.1126 | 4.0577 | 5.8547 | 151.178 | 9.3715 | 109.2285 | 46.2695 | 31.1114 | 81.7998 | 767.3607 | 61.2268 | 583.7679 | 9.7022 | 136.0507 | 666.7502 | 126.9329 | 95.0355 | 62.6322 | 70.3634 | 246.1884 | 58.4931 | 10.1008 | 152.087 | 82.4845 | 10.3805 | 42.676 | 620.3089 | 7.393 | 76.7009 | 58.6594 | 183.2306 | 308.9109 | 80.1936 | 42.8701 | 30.9663 | 44.5032 | 0.012162 | 0.00096005 | 0.27774 | 28.7035 | 2.1533 | 13.1561 | 3.3459 | 261.6439 | 11.0722 | 5.3964 | 0.53933 | 7052.2027 | 961.1827 | 1373.365 | 1047.3588 | 30.8624 | 0.7589 | 20.8143 | 2.5151 | 4719.5196 | 1511.0494 | 603.0651 | 107.1122 | 124.467 | 8.8999 | 160.7739 | 0.0013111 | 28.4421 | 0.15583 | 11.1314 | 87.6465 | 4.496 | 69.2058 | 175.4867 | 0.11002 | 0.22313 | 2.7576 | 2.5998 | 0.156 | 0.25237 | 1.2295 | 0.19353 | 33.4458 | 0.0028388 | 12.643 | 294.0521 | 0.025099 | 118.4963 | 5.7708 | 0.043359 | 0.63522 | 0.24001 | 5.0546 | 0.097464 | 1.7487 | 1.0934 | 1.5652 | 0.018749 | 0.11688 | 0.054225 | 4.527 | 0.037905 | 0.50409 | 0.22873 | 7.9278 | 0.00040872 | 0.0032195 | 0.0031861 | 5.3584 | 0.021973 | 0.38391 | 0.21565 | 0.26422 | 0.0011983 | 0.020273 | 0.01335 | 1.3274 | 0.0051835 | 0.091563 | 0.055652 | 0.76103 | 0.0037349 | 0.045414 | 0.16223 | 0.51071 | 0.29557 | 1.066 | 284.2595 | 0.017578 | 1.9617 | 0.011297 | 4.9124 | 5.3026 | 2.9249 | 192.9171 | 0.52591 | 9.2276 | 8.6371 | 13.7444 | 109701.4707 | 9.0464 | 319.9212 | 8.7427 | 4.255 | 2.0466 | 1.9296 | 2.5766 | 1.7062 | 1.7084 | 13.7559 | 4.3767 | 0.77349 | 8.0994 | 3.0553 | 255.7732 | 8.6856 | 0.42586 | 17.9925 | 29.0467 | 623.09 | 59.6742 | 4.778 | 2.9978 | 7.9668 | 7.3804 | 0.28267 | 1.2616 | 4.6882 | 7.5811 | 6.7005 | 0.002113 | 0.001186 | 0.00392 | 1.4914 | 8.06e-05 | 0.0067127 | 5.4658e-05 | 0.016722 | 0.002408 | 0.0078932 | 12.6737 | 0.00077247 | 0.59413 | 0.30294 | 7.6355 | 1.2083 | 0.038926 | 1.1673 | 0.29513 | 0.020324 | 0.0069109 | 0.0064878 | 0.0035115 | 0.0056275 | 0.007498 | 0.056756 | 0.075689 | 0.0035374 | 0.035944 | 0.010862 | 1.0352 | 0.00041888 | 0.00040821 | 0.10107 | 0.12035 | 2.8789 | 0.32113 | 0.020885 | 0.045953 | 0.026549 | 0.033192 | 0.0011051 | 0.0054371 | 0.020082 | 0.024425 | 0.027249 | 0.03886 | 0.017112 | 0.057188 | 16.5217 | 0.0013477 | 0.11023 | 0.00078317 | 0.42817 | 0.053819 | 0.16345 | 6.8771 | 0.011257 | 22.9214 | 15.0574 | 474.9053 | 26.4921 | 1.7086 | 27.7858 | 14.7454 | 0.8733 | 0.11589 | 0.090548 | 0.056948 | 0.10363 | 0.16029 | 1.8641 | 1.3678 | 0.045224 | 0.8693 | 0.17916 | 18.4669 | 0.0031943 | 0.0031036 | 9.1097 | 5.3438 | 158.8075 | 15.0825 | 1.7692 | 0.66153 | 0.43358 | 0.64123 | 0.019252 | 0.084115 | 0.38951 | 0.99925 | 1.0603 | 0.029921 | 0.010585 | 0.016637 | 7.348 | 0.00077236 | 0.2378 | 0.00062834 | 0.85457 | 0.066303 | 0.13554 | 5.6017 | 0.0083923 | 17.0332 | 8.4552 | 580.6905 | 17.3952 | 1.6857 | 17.388 | 8.9727 | 0.58475 | 0.13732 | 0.22167 | 0.02931 | 0.10684 | 0.079729 | 2.0808 | 0.59681 | 0.17481 | 0.54179 | 0.2188 | 13.3449 | 0.0030843 | 0.0032298 | 3.6212 | 3.0956 | 66.904 | 7.8843 | 3.2332 | 0.28406 | 0.32787 | 0.71068 | 0.01364 | 0.053899 | 0.21335 | 1.1036 | 1.1665 | 401.2904 | 482.6531 | 59.193 | 2.0995 | 3.4903 | 1.2803 | 3.4292 | 4.2707 | 33.0313 | 0.71113 | 0.0024192 | 0.040113 | 0.026824 | 0.3094 | 1.016 | 1.0402 | 1.4519 | 1.2037 | 0.88934
10 | 0.1869 | 0.020069 | 0.011659 | 1.135 | 0.99158 | 0.99971 | 0.87854 | 0.087876 | 0.88171 | 0.56011 | 0.69777 | 0.77569 | 0.8497 | 0.19149 | 1486.1589 | 417.087 | 0.95794 | 0.85383 | 0.19529 | 0.3326 | 0.13269 | 3.4644 | 4.819 | 135.3854 | 0.0018389 | 153.7982 | 122.2787 | 14.1599 | 151.8043 | 14.0908 | 2.208 | 50.568 | 13.5698 | 11.8875 | 2690.4893 | 78.237 | 90.4548 | 1693.9214 | 103.6881 | 76.902 | 298.509 | 266.1122 | 217.4068 | 32.5407 | 51.5477 | 0.70454 | 0.12238 | 0.16205 | 0.016032 | 0.001847 | 8.0076e-05 | 32.9752 | 13.4479 | 3.57 | 0.80478 | 0.61016 | 0.0808 | 1.9398 | 57.0997 | 6.3146 | 0.29409 | 0.75394 | 24.9628 | 120.9333 | 39.0647 | 24.0443 | 153.9845 | 9.0386 | 0.030432 | 0.28422 | 0.92945 | 34.3793 | 17.5073 | 919.2984 | 112.3953 | 2.101 | 0.12964 | 0.43806 | 0.12309 | 229.4141 | 145.8963 | 88.5323 | 69.0466 | 15.9225 | 1297.2057 | 269.8897 | 66.849 | 69.046 | 278.2731 | 138.2851 | 97.1949 | 83.1595 | 7.1744 | 0.61546 | 0.96879 | 0.30965 | 49.5568 | 6.3094 | 1.7687 | 2.7233 | 0.16081 | 6.4687e-05 | 36.855 | 1.2582 | 0.22842 | 0.18627 | 0.14238 | 3.5451 | 0.95288 | 1.3285 | 0.45603 | 79.4415 | 14.3644 | 37.5674 | 9.9613 | 125.9698 | 211.5272 | 1714.8646 | 216.8453 | 359.517 | 185.5424 | 861.987 | 327.6255 | 77.652 | 430.5839 | 0.38262 | 0.14239 | 0.062814 | 0.06735 | 0.0098116 | 0.0071997 | 2.5236e-05 | 0.0023962 | 38.7065 | 12.434 | 1.1451 | 0.16097 | 2.6324 | 4.2787 | 292.3805 | 86.3802 | 4.1055 | 3.96 | 154.4864 | 9.4355 | 118.0916 | 40.2865 | 37.7642 | 83.387 | 654.2579 | 63.5689 | 700.1719 | 10.3607 | 129.9071 | 746.3982 | 161.4843 | 92.0318 | 60.9297 | 77.1051 | 253.5376 | 53.5529 | 10.0517 | 160.9057 | 81.3269 | 11.5524 | 47.5964 | 579.5401 | 5.7062 | 65.8125 | 64.5289 | 191.1603 | 290.101 | 86.3526 | 53.3985 | 27.8547 | 47.271 | 0.011501 | 0.0010533 | 0.28604 | 33.5371 | 2.6722 | 9.788 | 3.2349 | 301.9058 | 8.3652 | 5.7835 | 0.51525 | 6677.3228 | 846.0156 | 1430.5751 | 1214.247 | 32.2246 | 0.91236 | 26.6126 | 2.6834 | 4632.4781 | 1315.507 | 624.2903 | 93.9229 | 137.4997 | 8.5432 | 186.9084 | 0.0011916 | 37.1241 | 0.16208 | 14.3176 | 66.1059 | 4.8692 | 60.9889 | 194.6492 | 0.12286 | 0.22189 | 2.3009 | 3.7575 | 0.22791 | 0.20466 | 1.0203 | 0.19797 | 30.82 | 0.0028931 | 13.8444 | 316.2366 | 0.026287 | 131.0133 | 5.4263 | 0.045561 | 0.65291 | 0.26496 | 4.7288 | 0.093145 | 1.8519 | 1.065 | 1.4441 | 0.019207 | 0.10695 | 0.052058 | 4.3615 | 0.038794 | 0.52676 | 0.21858 | 7.8538 | 0.00041641 | 0.0036526 | 0.0027163 | 5.5378 | 0.02062 | 0.35798 | 0.23062 | 0.25093 | 0.0011506 | 0.021341 | 0.012073 | 1.1958 | 0.0053962 | 0.090917 | 0.050989 | 0.69536 | 0.0033495 | 0.043086 | 0.18296 | 0.52334 | 0.30289 | 1.0512 | 271.2328 | 0.014529 | 1.9885 | 0.012755 | 5.2008 | 4.3432 | 2.6713 | 186.284 | 0.1655 | 9.3578 | 9.1335 | 12.9761 | 103480.5671 | 8.3408 | 293.1256 | 9.1896 | 4.7123 | 1.9121 | 1.7397 | 2.7365 | 1.6821 | 1.6797 | 15.0733 | 4.2038 | 0.66402 | 7.6037 | 2.5563 | 264.5658 | 9.1454 | 0.4404 | 20.0875 | 28.8006 | 701.9213 | 65.9728 | 4.2369 | 2.7054 | 7.2578 | 7.2802 | 0.25111 | 1.2957 | 4.952 | 6.5533 | 5.7584 | 0.0022727 | 0.0013088 | 0.0045444 | 1.6329 | 9.1705e-05 | 0.0070969 | 6.2083e-05 | 0.019599 | 0.0028446 | 0.0079732 | 13.1524 | 0.00069763 | 0.57874 | 0.32863 | 8.4185 | 1.1705 | 0.034349 | 1.2936 | 0.31916 | 0.019722 | 0.0081872 | 0.0071466 | 0.0036843 | 0.0060634 | 0.0073849 | 0.05954 | 0.078627 | 0.0038466 | 0.0351 | 0.011191 | 1.1331 | 0.00045389 | 0.00040382 | 0.10411 | 0.1227 | 2.7697 | 0.31145 | 0.02302 | 0.046447 | 0.026071 | 0.038125 | 0.0011432 | 0.0054658 | 0.019088 | 0.025772 | 0.025769 | 0.039833 | 0.015807 | 0.06344 | 19.7323 | 0.0013754 | 0.10113 | 0.00090931 | 0.39268 | 0.046883 | 0.14857 | 7.4228 | 0.011239 | 21.4372 | 14.7417 | 509.0498 | 28.1446 | 1.6336 | 27.5286 | 13.8769 | 0.95032 | 0.11135 | 0.09488 | 0.052403 | 0.099497 | 0.17862 | 1.697 | 1.4945 | 0.046448 | 0.89776 | 0.16362 | 19.7041 | 0.0034333 | 0.0031971 | 10.4954 | 5.7048 | 151.2983 | 13.6817 | 1.6358 | 0.5919 | 0.40387 | 0.65423 | 0.022656 | 0.096421 | 0.3393 | 1.1297 | 1.0791 | 0.026195 | 0.01112 | 0.016695 | 6.8713 | 0.00076223 | 0.20812 | 0.00055125 | 0.88006 | 0.064717 | 0.12334 | 5.6243 | 0.0081324 | 17.5815 | 7.9221 | 505.026 | 19.1707 | 1.8117 | 19.2636 | 8.6916 | 0.49549 | 0.15718 | 0.22606 | 0.031017 | 0.099856 | 0.075491 | 1.9366 | 0.57552 | 0.1719 | 0.45419 | 0.2141 | 12.9788 | 0.0027195 | 0.0029314 | 3.662 | 3.1263 | 63.6017 | 8.6693 | 3.0107 | 0.26572 | 0.27259 | 0.66168 | 0.013835 | 0.054639 | 0.2354 | 1.234 | 1.2917 | 394.8681 | 424.673 | 43.6203 | 2.0143 | 3.3946 | 1.3831 | 4.1849 | 4.1111 | 45.1097 | 0.74206 | 0.0024794 | 0.040364 | 0.02807 | 0.36117 | 0.95694 | 0.9181 | 1.6004 | 1.0187 | 0.73916
11 | 0.15564 | 0.026132 | 0.014903 | 1.1424 | 0.99934 | 0.99033 | 0.71655 | 0.036425 | 0.8891 | 0.52745 | 0.75461 | 0.81237 | 0.78412 | 0.19625 | 1385.6092 | 303.757 | 0.96386 | 0.79552 | 0.17928 | 0.16268 | 0.1116 | 3.2398 | 4.4581 | 655.5523 | 0.0010058 | 149.3198 | 132.5309 | 14.8662 | 145.0734 | 13.0969 | 1.9654 | 47.4113 | 12.2536 | 10.7819 | 2650.569 | 78.849 | 88.4388 | 1727.6967 | 121.3994 | 81.6023 | 230.5972 | 239.3121 | 221.8015 | 34.0378 | 59.0181 | 0.89082 | 0.17537 | 0.35284 | 0.014953 | 0.002148 | 7.8451e-05 | 33.405 | 12.4691 | 2.5996 | 0.79053 | 0.65573 | 0.088128 | 2.2368 | 65.9145 | 1.9264 | 0.27322 | 0.75989 | 19.413 | 85.3118 | 28.842 | 21.1084 | 125.6847 | 8.4663 | 0.035923 | 0.32368 | 0.63719 | 24.9698 | 16.386 | 818.3119 | 137.2472 | 2.6415 | 0.11688 | 0.70343 | 0.10314 | 238.2674 | 134.0765 | 78.1029 | 62.1925 | 18.21 | 1320.551 | 254.0421 | 88.7057 | 82.2418 | 269.8782 | 159.3943 | 94.042 | 81.3047 | 8.5671 | 0.7722 | 0.82747 | 0.19247 | 71.5331 | 6.9559 | 1.639 | 1.9234 | 0.17487 | 7.23e-05 | 28.5191 | 1.3287 | 0.21105 | 0.20174 | 0.13504 | 2.5488 | 0.96729 | 1.2752 | 0.38273 | 96.6027 | 13.1805 | 27.3986 | 8.4599 | 150.8016 | 140.98 | 1932.5495 | 231.7217 | 411.5737 | 172.3464 | 879.3786 | 397.961 | 95.3318 | 447.8219 | 0.36057 | 0.22526 | 0.085651 | 0.07427 | 0.0074612 | 0.0068465 | 2.3585e-05 | 0.0020842 | 31.491 | 10.9209 | 1.0816 | 0.14459 | 2.1212 | 6.596 | 389.8945 | 69.6099 | 3.229 | 5.0626 | 138.0795 | 10.2313 | 124.6899 | 52.4121 | 32.5765 | 101.3754 | 586.0182 | 73.1517 | 708.6372 | 9.3955 | 121.4221 | 737.1698 | 158.6956 | 105.3294 | 51.2483 | 58.8262 | 211.7709 | 48.1118 | 8.1958 | 200.4068 | 74.9657 | 10.633 | 50.3607 | 615.9892 | 6.7715 | 68.0353 | 71.7797 | 196.9652 | 275.1642 | 76.0394 | 56.3871 | 29.8094 | 51.3582 | 0.0095242 | 0.0011568 | 0.29515 | 35.4539 | 1.9575 | 9.0104 | 3.1683 | 314.853 | 11.7838 | 5.1195 | 0.46202 | 6187.6515 | 936.552 | 1556.4075 | 1403.5197 | 33.5595 | 0.73422 | 23.1487 | 2.8351 | 5276.1078 | 1869.3893 | 506.9425 | 89.7666 | 157.9924 | 8.253 | 192.5685 | 0.0012547 | 29.0881 | 0.17791 | 13.774 | 48.017 | 4.9457 | 50.52 | 222.0814 | 0.1046 | 0.24297 | 2.6954 | 2.1449 | 0.26673 | 0.21764 | 1.1462 | 0.18531 | 34.9477 | 0.0029858 | 14.8004 | 301.2052 | 0.024384 | 115.4087 | 5.2536 | 0.043757 | 0.62288 | 0.2672 | 4.8538 | 0.098029 | 1.6839 | 1.0379 | 1.3843 | 0.018084 | 0.11773 | 0.056241 | 4.4928 | 0.036579 | 0.52471 | 0.22011 | 7.6835 | 0.00039801 | 0.0036577 | 0.0030527 | 5.427 | 0.021759 | 0.38723 | 0.24591 | 0.28293 | 0.0012555 | 0.020829 | 0.014076 | 1.3237 | 0.0056165 | 0.099663 | 0.051539 | 0.65588 | 0.0034117 | 0.040383 | 0.17475 | 0.51398 | 0.3085 | 1.1169 | 375.164 | 0.012971 | 1.9996 | 0.012067 | 4.3868 | 6.1397 | 2.8121 | 204.6421 | 0.26076 | 10.3748 | 9.379 | 13.8054 | 114238.5107 | 9.3925 | 345.6694 | 9.3103 | 4.0443 | 2.2714 | 1.8129 | 2.7131 | 1.4557 | 2.0006 | 12.5654 | 4.2508 | 0.66608 | 7.7012 | 2.5858 | 262.727 | 8.4917 | 0.4476 | 18.7326 | 27.3037 | 657.2679 | 70.1176 | 4.5023 | 2.7734 | 7.911 | 7.2372 | 0.28482 | 1.1614 | 4.9041 | 6.8069 | 6.2902 | 0.0020617 | 0.001245 | 0.0043317 | 1.6148 | 8.2041e-05 | 0.0072893 | 5.4761e-05 | 0.020216 | 0.0025151 | 0.0078065 | 12.9777 | 0.00071786 | 0.66493 | 0.28973 | 7.7077 | 1.2626 | 0.039908 | 1.1958 | 0.30628 | 0.018406 | 0.0074441 | 0.0070364 | 0.0035836 | 0.0061455 | 0.0070942 | 0.058134 | 0.070581 | 0.0032813 | 0.032908 | 0.0098999 | 1.1477 | 0.00039717 | 0.00039564 | 0.10532 | 0.12709 | 2.5481 | 0.2995 | 0.021257 | 0.049196 | 0.030012 | 0.03206 | 0.0011277 | 0.0050033 | 0.01858 | 0.026574 | 0.023766 | 0.042635 | 0.019018 | 0.053086 | 17.2734 | 0.001217 | 0.10161 | 0.00088638 | 0.37875 | 0.04481 | 0.14441 | 7.1396 | 0.011711 | 20.7358 | 15.1696 | 495.79 | 26.1354 | 1.909 | 26.809 | 14.4183 | 0.88125 | 0.11967 | 0.10714 | 0.057041 | 0.093325 | 0.16519 | 1.8562 | 1.3144 | 0.044694 | 0.8736 | 0.17404 | 17.7668 | 0.0033698 | 0.0033523 | 9.6357 | 4.8189 | 143.9075 | 12.8761 | 1.6974 | 0.68234 | 0.4121 | 0.66123 | 0.019467 | 0.097727 | 0.36442 | 1.0926 | 1.0538 | 0.028607 | 0.011423 | 0.016389 | 6.3074 | 0.0008375 | 0.22163 | 0.00061199 | 0.9058 | 0.071062 | 0.12008 | 5.1052 | 0.0078402 | 16.1572 | 8.4798 | 559.2391 | 18.8459 | 1.9601 | 21.0523 | 8.3888 | 0.51698 | 0.14057 | 0.21172 | 0.02795 | 0.1113 | 0.072664 | 1.8698 | 0.60593 | 0.16474 | 0.51243 | 0.21744 | 11.7223 | 0.0029033 | 0.0028233 | 4.1696 | 2.7873 | 66.3061 | 7.5158 | 3.4261 | 0.23875 | 0.32041 | 0.60997 | 0.014238 | 0.051046 | 0.22918 | 1.2766 | 1.2656 | 429.51 | 446.8353 | 39.9806 | 2.8217 | 4.5278 | 1.6877 | 4.7249 | 3.3778 | 31.0031 | 0.78328 | 0.0023623 | 0.039548 | 0.029713 | 0.32439 | 0.8525 | 0.88959 | 1.9933 | 1.2527 | 0.78198
12 | 0.13514 | 0.035348 | 0.021881 | 1.3644 | 0.9971 | 0.99728 | 0.95035 | 0.081905 | 0.84107 | 0.44549 | 0.70216 | 0.71462 | 0.86971 | 0.2077 | 1907.9281 | 191.3807 | 0.94494 | 0.8517 | 0.1704 | 0.27227 | 0.34551 | 0.6589 | 7.6431 | 259.7181 | 0.0034382 | 125.7202 | 105.0854 | 17.4822 | 169.019 | 15.1291 | 1.708 | 55.8664 | 16.8949 | 12.2919 | 2974.8617 | 86.3987 | 86.4389 | 1520.4416 | 105.8509 | 99.6952 | 233.8054 | 251.8957 | 243.5808 | 34.8731 | 57.675 | 0.91792 | 0.2425 | 0.065644 | 0.017396 | 0.0015867 | 8.4288e-05 | 27.2383 | 13.1146 | 3.4771 | 0.91831 | 0.51054 | 0.082562 | 2.5805 | 63.9153 | 6.962 | 0.34903 | 0.77369 | 20.4271 | 105.9551 | 30.5718 | 15.8304 | 142.9688 | 7.7307 | 0.03652 | 0.23518 | 0.82931 | 38.8921 | 18.752 | 593.7349 | 108.1614 | 2.2618 | 0.075172 | 0.6594 | 0.084024 | 301.522 | 138.9144 | 94.4389 | 56.7872 | 14.6774 | 1066.5445 | 281.443 | 103.6505 | 73.1415 | 276.4216 | 167.4208 | 94.796 | 70.2886 | 8.7764 | 0.71899 | 0.79716 | 0.23527 | 58.2794 | 7.0441 | 1.7536 | 2.4001 | 0.14766 | 9.1933e-05 | 32.758 | 1.1353 | 0.22226 | 0.25515 | 0.1301 | 3.5185 | 0.95132 | 1.1654 | 0.47651 | 104.2743 | 14.7277 | 24.9019 | 8.6741 | 155.8739 | 175.3864 | 2120.8738 | 257.9793 | 334.1973 | 161.9878 | 841.5234 | 392.789 | 89.8741 | 417.135 | 0.18092 | 0.19303 | 0.092237 | 0.081029 | 0.0099479 | 0.005052 | 2.4108e-05 | 0.0021728 | 30.5356 | 10.0114 | 1.0257 | 0.15421 | 2.2148 | 4.886 | 307.9757 | 79.3231 | 2.8331 | 5.675 | 122.7084 | 8.964 | 138.2388 | 40.7891 | 29.0367 | 77.8231 | 776.4343 | 59.568 | 547.1198 | 9.2695 | 114.9192 | 789.2044 | 138.6177 | 90.1429 | 54.8443 | 78.8253 | 243.2353 | 50.7603 | 7.9484 | 192.8071 | 84.3092 | 11.0788 | 46.1834 | 519.965 | 6.0816 | 72.3556 | 59.7634 | 202.2157 | 270.2303 | 88.7004 | 52.688 | 36.573 | 51.5448 | 0.011631 | 0.0013263 | 0.3097 | 32.3157 | 1.9721 | 11.049 | 2.8372 | 223.1979 | 10.2313 | 4.1602 | 0.39952 | 6970.6993 | 920.9942 | 1552.5697 | 1269.8633 | 28.4427 | 1.318 | 20.3146 | 2.5885 | 5466.825 | 1633.2455 | 553.463 | 84.1902 | 156.0617 | 10.3103 | 151.958 | 0.0016109 | 30.3416 | 0.14835 | 13.0775 | 62.3128 | 3.2705 | 55.794 | 171.8991 | 0.11276 | 0.24662 | 2.4396 | 2.2507 | 0.24782 | 0.26479 | 1.1648 | 0.13872 | 35.1067 | 0.0029412 | 14.1513 | 321.0395 | 0.02461 | 128.8901 | 5.4844 | 0.047779 | 0.67568 | 0.26907 | 4.9398 | 0.095174 | 1.6307 | 1.028 | 1.6033 | 0.019501 | 0.11905 | 0.053841 | 4.2832 | 0.038452 | 0.55362 | 0.21104 | 8.887 | 0.00042968 | 0.0035398 | 0.0027347 | 5.0989 | 0.019619 | 0.3509 | 0.2326 | 0.26392 | 0.0011383 | 0.019308 | 0.013561 | 1.2725 | 0.0055643 | 0.096684 | 0.047801 | 0.76899 | 0.0038477 | 0.046553 | 0.17363 | 0.5157 | 0.28172 | 1.0418 | 318.2676 | 0.017167 | 1.9332 | 0.01227 | 4.1914 | 3.7432 | 2.1436 | 188.3516 | 0.49709 | 9.6337 | 9.333 | 14.2087 | 118199.2749 | 8.0414 | 315.0621 | 8.2985 | 3.9538 | 1.9803 | 1.7781 | 2.6853 | 1.5981 | 1.9766 | 13.9761 | 4.2886 | 0.64989 | 8.3716 | 2.6544 | 289.0076 | 7.7488 | 0.47091 | 19.7934 | 26.6808 | 583.0302 | 64.478 | 4.2106 | 2.8528 | 8.1323 | 7.4526 | 0.24378 | 1.2222 | 4.7309 | 7.3953 | 6.4607 | 0.0019189 | 0.0013623 | 0.0039439 | 1.5167 | 8.9043e-05 | 0.006406 | 6.0004e-05 | 0.018616 | 0.0025726 | 0.008874 | 12.2657 | 0.00076036 | 0.65084 | 0.29792 | 8.8799 | 1.4034 | 0.037724 | 1.4069 | 0.32316 | 0.01798 | 0.0081314 | 0.0073425 | 0.0032168 | 0.0057582 | 0.0075489 | 0.055278 | 0.0711 | 0.003747 | 0.031112 | 0.0095859 | 1.1095 | 0.00041104 | 0.00041636 | 0.10701 | 0.11302 | 3.0103 | 0.29432 | 0.020585 | 0.047725 | 0.025173 | 0.032977 | 0.0012153 | 0.0056537 | 0.021025 | 0.024129 | 0.025631 | 0.036889 | 0.018263 | 0.060224 | 18.0381 | 0.0012818 | 0.10948 | 0.00089773 | 0.38181 | 0.052512 | 0.15727 | 7.5297 | 0.010949 | 19.9207 | 12.8862 | 456.393 | 28.4319 | 1.6693 | 29.6373 | 15.4078 | 0.82741 | 0.11436 | 0.10898 | 0.053683 | 0.10154 | 0.15658 | 1.9482 | 1.5418 | 0.047941 | 0.82289 | 0.15789 | 20.6742 | 0.0037023 | 0.0036122 | 9.3139 | 4.7749 | 151.1735 | 14.3017 | 1.7839 | 0.64541 | 0.41117 | 0.55363 | 0.022976 | 0.099039 | 0.36476 | 0.97453 | 0.98213 | 0.0289 | 0.012032 | 0.016083 | 7.4993 | 0.00075488 | 0.23544 | 0.00062453 | 0.95663 | 0.063099 | 0.12983 | 5.9019 | 0.0086958 | 16.2915 | 8.811 | 509.2342 | 20.284 | 1.9235 | 18.5702 | 8.5484 | 0.50835 | 0.16005 | 0.20517 | 0.031368 | 0.10096 | 0.08431 | 2.0445 | 0.58385 | 0.16285 | 0.5214 | 0.19514 | 12.3627 | 0.0028247 | 0.002785 | 4.2013 | 3.1432 | 67.2925 | 8.2968 | 3.3551 | 0.23454 | 0.32623 | 0.72912 | 0.014026 | 0.055663 | 0.20802 | 1.2827 | 1.1367 | 374.0509 | 498.7094 | 57.2203 | 2.2461 | 3.7394 | 1.115 | 4.5786 | 3.5907 | 28.9156 | 0.7818 | 0.0024602 | 0.04092 | 0.02559 | 0.29836 | 0.93784 | 0.77245 | 1.6141 | 0.92242 | 0.72548
13 | 0.16352 | 0.033093 | 0.0026715 | 1.2048 | 0.99898 | 0.99243 | 0.91526 | 0.030571 | 0.86951 | 0.51101 | 0.80742 | 0.84748 | 0.83987 | 0.20098 | 2405.715 | 135.4456 | 0.94084 | 0.85886 | 0.14407 | 0.19044 | 0.45701 | 2.6815 | 4.1327 | 485.2401 | 0.0080894 | 134.939 | 117.8236 | 15.9039 | 138.6378 | 14.7954 | 1.7526 | 56.4506 | 14.7814 | 12.5625 | 2590.5298 | 83.7556 | 86.9316 | 1919.5397 | 119.0679 | 94.2705 | 289.7001 | 224.5874 | 251.5826 | 31.2607 | 50.9069 | 0.73461 | 0.22952 | 0.32592 | 0.015539 | 0.0021312 | 9.0593e-05 | 37.1522 | 12.865 | 2.7497 | 0.98953 | 0.67006 | 0.11897 | 2.6992 | 70.5549 | 7.5882 | 0.27608 | 0.82615 | 18.151 | 109.8496 | 34.2343 | 16.4234 | 123.061 | 8.6869 | 0.037385 | 0.26501 | 0.67391 | 36.246 | 21.3239 | 539.7174 | 123.8256 | 3.678 | 0.12082 | 0.4922 | 0.088998 | 313.5897 | 128.7394 | 94.0167 | 61.825 | 17.7362 | 1388.5912 | 257.1703 | 77.966 | 78.2158 | 261.7381 | 164.0374 | 91.556 | 76.6783 | 8.409 | 0.52835 | 0.59883 | 0.42092 | 64.6062 | 7.1053 | 2.1481 | 2.3476 | 0.15728 | 9.3337e-05 | 34.7575 | 0.98369 | 0.20376 | 0.19607 | 0.16406 | 2.6995 | 0.96079 | 1.1868 | 0.43421 | 94.008 | 18.7239 | 31.2604 | 8.7545 | 154.4521 | 158.5097 | 2114.647 | 241.1498 | 369.2335 | 152.1737 | 709.3125 | 383.6453 | 82.5405 | 491.9 | 0.30537 | 0.38895 | 0.12445 | 0.061557 | 0.0079684 | 0.006086 | 1.9216e-05 | 0.0019787 | 35.4203 | 11.076 | 0.89323 | 0.17121 | 2.5766 | 4.6526 | 413.3417 | 75.6866 | 3.0015 | 5.8932 | 132.0916 | 8.2322 | 115.173 | 52.1027 | 31.6829 | 99.1348 | 759.1961 | 60.1358 | 674.5077 | 10.6761 | 140.0202 | 780.1755 | 151.6683 | 86.6252 | 51.8124 | 69.7658 | 250.7234 | 62.6901 | 9.3331 | 163.4044 | 85.5769 | 11.3853 | 48.1538 | 545.2086 | 6.8173 | 75.1789 | 68.8589 | 162.6255 | 294.6822 | 83.8675 | 53.9924 | 35.809 | 52.6103 | 0.0093447 | 0.0010856 | 0.3283 | 31.0735 | 2.2891 | 11.3203 | 3.3307 | 277.4784 | 9.7867 | 5.1965 | 0.58507 | 6010.3481 | 808.6059 | 1461.7585 | 1465.7272 | 29.6801 | 0.87407 | 23.5951 | 2.6386 | 4590.6008 | 1473.3516 | 631.3355 | 98.7532 | 125.9116 | 9.7298 | 179.6171 | 0.0014523 | 35.9616 | 0.16428 | 14.6943 | 77.1016 | 5.0951 | 66.2711 | 206.242 | 0.11317 | 0.30424 | 2.0118 | 3.3323 | 0.20807 | 0.23081 | 0.9205 | 0.15181 | 36.0983 | 0.0026718 | 15.0426 | 271.8111 | 0.025475 | 109.3517 | 5.7171 | 0.046216 | 0.60451 | 0.25672 | 5.1733 | 0.093939 | 1.8553 | 1.1191 | 1.4657 | 0.018232 | 0.1143 | 0.056686 | 4.4166 | 0.037712 | 0.52161 | 0.22569 | 8.3576 | 0.00044676 | 0.0033295 | 0.0029401 | 5.0342 | 0.019939 | 0.39163 | 0.21975 | 0.27004 | 0.0011643 | 0.020315 | 0.013705 | 1.1109 | 0.0056852 | 0.098982 | 0.053739 | 0.72397 | 0.0038927 | 0.048859 | 0.16821 | 0.53439 | 0.25443 | 1.0111 | 312.9626 | 0.015354 | 1.945 | 0.011344 | 5.3494 | 4.115 | 2.4843 | 203.3701 | 0.06517 | 10.7502 | 8.5167 | 13.5362 | 106243.365 | 7.793 | 300.3861 | 8.0805 | 4.3146 | 2 | 1.8777 | 3.0468 | 1.5371 | 1.908 | 14.6767 | 4.3998 | 0.7029 | 7.896 | 2.8176 | 270.0225 | 9.0366 | 0.42133 | 19.8804 | 28.0898 | 587.9874 | 62.3653 | 4.3481 | 3.1215 | 8.2784 | 8.1454 | 0.25349 | 1.232 | 5.0902 | 6.5773 | 6.0899 | 0.0019014 | 0.0012255 | 0.004274 | 1.41 | 9.6649e-05 | 0.0074404 | 5.7884e-05 | 0.018559 | 0.0027849 | 0.0076871 | 12.5183 | 0.00071208 | 0.62512 | 0.33297 | 7.4647 | 1.3273 | 0.041082 | 1.2207 | 0.32948 | 0.017784 | 0.0083033 | 0.0077306 | 0.0038318 | 0.0054554 | 0.0066185 | 0.063184 | 0.068119 | 0.0039521 | 0.029926 | 0.0096979 | 1.0868 | 0.00040415 | 0.00041565 | 0.094858 | 0.13181 | 2.9953 | 0.28441 | 0.021432 | 0.049789 | 0.028034 | 0.034342 | 0.0012739 | 0.0056899 | 0.020208 | 0.023571 | 0.02342 | 0.040279 | 0.0173 | 0.061491 | 18.1638 | 0.0011585 | 0.095557 | 0.00087019 | 0.45313 | 0.05128 | 0.15578 | 6.7403 | 0.011558 | 20.4333 | 14.9804 | 487.6914 | 30.7059 | 1.9202 | 30.0703 | 15.2419 | 0.95395 | 0.11363 | 0.099032 | 0.050099 | 0.088538 | 0.18447 | 1.966 | 1.2749 | 0.042434 | 0.90761 | 0.17664 | 20.2358 | 0.0034018 | 0.0034499 | 9.8209 | 5.0537 | 159.0955 | 14.6964 | 1.5389 | 0.65601 | 0.44699 | 0.61188 | 0.021224 | 0.092642 | 0.38438 | 1.0284 | 1.1232 | 0.025016 | 0.011018 | 0.014336 | 7.1648 | 0.00086591 | 0.23182 | 0.00055764 | 0.9734 | 0.063916 | 0.1341 | 5.4928 | 0.0079287 | 15.3708 | 7.8427 | 535.1679 | 19.7057 | 1.9546 | 19.987 | 8.7579 | 0.5699 | 0.1522 | 0.23208 | 0.028302 | 0.11764 | 0.07375 | 1.7608 | 0.61029 | 0.18028 | 0.4923 | 0.20667 | 11.9902 | 0.0028402 | 0.0027747 | 3.8041 | 2.7018 | 68.2434 | 7.9183 | 2.9625 | 0.25845 | 0.3068 | 0.7246 | 0.013099 | 0.057378 | 0.23874 | 1.0807 | 1.178 | 431.5922 | 474.4722 | 45.3556 | 2.7431 | 2.7881 | 1.2282 | 4.9309 | 3.2692 | 77.6899 | 0.8123 | 0.0021457 | 0.035995 | 0.025107 | 0.37383 | 1.1396 | 1.1017 | 1.794 | 1.0808 | 0.63354
14 | 0.14998 | 0.011557 | 0.010895 | 1.4278 | 0.99402 | 0.99092 | 0.70099 | 0.032177 | 0.80136 | 0.63698 | 0.56847 | 0.84279 | 0.81794 | 0.21454 | 1801.6934 | 449.9495 | 0.93691 | 0.87554 | 0.18856 | 0.28618 | 0.31211 | 1.4782 | 4.5784 | 333.5924 | 0.0052379 | 152.4027 | 114.1409 | 18.1156 | 173.2047 | 14.9241 | 1.927 | 68.3075 | 14.2357 | 11.7657 | 2780.2942 | 89.2573 | 83.0434 | 1937.2166 | 109.3604 | 100.1293 | 305.1676 | 259.4748 | 247.5304 | 28.3784 | 55.7839 | 0.93992 | 0.079408 | 0.023981 | 0.016596 | 0.0022348 | 8.5626e-05 | 36.7161 | 13.8827 | 2.4272 | 0.86006 | 0.56627 | 0.085818 | 2.1158 | 68.5426 | 4.6708 | 0.31863 | 0.77803 | 17.6769 | 117.3586 | 35.2106 | 18.6641 | 120.8809 | 8.8399 | 0.033267 | 0.24988 | 0.70276 | 43.9977 | 18.2551 | 562.0749 | 140.5208 | 3.4788 | 0.11427 | 0.45115 | 0.10551 | 344.393 | 131.9411 | 81.4386 | 65.6845 | 15.6261 | 1119.001 | 225.1005 | 81.4844 | 81.0635 | 227.7516 | 166.5097 | 85.6657 | 89.398 | 7.7864 | 0.86804 | 0.63383 | 0.32188 | 68.6356 | 6.1497 | 2.2374 | 2.3826 | 0.17249 | 7.933e-05 | 29.1502 | 1.2318 | 0.23268 | 0.22614 | 0.1604 | 2.923 | 0.96877 | 1.2358 | 0.37138 | 107.6072 | 15.4067 | 34.7698 | 9.4158 | 146.6132 | 101.2008 | 2213.2607 | 238.3436 | 338.32 | 175.2515 | 696.7054 | 318.4204 | 76.3222 | 373.9495 | 0.23526 | 0.42009 | 0.15914 | 0.064916 | 0.010346 | 0.0057073 | 2.1929e-05 | 0.0027006 | 31.9119 | 13.8259 | 1.185 | 0.18713 | 2.7534 | 5.3569 | 356.2376 | 82.4232 | 2.9428 | 4.8038 | 145.5192 | 8.7731 | 105.295 | 39.2417 | 32.3044 | 103.5563 | 632.9368 | 73.8587 | 656.7807 | 9.0831 | 128.3296 | 813.9939 | 155.1045 | 82.2257 | 50.1962 | 64.0453 | 232.487 | 55.4598 | 7.8593 | 175.0191 | 77.6607 | 12.098 | 54.2069 | 566.1691 | 7.2036 | 66.4835 | 58.0472 | 179.5894 | 248.1511 | 92.2611 | 45.62 | 28.5023 | 47.4978 | 0.01192 | 0.00141 | 0.23362 | 38.6194 | 2.5581 | 12.7242 | 2.6537 | 233.5849 | 12.4383 | 4.8367 | 0.55841 | 6633.0414 | 947.138 | 1271.0907 | 1189.5126 | 35.793 | 1.266 | 27.3696 | 2.7175 | 5180.7667 | 1160.5201 | 530.9177 | 108.9867 | 147.9194 | 10.194 | 163.4256 | 0.0014906 | 34.5638 | 0.17533 | 12.0068 | 50.5016 | 5.6873 | 92.8045 | 228.6547 | 0.10185 | 0.20689 | 1.1215 | 3.9717 | 0.31947 | 0.24027 | 1.3737 | 0.18065 | 34.4817 | 0.0026821 | 14.9161 | 310.1635 | 0.022984 | 117.7921 | 5.5794 | 0.049506 | 0.59719 | 0.24602 | 4.6408 | 0.092144 | 1.8385 | 1.1419 | 1.4991 | 0.017296 | 0.12079 | 0.058066 | 4.7599 | 0.039228 | 0.51086 | 0.21279 | 8.6406 | 0.0004534 | 0.0036962 | 0.0027581 | 5.2178 | 0.021395 | 0.36562 | 0.22394 | 0.24843 | 0.0010674 | 0.022601 | 0.013096 | 1.2068 | 0.0057944 | 0.086249 | 0.056714 | 0.7564 | 0.003492 | 0.046379 | 0.18485 | 0.54882 | 0.25733 | 1.0184 | 234.0729 | 0.014963 | 2.0071 | 0.011094 | 4.4689 | 5.9531 | 2.8624 | 200.4524 | 0.39129 | 10.2188 | 8.6848 | 14.4758 | 104365.862 | 7.8372 | 342.7407 | 8.6258 | 4.5119 | 2.1858 | 1.9533 | 2.5192 | 1.6587 | 1.755 | 13.2469 | 4.1003 | 0.71986 | 8.7862 | 2.9231 | 290.5584 | 7.672 | 0.48153 | 17.0919 | 26.514 | 668.2533 | 62.8716 | 4.7167 | 2.884 | 8.407 | 7.8051 | 0.2855 | 1.1909 | 5.6148 | 7.7243 | 6.6287 | 0.0022108 | 0.0013225 | 0.004517 | 1.5413 | 8.8209e-05 | 0.0075422 | 5.8724e-05 | 0.019958 | 0.0024641 | 0.0084774 | 12.1754 | 0.00067509 | 0.67071 | 0.31511 | 7.8499 | 1.2461 | 0.036188 | 1.1857 | 0.30982 | 0.021041 | 0.0076696 | 0.0070779 | 0.0034308 | 0.0057005 | 0.0063957 | 0.053717 | 0.081014 | 0.0036557 | 0.030285 | 0.010341 | 1.0667 | 0.0004447 | 0.00045933 | 0.090134 | 0.13101 | 2.8442 | 0.27861 | 0.020098 | 0.044188 | 0.029279 | 0.033929 | 0.0012031 | 0.0057441 | 0.018158 | 0.025621 | 0.026149 | 0.042768 | 0.017977 | 0.05887 | 17.8288 | 0.0011455 | 0.10012 | 0.00079958 | 0.42568 | 0.050842 | 0.16229 | 6.8216 | 0.010584 | 20.1112 | 14.2993 | 513.7339 | 28.5982 | 1.5934 | 26.0717 | 14.2142 | 0.91544 | 0.10663 | 0.10843 | 0.054006 | 0.091744 | 0.15325 | 1.8221 | 1.4494 | 0.046292 | 0.77155 | 0.15599 | 18.5944 | 0.0031602 | 0.0032548 | 10.7837 | 4.7209 | 147.2745 | 14.1063 | 1.8019 | 0.66578 | 0.43762 | 0.59789 | 0.021682 | 0.097448 | 0.39663 | 1.0397 | 1.0154 | 0.027312 | 0.011616 | 0.01584 | 7.5725 | 0.00079638 | 0.2185 | 0.00054554 | 0.95005 | 0.067557 | 0.13005 | 5.6773 | 0.0088344 | 14.6451 | 8.005 | 586.2561 | 20.4548 | 1.7796 | 20.386 | 7.9366 | 0.57965 | 0.16305 | 0.23955 | 0.032844 | 0.10339 | 0.08081 | 1.7945 | 0.63951 | 0.16068 | 0.50355 | 0.21204 | 11.1191 | 0.0027875 | 0.0030182 | 3.9899 | 2.9774 | 59.8797 | 8.8802 | 3.2664 | 0.26759 | 0.31738 | 0.6784 | 0.014118 | 0.05226 | 0.23667 | 1.3038 | 1.1265 | 340.0653 | 531.9807 | 62.8541 | 2.6817 | 3.0804 | 1.0574 | 3.1997 | 3.9212 | 70.8786 | 0.79053 | 0.0021642 | 0.037806 | 0.027129 | 0.4171 | 1.0643 | 0.82527 | 1.8916 | 1.1186 | 0.78963
15 | 0.17742 | 0.039732 | 0.0098289 | 1.2547 | 0.99064 | 0.99385 | 0.83939 | 0.06277 | 0.8356 | 0.58525 | 0.61115 | 0.75569 | 0.77016 | 0.18159 | 1435.1852 | 350.7086 | 0.94989 | 0.80513 | 0.13165 | 0.30064 | 0.27824 | 0.43718 | 6.4001 | 267.9377 | 0.0038429 | 160.2456 | 100.1307 | 15.6694 | 160.3227 | 16.2511 | 1.9986 | 66.5797 | 16.411 | 10.4393 | 2433.1575 | 77.0654 | 106.094 | 1618.6964 | 111.3002 | 84.9375 | 270.0749 | 245.3242 | 230.7057 | 30.4832 | 46.6905 | 0.81401 | 0.21091 | 0.2705 | 0.018264 | 0.0017045 | 9.5658e-05 | 30.2114 | 10.6778 | 2.5187 | 0.75394 | 0.63829 | 0.090122 | 2.4428 | 58.7893 | 3.3614 | 0.34102 | 0.81565 | 18.6194 | 94.9752 | 42.0116 | 23.1579 | 141.6248 | 8.0696 | 0.03769 | 0.31609 | 0.76126 | 25.5572 | 21.0074 | 502.3897 | 103.5656 | 2.5017 | 0.10823 | 0.51108 | 0.12052 | 259.0207 | 158.1326 | 100.1195 | 64.2502 | 14.2217 | 1340.0799 | 229.2226 | 92.1034 | 79.1318 | 267.6841 | 171.553 | 82.2303 | 81.3925 | 8.182 | 0.55719 | 0.68428 | 0.29209 | 59.1699 | 4.9663 | 1.8196 | 2.0261 | 0.14091 | 6.6586e-05 | 38.0557 | 0.91179 | 0.26631 | 0.26659 | 0.18427 | 2.8304 | 0.95713 | 0.93947 | 0.41797 | 101.3296 | 12.094 | 28.3924 | 9.7223 | 146.4648 | 192.2761 | 1812.6392 | 265.5169 | 388.3067 | 188.2807 | 743.0913 | 329.4247 | 84.4852 | 484.3632 | 0.052653 | 0.29039 | 0.039445 | 0.063313 | 0.0094593 | 0.0069925 | 1.9944e-05 | 0.0018706 | 39.2815 | 10.2209 | 0.99638 | 0.1465 | 2.4936 | 5.7443 | 369.0487 | 63.7599 | 3.5825 | 4.3171 | 147.9151 | 7.8785 | 120.6246 | 47.7152 | 28.1086 | 95.5633 | 750.6049 | 62.4284 | 651.4649 | 8.5085 | 134.3481 | 755.576 | 131.9433 | 97.1472 | 53.7232 | 66.337 | 237.1513 | 49.6591 | 7.6037 | 198.454 | 96.3238 | 10.6836 | 41.6719 | 547.1613 | 5.5598 | 85.7297 | 54.5964 | 214.3104 | 297.0701 | 93.9005 | 49.3075 | 27.5526 | 40.5604 | 0.0097953 | 0.0011768 | 0.32484 | 32.4756 | 2.2204 | 12.2651 | 2.8626 | 265.9925 | 9.1488 | 4.911 | 0.4634 | 5894.4814 | 747.5877 | 1222.5543 | 1084.1437 | 30.1562 | 1.298 | 25.0798 | 2.8625 | 5805.6178 | 1354.2909 | 575.2415 | 96.2722 | 144.091 | 9.1402 | 181.3732 | 0.0012909 | 29.3498 | 0.18891 | 12.6879 | 72.69 | 3.6242 | 74.4163 | 184.4595 | 0.11914 | 0.28023 | 2.9004 | 2.0759 | 0.35097 | 0.25968 | 1.0709 | 0.12571 | 32.4216 | 0.0025702 | 13.2893 | 314.5648 | 0.026774 | 112.5363 | 5.3207 | 0.044473 | 0.66026 | 0.27303 | 4.5275 | 0.084664 | 1.6943 | 1.0734 | 1.4838 | 0.018928 | 0.10889 | 0.051543 | 4.5648 | 0.037624 | 0.56284 | 0.21818 | 8.5846 | 0.00046084 | 0.0031703 | 0.0032206 | 5.2867 | 0.021343 | 0.37239 | 0.24225 | 0.25793 | 0.0011699 | 0.02236 | 0.013181 | 1.2453 | 0.005028 | 0.093664 | 0.053215 | 0.74189 | 0.0036906 | 0.047905 | 0.18887 | 0.5448 | 0.2599 | 1.0939 | 298.0316 | 0.012196 | 1.9672 | 0.011521 | 3.4604 | 4.6576 | 2.3657 | 198.1399 | 0.27083 | 9.5105 | 8.2583 | 13.4309 | 125110.4962 | 9.3293 | 325.4604 | 9.0535 | 4.5827 | 2.0813 | 2.0958 | 2.8868 | 1.5932 | 1.9674 | 15.2954 | 3.6855 | 0.74042 | 7.8302 | 2.6847 | 294.8633 | 7.5576 | 0.40903 | 18.0917 | 24.1183 | 593.5758 | 60.5153 | 4.9468 | 2.6096 | 8.5392 | 7.5529 | 0.26369 | 1.2505 | 5.2989 | 7.1172 | 5.785 | 0.0018865 | 0.0013437 | 0.0044056 | 1.4719 | 9.0688e-05 | 0.0071288 | 6.4032e-05 | 0.017537 | 0.002597 | 0.0075657 | 11.6188 | 0.00068577 | 0.59002 | 0.30625 | 7.8984 | 1.1819 | 0.037936 | 1.2721 | 0.3123 | 0.018582 | 0.007695 | 0.007663 | 0.003335 | 0.0062715 | 0.0064804 | 0.064409 | 0.069499 | 0.0034924 | 0.032744 | 0.011045 | 1.2198 | 0.00044689 | 0.00043352 | 0.097844 | 0.10849 | 3.0486 | 0.30161 | 0.019192 | 0.044737 | 0.027075 | 0.03611 | 0.0011978 | 0.0052301 | 0.019749 | 0.023383 | 0.022696 | 0.03654 | 0.016662 | 0.05903 | 18.984 | 0.0012314 | 0.10668 | 0.00075994 | 0.38709 | 0.045071 | 0.16944 | 7.6562 | 0.011908 | 19.705 | 15.4746 | 444.1379 | 26.9932 | 1.783 | 25.7584 | 15.0893 | 0.83956 | 0.10491 | 0.1037 | 0.04969 | 0.097553 | 0.16628 | 2.0514 | 1.276 | 0.0445 | 0.84149 | 0.16893 | 19.9847 | 0.0035339 | 0.0036986 | 10.59 | 5.5283 | 139.8925 | 14.2181 | 1.8244 | 0.62901 | 0.39171 | 0.58447 | 0.02245 | 0.094237 | 0.3771 | 1.1165 | 1.1041 | 0.026579 | 0.010242 | 0.014366 | 6.5703 | 0.00082662 | 0.19741 | 0.00060536 | 1.0019 | 0.061284 | 0.1283 | 5.771 | 0.0080498 | 17.4346 | 8.1379 | 570.4214 | 17.6641 | 1.6563 | 18.0858 | 8.4213 | 0.52399 | 0.14789 | 0.22455 | 0.030316 | 0.11546 | 0.080092 | 1.9454 | 0.63327 | 0.16716 | 0.48776 | 0.20173 | 12.6044 | 0.0028861 | 0.0030978 | 4.0414 | 2.6537 | 61.265 | 7.6255 | 2.8692 | 0.2808 | 0.29848 | 0.65825 | 0.01207 | 0.052803 | 0.22842 | 1.2298 | 1.2286 | 383.6441 | 462.9995 | 66.8928 | 2.5566 | 4.3652 | 1.5401 | 3.5574 | 2.6641 | 43.1764 | 0.71718 | 0.002122 | 0.034222 | 0.028576 | 0.40821 | 0.79222 | 0.85419 | 1.9363 | 0.97425 | 0.66177
16 | 0.13762 | 0.014234 | 0.0138 | 1.2325 | 0.99825 | 0.99914 | 0.80531 | 0.020336 | 0.78463 | 0.43397 | 0.88242 | 0.7514 | 0.87159 | 0.18581 | 1299.5401 | 279.9313 | 0.95157 | 0.83532 | 0.13975 | 0.17784 | 0.28121 | 0.56213 | 5.6332 | 447.651 | 0.0020053 | 158.9493 | 124.56 | 12.3506 | 142.3662 | 16.5736 | 2.1675 | 49.2237 | 16.0542 | 12.0741 | 2517.332 | 94.0883 | 97.9236 | 1528.9089 | 125.0554 | 88.9957 | 262.0712 | 279.6339 | 223.0665 | 37.1304 | 53.6313 | 0.78479 | 0.35266 | 0.33152 | 0.016507 | 0.0022732 | 7.352e-05 | 26.5512 | 11.0696 | 3.0642 | 0.87968 | 0.48038 | 0.10523 | 2.2932 | 61.423 | 5.9492 | 0.33435 | 0.79478 | 27.1536 | 82.9018 | 39.3164 | 22.5743 | 136.2999 | 8.9964 | 0.031226 | 0.29944 | 0.79094 | 27.5914 | 15.684 | 769.3075 | 79.8274 | 2.7796 | 0.096865 | 0.41281 | 0.094174 | 287.623 | 126.402 | 86.7651 | 58.4866 | 13.7551 | 1263.6146 | 282.3821 | 96.9046 | 87.9694 | 294.3485 | 173.6424 | 99.6509 | 87.9509 | 7.3541 | 0.82754 | 0.54486 | 0.51034 | 63.2278 | 5.2773 | 2.1754 | 2.8472 | 0.1493 | 9.5695e-05 | 26.4616 | 0.95662 | 0.23655 | 0.23424 | 0.1279 | 3.0942 | 0.95898 | 1.0621 | 0.45437 | 91.5811 | 15.5057 | 35.6863 | 9.355 | 128.7577 | 108.4025 | 1897.257 | 218.7916 | 356.2692 | 195.6774 | 735.2557 | 360.2431 | 91.882 | 393.6796 | 0.28612 | 0.35542 | 0.0071551 | 0.078729 | 0.0082004 | 0.0064639 | 2.6482e-05 | 0.0023263 | 34.4997 | 13.9223 | 0.84543 | 0.19547 | 2.7879 | 6.3244 | 335.6412 | 94.6991 | 3.8614 | 4.627 | 127.2774 | 8.5517 | 130.3329 | 43.7463 | 34.938 | 89.5127 | 715.5452 | 63.7726 | 639.9468 | 8.4182 | 126.7637 | 715.3238 | 164.5318 | 84.5995 | 62.2784 | 65.3221 | 208.7244 | 48.6584 | 7.7887 | 174.5127 | 79.4007 | 11.8475 | 52.5753 | 658.0459 | 6.5557 | 73.9378 | 55.4431 | 164.9659 | 305.0507 | 83.507 | 44.1538 | 33.0402 | 46.363 | 0.012321 | 0.0010775 | 0.25939 | 36.4959 | 2.8271 | 13.5374 | 2.3617 | 271.9548 | 12.2113 | 4.0223 | 0.62072 | 5827.5125 | 974.6167 | 1313.0239 | 1379.5689 | 27.594 | 1.0577 | 21.0201 | 3.0809 | 5593.1659 | 1717.0677 | 512.4643 | 100.1524 | 141.7708 | 8.3252 | 146.7319 | 0.0014995 | 31.3194 | 0.16656 | 11.4683 | 87.5626 | 6.1719 | 79.4612 | 232.2587 | 0.10648 | 0.27034 | 1.8345 | 3.6103 | 0.2577 | 0.25536 | 1.0985 | 0.12924 | 31.6772 | 0.0029896 | 13.7019 | 270.5857 | 0.024122 | 132.3658 | 5.4993 | 0.044845 | 0.64151 | 0.26621 | 5.0367 | 0.09093 | 1.9005 | 1.1847 | 1.4751 | 0.019686 | 0.11517 | 0.053629 | 4.3165 | 0.041296 | 0.49543 | 0.22414 | 8.2672 | 0.00040021 | 0.0037543 | 0.0031445 | 4.9125 | 0.018567 | 0.33623 | 0.2099 | 0.24314 | 0.0010797 | 0.019186 | 0.013877 | 1.1494 | 0.0050531 | 0.098333 | 0.052144 | 0.66318 | 0.0034632 | 0.042162 | 0.16066 | 0.51838 | 0.29055 | 1.1502 | 329.8583 | 0.016507 | 1.9716 | 0.01268 | 3.2231 | 5.3328 | 3.0524 | 189.9303 | 0.20514 | 10.0625 | 9.536 | 13.3678 | 119433.5745 | 8.9109 | 340.4498 | 8.4179 | 3.9877 | 2.1488 | 2.0634 | 2.6241 | 1.7528 | 1.746 | 14.3988 | 3.7096 | 0.68162 | 8.4571 | 2.522 | 245.4498 | 8.7797 | 0.43627 | 18.9312 | 27.0343 | 682.3263 | 58.0743 | 4.3819 | 3.0245 | 7.0749 | 7.0538 | 0.24935 | 1.1395 | 4.7805 | 7.5307 | 6.9044 | 0.0021885 | 0.0013474 | 0.004211 | 1.5971 | 9.776e-05 | 0.0069348 | 5.3939e-05 | 0.019886 | 0.0026161 | 0.0081464 | 14.1192 | 0.00074555 | 0.64355 | 0.296 | 7.4301 | 1.3054 | 0.038231 | 1.2641 | 0.29134 | 0.018112 | 0.0073726 | 0.0068473 | 0.0036648 | 0.0063784 | 0.0067892 | 0.060177 | 0.080398 | 0.0039325 | 0.032136 | 0.010442 | 1.1935 | 0.00046376 | 0.00044085 | 0.099806 | 0.11148 | 2.6786 | 0.27882 | 0.02074 | 0.047487 | 0.026381 | 0.033681 | 0.0010514 | 0.0051472 | 0.02127 | 0.022785 | 0.024217 | 0.039522 | 0.01612 | 0.057939 | 19.3414 | 0.0011665 | 0.095971 | 0.00084287 | 0.39535 | 0.047323 | 0.14976 | 7.2538 | 0.01004 | 21.9661 | 13.4671 | 515.8516 | 31.0477 | 1.8049 | 31.4134 | 12.8574 | 0.8486 | 0.1163 | 0.092241 | 0.050654 | 0.10205 | 0.16898 | 2.0323 | 1.512 | 0.043884 | 0.80976 | 0.16351 | 21.0841 | 0.0033096 | 0.0033068 | 9.5226 | 5.4658 | 148.3282 | 13.0861 | 1.8651 | 0.59604 | 0.3891 | 0.65269 | 0.019932 | 0.086734 | 0.38119 | 1.0742 | 1.085 | 0.027776 | 0.011386 | 0.014847 | 7.252 | 0.00085355 | 0.22453 | 0.00058559 | 0.92281 | 0.059876 | 0.12558 | 5.8096 | 0.0092047 | 17.6272 | 8.7486 | 577.7608 | 19.5171 | 1.747 | 20.529 | 7.8767 | 0.56591 | 0.14195 | 0.23174 | 0.031469 | 0.10468 | 0.073216 | 2.0332 | 0.53747 | 0.19572 | 0.52455 | 0.19157 | 11.7895 | 0.0030595 | 0.0029167 | 3.975 | 2.9147 | 64.2401 | 7.6784 | 3.1686 | 0.27718 | 0.28977 | 0.64518 | 0.012825 | 0.056578 | 0.23258 | 1.2522 | 1.2505 | 376.1801 | 397.8431 | 74.3384 | 2.3965 | 4.1627 | 1.1673 | 3.2643 | 3.545 | 53.6738 | 0.70176 | 0.0024383 | 0.035088 | 0.029229 | 0.39195 | 0.82623 | 0.86858 | 1.9716 | 1.126 | 0.8604
17 | 0.15197 | 0.024004 | 0.02499 | 1.3212 | 0.99352 | 0.99268 | 0.65203 | 0.027289 | 0.82041 | 0.54399 | 0.72479 | 0.83226 | 0.76374 | 0.20981 | 1181.6281 | 258.9624 | 0.94608 | 0.83072 | 0.15825 | 0.19775 | 0.37515 | 1.9941 | 4.0314 | 546.7604 | 0.0059742 | 155.0098 | 115.3384 | 12.7059 | 132.6466 | 16.0696 | 2.2408 | 59.7594 | 12.7203 | 14.1123 | 2476.1589 | 82.2731 | 96.1502 | 1597.689 | 128.8218 | 96.5304 | 257.0814 | 261.5183 | 196.0164 | 33.636 | 54.5864 | 0.7121 | 0.17777 | 0.11496 | 0.01381 | 0.0018101 | 7.5095e-05 | 28.0568 | 13.9454 | 3.3811 | 0.70464 | 0.68978 | 0.10128 | 2.4619 | 51.7464 | 10.0378 | 0.30882 | 0.91437 | 22.8479 | 111.9485 | 32.6002 | 15.088 | 156.3335 | 10.1081 | 0.030702 | 0.24356 | 0.88581 | 32.3494 | 13.785 | 698.8968 | 102.9203 | 3.0633 | 0.088647 | 0.56787 | 0.098206 | 335.284 | 148.717 | 76.5494 | 60.5641 | 16.9476 | 1055.6041 | 287.2602 | 101.759 | 75.8162 | 257.7768 | 157.6996 | 92.531 | 86.9785 | 8.2894 | 0.8198 | 0.6073 | 0.15431 | 61.0064 | 6.3658 | 2.0944 | 2.4812 | 0.17932 | 8.0297e-05 | 27.7806 | 1.1012 | 0.2091 | 0.27989 | 0.19859 | 3.4418 | 0.9655 | 1.0105 | 0.50853 | 76.0739 | 13.8554 | 39.8988 | 9.5669 | 131.6933 | 126.6859 | 1984.9701 | 210.1065 | 287.6327 | 181.0548 | 825.4927 | 310.1461 | 81.9223 | 380.2899 | 0.32247 | 0.047877 | 0.16891 | 0.069331 | 0.010068 | 0.0056131 | 2.1307e-05 | 0.0018398 | 28.2884 | 13.4108 | 0.97658 | 0.15039 | 2.0366 | 5.1916 | 343.2057 | 81.8113 | 3.1689 | 4.3971 | 156.7988 | 9.7893 | 109.3317 | 50.3985 | 29.8646 | 89.6413 | 736.6535 | 58.6312 | 665.5123 | 9.0412 | 108.0027 | 819.0905 | 128.957 | 93.0036 | 57.9355 | 60.2091 | 228.4937 | 59.4934 | 9.4539 | 189.5118 | 75.754 | 9.5904 | 55.1048 | 631.3147 | 7.0213 | 80.7955 | 62.7048 | 199.1655 | 262.6757 | 94.7917 | 51.6891 | 31.1114 | 48.3852 | 0.01095 | 0.0012667 | 0.27454 | 27.8761 | 2.1879 | 12.3914 | 2.0818 | 295.2994 | 9.6108 | 5.9894 | 0.43114 | 7247.2272 | 854.2624 | 1300.5335 | 1151.069 | 30.3161 | 1.1372 | 21.7386 | 2.7744 | 4761.1342 | 1406.1357 | 552.3046 | 90.556 | 118.8299 | 9.9296 | 174.2412 | 0.0012063 | 32.3553 | 0.18628 | 14.8454 | 58.1897 | 3.8228 | 47.059 | 202.2596 | 0.12664 | 0.19766 | 2.5092 | 2.9398 | 0.33848 | 0.22523 | 1.2621 | 0.16299 | 33.7166 | 0.0027703 | 14.1734 | 289.0403 | 0.022169 | 123.6049 | 5.5223 | 0.046754 | 0.63154 | 0.25432 | 5.2617 | 0.091196 | 1.7189 | 1.0853 | 1.426 | 0.020493 | 0.12233 | 0.053055 | 4.3423 | 0.03725 | 0.56116 | 0.1985 | 9.1422 | 0.00047731 | 0.0031986 | 0.0030805 | 5.6113 | 0.019202 | 0.37588 | 0.23695 | 0.27738 | 0.0010532 | 0.020588 | 0.013969 | 1.2564 | 0.0052677 | 0.094938 | 0.049685 | 0.74568 | 0.0039562 | 0.042508 | 0.17772 | 0.52707 | 0.28719 | 1.1244 | 302.83 | 0.01504 | 1.9479 | 0.011723 | 5.4415 | 4.8892 | 2.7495 | 201.5287 | 0.092624 | 8.9953 | 9.6367 | 14.7891 | 122477.141 | 8.7416 | 324.0128 | 8.5728 | 4.4394 | 1.9581 | 2.0769 | 2.6542 | 1.7609 | 1.8984 | 14.5113 | 3.9163 | 0.69307 | 8.2866 | 2.9043 | 273.7002 | 7.8234 | 0.41701 | 17.4453 | 25.2834 | 610.3325 | 63.2235 | 4.7472 | 2.9449 | 7.5194 | 7.1352 | 0.29001 | 1.114 | 5.5471 | 7.0129 | 6.2629 | 0.0020243 | 0.0011367 | 0.0041666 | 1.3968 | 8.5326e-05 | 0.007625 | 6.1771e-05 | 0.017698 | 0.0026793 | 0.0076972 | 12.3596 | 0.00067935 | 0.68728 | 0.29302 | 8.8048 | 1.2686 | 0.037238 | 1.2857 | 0.32545 | 0.017527 | 0.0072576 | 0.007595 | 0.0037631 | 0.0064164 | 0.0071471 | 0.055821 | 0.067594 | 0.0037148 | 0.030726 | 0.010067 | 1.0341 | 0.00042816 | 0.00046606 | 0.093276 | 0.12379 | 2.9059 | 0.30507 | 0.019903 | 0.045172 | 0.029054 | 0.03462 | 0.0010728 | 0.0048619 | 0.021381 | 0.023227 | 0.025283 | 0.043762 | 0.016544 | 0.055664 | 19.7368 | 0.0011828 | 0.10828 | 0.00082956 | 0.41127 | 0.047963 | 0.1545 | 7.6217 | 0.012118 | 23.3464 | 15.428 | 532.6291 | 31.3368 | 1.6098 | 26.287 | 14.6799 | 0.98819 | 0.10748 | 0.11065 | 0.051364 | 0.08926 | 0.18083 | 1.9913 | 1.4376 | 0.040966 | 0.81534 | 0.1587 | 17.951 | 0.0037643 | 0.0035251 | 9.2252 | 4.8665 | 168.4741 | 14.458 | 1.5867 | 0.69538 | 0.39849 | 0.58973 | 0.019824 | 0.088206 | 0.37215 | 1.1513 | 1.1402 | 0.027873 | 0.011867 | 0.015626 | 7.619 | 0.00081603 | 0.20335 | 0.0006022 | 0.87647 | 0.068709 | 0.11886 | 5.88 | 0.008974 | 15.1878 | 9.0872 | 525.6614 | 18.2377 | 1.6448 | 17.6571 | 7.8072 | 0.48154 | 0.15924 | 0.19926 | 0.027833 | 0.11685 | 0.085052 | 1.7366 | 0.56522 | 0.18878 | 0.45807 | 0.21472 | 11.5317 | 0.0030184 | 0.0028763 | 3.5111 | 2.8927 | 57.7359 | 7.7765 | 2.9066 | 0.25376 | 0.29447 | 0.6984 | 0.014547 | 0.050127 | 0.20454 | 1.1613 | 1.2202 | 446.5128 | 464.2264 | 68.1363 | 2.8332 | 3.5561 | 1.6625 | 4.8496 | 2.9886 | 66.3401 | 0.69949 | 0.0023832 | 0.034098 | 0.026579 | 0.28205 | 1.0823 | 0.84181 | 1.5527 | 1.2821 | 0.81592
18 | 0.16824 | 0.02223 | 0.0058215 | 1.1941 | 0.99112 | 0.99458 | 0.73498 | 0.098226 | 0.90034 | 0.57894 | 0.66971 | 0.82603 | 0.80562 | 0.19276 | 2100.8212 | 265.8888 | 0.94228 | 0.84916 | 0.17698 | 0.32724 | 0.41677 | 1.5237 | 7.324 | 229.3458 | 0.0062377 | 177.0329 | 134.7016 | 16.3526 | 148.0678 | 17.4691 | 1.8901 | 62.1941 | 15.3529 | 12.4368 | 2577.6296 | 89.4733 | 101.7942 | 1787.2037 | 127.1032 | 101.3453 | 297.3481 | 256.2965 | 204.3702 | 35.5068 | 58.4889 | 0.74045 | 0.022142 | 0.085511 | 0.014253 | 0.001939 | 8.3082e-05 | 36.3532 | 10.4464 | 3.4858 | 0.96568 | 0.69915 | 0.092201 | 2.8013 | 60.3643 | 8.1332 | 0.30002 | 0.9114 | 23.5502 | 101.6821 | 27.0703 | 22.1405 | 158.5905 | 10.2356 | 0.034533 | 0.29246 | 0.71942 | 44.7825 | 12.7948 | 520.9221 | 114.7428 | 3.4335 | 0.11124 | 0.52226 | 0.081328 | 348.7305 | 137.6555 | 83.7774 | 55.0596 | 14.8674 | 1082.7262 | 245.659 | 107.3526 | 85.7236 | 249.0679 | 175.9855 | 75.8381 | 72.7786 | 8.9833 | 0.44507 | 0.94591 | 0.54416 | 51.7574 | 5.6383 | 2.0747 | 2.53 | 0.16966 | 8.8231e-05 | 27.7593 | 1.2053 | 0.22593 | 0.26043 | 0.12298 | 2.4532 | 0.95372 | 1.1099 | 0.35725 | 71.189 | 19.8391 | 32.3059 | 8.985 | 119.4531 | 121.1466 | 1952.0074 | 262.8795 | 402.7055 | 178.4927 | 899.3325 | 322.1878 | 87.7669 | 470.5642 | 0.12937 | 0.10543 | 0.1508 | 0.070568 | 0.01074 | 0.0067766 | 2.4651e-05 | 0.0019268 | 37.3231 | 14.2912 | 0.93126 | 0.20018 | 2.368 | 4.9841 | 303.2956 | 89.6442 | 3.3983 | 4.1032 | 129.7926 | 8.33 | 122.6695 | 48.1489 | 30.9133 | 97.581 | 622.1497 | 71.7794 | 713.6795 | 8.1722 | 112.5666 | 631.0581 | 144.4261 | 85.6328 | 47.5537 | 78.1481 | 257.0214 | 52.5661 | 8.4917 | 166.668 | 92.7072 | 9.9893 | 51.1371 | 648.3804 | 6.6074 | 81.0876 | 61.9284 | 170.313 | 252.4514 | 97.1462 | 50.7763 | 34.9087 | 50.5767 | 0.011254 | 0.0011367 | 0.23009 | 29.9249 | 2.5164 | 10.5756 | 2.1803 | 330.9585 | 8.2135 | 4.4651 | 0.49451 | 6471.474 | 901.9673 | 1494.3223 | 1239.1672 | 27.152 | 1.0122 | 24.5684 | 3.1246 | 5743.3297 | 1539.8802 | 596.0706 | 104.6303 | 135.2802 | 8.8393 | 189.8858 | 0.0015711 | 33.4832 | 0.14706 | 13.7911 | 74.0751 | 4.4034 | 80.5973 | 182.1191 | 0.12032 | 0.20863 | 1.3528 | 3.0187 | 0.39751 | 0.24688 | 1.1182 | 0.14055 | 30.9948 | 0.0028556 | 13.9748 | 297.6477 | 0.023024 | 110.6267 | 5.1864 | 0.047173 | 0.61855 | 0.2517 | 4.9052 | 0.095781 | 1.8019 | 1.102 | 1.5114 | 0.018806 | 0.11203 | 0.057054 | 4.4981 | 0.036954 | 0.53776 | 0.20489 | 7.7713 | 0.00044396 | 0.0035654 | 0.0029894 | 4.9353 | 0.018836 | 0.34043 | 0.22231 | 0.28179 | 0.0012247 | 0.020951 | 0.012963 | 1.2311 | 0.0048438 | 0.084671 | 0.049199 | 0.77615 | 0.0032678 | 0.045073 | 0.19252 | 0.51745 | 0.2686 | 0.97833 | 336.5714 | 0.013684 | 1.9759 | 0.011472 | 3.3146 | 6.0517 | 2.4058 | 191.0451 | 0.34108 | 10.6043 | 8.0219 | 15.0266 | 110697.8822 | 8.9594 | 352.0429 | 8.8548 | 4.8081 | 2.0245 | 1.9853 | 2.9693 | 1.5271 | 1.8421 | 13.6488 | 4.337 | 0.65492 | 7.4142 | 2.9607 | 284.5476 | 8.8213 | 0.42859 | 16.9932 | 27.4932 | 687.5803 | 58.7599 | 4.3013 | 2.8194 | 7.1096 | 8.016 | 0.27543 | 1.275 | 5.0142 | 7.412 | 6.8062 | 0.0021408 | 0.0012521 | 0.0046016 | 1.4149 | 8.74e-05 | 0.0068543 | 5.6415e-05 | 0.01744 | 0.0027343 | 0.0084096 | 13.9803 | 0.00079057 | 0.62128 | 0.31907 | 8.071 | 1.3059 | 0.039619 | 1.3209 | 0.28882 | 0.019895 | 0.0071179 | 0.0066945 | 0.0035505 | 0.0058657 | 0.0072107 | 0.054774 | 0.074952 | 0.0035474 | 0.034347 | 0.011066 | 1.0526 | 0.0004327 | 0.00047213 | 0.10332 | 0.11888 | 2.8029 | 0.27349 | 0.022992 | 0.04538 | 0.029578 | 0.037467 | 0.0010958 | 0.0050872 | 0.020773 | 0.02269 | 0.026627 | 0.043339 | 0.017449 | 0.053624 | 17.0398 | 0.0012991 | 0.10462 | 0.00092034 | 0.44158 | 0.050339 | 0.16023 | 7.1327 | 0.010771 | 23.8385 | 14.2525 | 465.484 | 27.4552 | 1.9284 | 30.6115 | 13.7937 | 0.97983 | 0.11849 | 0.10593 | 0.060081 | 0.09322 | 0.18573 | 1.9239 | 1.3194 | 0.047133 | 0.85008 | 0.18025 | 19.279 | 0.0032206 | 0.0033432 | 10.682 | 5.2278 | 155.3299 | 15.5668 | 1.5654 | 0.61123 | 0.41604 | 0.58054 | 0.019033 | 0.08852 | 0.40053 | 0.98591 | 1.0463 | 0.029768 | 0.011208 | 0.014679 | 7.4274 | 0.00084555 | 0.20454 | 0.00052593 | 0.86005 | 0.070561 | 0.12668 | 5.3518 | 0.0090225 | 14.8294 | 7.6945 | 523.1242 | 18.4943 | 1.9932 | 20.6112 | 8.9073 | 0.54091 | 0.15269 | 0.21548 | 0.030102 | 0.10364 | 0.081539 | 1.8605 | 0.62495 | 0.19324 | 0.47437 | 0.22263 | 13.0149 | 0.0031878 | 0.0030008 | 3.7623 | 2.7509 | 65.0174 | 8.2028 | 3.2762 | 0.24973 | 0.31266 | 0.68053 | 0.014375 | 0.05051 | 0.24377 | 1.1485 | 1.0954 | 349.5251 | 486.565 | 39.0374 | 1.9485 | 3.8863 | 1.4422 | 3.8036 | 3.2128 | 56.101 | 0.6909 | 0.0025144 | 0.037165 | 0.028344 | 0.40376 | 1.1184 | 0.79401 | 2.0747 | 0.90263 | 0.82078
19 | 0.16971 | 0.029037 | 0.015614 | 1.4906 | 0.99456 | 0.99674 | 0.68018 | 0.092931 | 0.84973 | 0.65462 | 0.83028 | 0.77978 | 0.81379 | 0.17939 | 1636.3538 | 322.2878 | 0.95297 | 0.82665 | 0.20864 | 0.27499 | 0.09553 | 0.98755 | 3.5513 | 409.3825 | 0.0073164 | 132.8308 | 113.3967 | 15.6056 | 152.875 | 14.442 | 2.4441 | 53.2299 | 14.9931 | 11.301 | 2345.8612 | 95.291 | 84.9886 | 1452.2904 | 113.0789 | 94.5236 | 277.2773 | 227.0086 | 225.9158 | 28.5715 | 50.1408 | 0.84286 | 0.14519 | 0.1377 | 0.019167 | 0.0018976 | 9.18e-05 | 31.9911 | 9.9135 | 3.2564 | 0.96133 | 0.67319 | 0.11627 | 2.8467 | 71.3492 | 5.2198 | 0.26608 | 0.88265 | 21.8652 | 114.0682 | 33.7576 | 18.317 | 146.6101 | 10.0458 | 0.03221 | 0.31364 | 0.65665 | 28.217 | 19.3408 | 614.9164 | 129.7075 | 3.1779 | 0.094 | 0.39432 | 0.095162 | 325.1726 | 153.6848 | 90.2659 | 59.8864 | 15.119 | 1179.369 | 262.0403 | 109.2904 | 74.4184 | 290.9234 | 147.5341 | 84.4904 | 85.3275 | 7.4681 | 0.6493 | 0.86162 | 0.22914 | 55.7736 | 5.4903 | 2.3564 | 2.2327 | 0.16315 | 8.6677e-05 | 33.6534 | 0.91861 | 0.21704 | 0.18955 | 0.17571 | 2.7835 | 0.95618 | 1.3851 | 0.56028 | 75.5019 | 17.2352 | 31.6598 | 10.256 | 133.8754 | 202.0448 | 1769.2757 | 256.1771 | 316.9319 | 200.6785 | 807.9767 | 404.5022 | 102.1059 | 406.9165 | 0.15928 | 0.33681 | 0.075417 | 0.083584 | 0.010915 | 0.0059685 | 2.7833e-05 | 0.0021277 | 33.2501 | 13.5964 | 0.95746 | 0.13616 | 2.5148 | 5.634 | 311.7836 | 90.2848 | 3.1202 | 4.5081 | 120.6876 | 9.5588 | 134.7438 | 46.6647 | 37.2974 | 85.862 | 661.9718 | 67.5646 | 594.0362 | 7.9638 | 105.5394 | 691.2837 | 136.1343 | 88.8938 | 57.1019 | 63.3429 | 205.9467 | 61.2208 | 9.1986 | 186.7066 | 83.3226 | 10.2561 | 45.7469 | 688.2081 | 7.0909 | 69.7734 | 61.0949 | 174.9424 | 259.2481 | 90.8541 | 57.2845 | 36.2563 | 45.0322 | 0.010881 | 0.0014291 | 0.28774 | 34.2549 | 2.089 | 9.5236 | 3.0545 | 214.6037 | 9.2632 | 6.2312 | 0.40874 | 7510.5479 | 878.2293 | 1263.3835 | 1425.942 | 28.1872 | 0.65795 | 22.2638 | 2.9131 | 4845.6243 | 1784.8999 | 491.0329 | 95.5534 | 146.4895 | 7.8176 | 167.9719 | 0.0014033 | 30.531 | 0.17325 | 12.1246 | 68.475 | 6.3006 | 53.5185 | 164.9812 | 0.12327 | 0.23487 | 1.468 | 3.8411 | 0.29163 | 0.23488 | 1.1915 | 0.15915 | 36.4052 | 0.0027313 | 14.4386 | 290.9018 | 0.023422 | 129.639 | 5.3903 | 0.047349 | 0.63054 | 0.2629 | 4.8981 | 0.096237 | 1.8914 | 1.1116 | 1.5374 | 0.018629 | 0.11033 | 0.051751 | 4.4591 | 0.039751 | 0.53294 | 0.21439 | 7.5918 | 0.00047102 | 0.0031218 | 0.0032801 | 5.4912 | 0.020248 | 0.36171 | 0.20814 | 0.29174 | 0.0012284 | 0.019971 | 0.014714 | 1.1607 | 0.0054971 | 0.094276 | 0.050611 | 0.68007 | 0.0035091 | 0.040803 | 0.17195 | 0.5315 | 0.2741 | 1.0773 | 244.1519 | 0.016433 | 1.9906 | 0.011942 | 4.8795 | 5.18 | 2.2526 | 200.067 | 0.10956 | 9.8868 | 9.6895 | 14.238 | 111778.4867 | 8.6269 | 335.0066 | 8.0143 | 4.089 | 1.9362 | 1.9922 | 3.0138 | 1.6359 | 1.7894 | 14.9786 | 4.0367 | 0.73223 | 8.3971 | 2.9766 | 265.8135 | 8.1132 | 0.40322 | 19.038 | 25.7327 | 635.313 | 68.9268 | 4.5391 | 2.9144 | 7.3801 | 8.3095 | 0.25786 | 1.3339 | 5.1968 | 7.6654 | 5.6728 | 0.0021513 | 0.0012028 | 0.0038641 | 1.5196 | 8.9318e-05 | 0.0076931 | 6.0263e-05 | 0.019347 | 0.0027532 | 0.008528 | 13.3978 | 0.00074973 | 0.57641 | 0.27581 | 8.7263 | 1.3472 | 0.03667 | 1.3803 | 0.31792 | 0.018957 | 0.0072306 | 0.0067449 | 0.0038487 | 0.0062947 | 0.0068662 | 0.053332 | 0.073171 | 0.0038254 | 0.034054 | 0.01073 | 1.2128 | 0.00046515 | 0.00045437 | 0.10043 | 0.12461 | 2.6135 | 0.33156 | 0.022657 | 0.041905 | 0.024688 | 0.038932 | 0.0012329 | 0.0052721 | 0.020377 | 0.026241 | 0.024386 | 0.043918 | 0.017784 | 0.062425 | 18.7032 | 0.0012049 | 0.0928 | 0.00087766 | 0.43419 | 0.0532 | 0.16525 | 7.0184 | 0.010414 | 21.5981 | 12.7434 | 527.3568 | 30.508 | 1.7336 | 30.876 | 12.983 | 0.863 | 0.10927 | 0.09765 | 0.059204 | 0.08528 | 0.17395 | 1.7216 | 1.4299 | 0.048871 | 0.78123 | 0.17752 | 19.5333 | 0.0032639 | 0.0035822 | 10.3196 | 5.2659 | 161.4621 | 13.8985 | 1.6059 | 0.63836 | 0.46455 | 0.56688 | 0.020416 | 0.085446 | 0.37093 | 1.0643 | 1.1289 | 0.024633 | 0.010704 | 0.015347 | 6.3846 | 0.00077864 | 0.22564 | 0.00053346 | 0.89914 | 0.058784 | 0.11504 | 4.9394 | 0.0086309 | 16.5782 | 8.2051 | 549.9902 | 20.6898 | 1.6777 | 20.1188 | 8.8083 | 0.53256 | 0.13656 | 0.21828 | 0.030626 | 0.11069 | 0.070166 | 1.9831 | 0.54608 | 0.17082 | 0.53145 | 0.22339 | 12.103 | 0.0029617 | 0.0032162 | 4.2261 | 3.0504 | 60.3759 | 8.4182 | 3.4599 | 0.27102 | 0.30478 | 0.63785 | 0.013687 | 0.057753 | 0.21928 | 1.1894 | 1.1913 | 438.8789 | 428.9501 | 76.3912 | 2.3306 | 4.4453 | 1.4756 | 3.3461 | 3.9527 | 62.5222 | 0.75406 | 0.0023468 | 0.04133 | 0.027233 | 0.35657 | 0.90524 | 1.1138 | 1.4869 | 1.2561 | 0.9214

## ngB-China-results
Element | N recovery | P recovery | K recovery | TEA results | LCA results
Feature | Total N [% N] | Total P [% P] | Total K [% K] | Annual net cost [USD/cap/yr] | GlobalWarming [kg CO2-eq/cap/yr] | H_Ecosystems [points/cap/yr] | H_Health [points/cap/yr] | H_Resources [points/cap/yr]
0 | 52.5242 | 37.332 | 22.6321 | 145.5894 | 98.7871 | 0.29999 | 10.1101 | 15.8835
1 | 52.5242 | 37.332 | 22.6321 | 148.7193 | 107.0448 | 0.2775 | 13.9413 | 13.1125
2 | 52.5242 | 37.332 | 22.6321 | 185.6338 | 110.2715 | 0.3223 | 15.502 | 15.7849
3 | 52.5242 | 37.332 | 22.6321 | 134.5823 | 81.8794 | 0.24107 | 9.1185 | 10.4792
4 | 52.5242 | 37.332 | 22.6321 | 116.7024 | 80.2095 | 0.18499 | 9.6163 | 8.0161
5 | 52.5242 | 37.332 | 22.6321 | 164.0734 | 96.1765 | 0.22946 | 15.6924 | 10.5674
6 | 52.5242 | 37.332 | 22.6321 | 164.0239 | 89.4016 | 0.19667 | 12.7768 | 7.9357
7 | 52.5242 | 37.332 | 22.6321 | 143.3978 | 87.4983 | 0.22197 | 11.1744 | 11.2093
8 | 52.5242 | 37.332 | 22.6321 | 210.7638 | 126.4878 | 0.39187 | 16.0706 | 18.318
9 | 52.5242 | 37.332 | 22.6321 | 103.0056 | 78.9294 | 0.20119 | 9.6635 | 7.7606
10 | 52.5242 | 37.332 | 22.6321 | 144.5077 | 102.5614 | 0.25544 | 15.8783 | 13.083
11 | 52.5242 | 37.332 | 22.6321 | 116.341 | 86.346 | 0.23535 | 10.4859 | 11.3704
12 | 52.5242 | 37.332 | 22.6321 | 117.9944 | 109.1756 | 0.28482 | 15.5017 | 12.0032
13 | 52.5242 | 37.332 | 22.6321 | 228.8194 | 97.0693 | 0.33051 | 8.8447 | 13.8924
14 | 52.5242 | 37.332 | 22.6321 | 216.002 | 103.763 | 0.31697 | 9.9708 | 15.4828
15 | 52.5242 | 37.332 | 22.6321 | 137.7795 | 110.0254 | 0.29884 | 14.5327 | 15.0232
16 | 52.5242 | 37.332 | 22.6321 | 143.3262 | 74.7619 | 0.23176 | 6.7747 | 9.6732
17 | 52.5242 | 37.332 | 22.6321 | 173.4617 | 76.0085 | 0.23335 | 6.5766 | 9.5306
18 | 52.5242 | 37.332 | 22.6321 | 176.0395 | 110.0741 | 0.26193 | 16.7301 | 14.3051
19 | 52.5242 | 37.332 | 22.6321 | 162.2316 | 105.0064 | 0.24085 | 17.4322 | 11.1571

## ngB-India-param
Element | Excretion-B1 | [21 empty] | MURT-B2 | [11 empty] | NEWgenerator an MBR-B3 | [36 empty] | Sludge pasteurization-B4 | [8 empty] | NEWgenerator ion exchange-B5 | [39 empty] | NEWgenerator chlorination-B6 | [24 empty] | NEWgenerator controls-B8 | [41 empty] | NEWgenerator housing-B9 | [9 empty] | NEWgenerator pretreatment-B10 | [11 empty] | NEWgenerator foundation-B11 |  | MURT-B2 |  |  | TEA |  |  |  | LCA | [225 empty] | NEWgenerator gridtied-B7 | [7 empty] | Excretion-B1 | LCA |  |  |  | TEA
Feature | Excretion N prot [fraction] | Excretion P prot v [fraction] | Excretion P prot a [fraction] | Excretion K cal [g K/1000 kcal] | Excretion N exc [fraction of intake] | Excretion P exc [fraction of intake] | Excretion K exc [fraction of intake] | Excretion e exc [fraction of intake] | Excretion N ur [fraction of total] | Excretion P ur [fraction of total] | Excretion K ur [fraction of total] | Excretion e fec [fraction of total] | Excretion N ur NH3 [fraction of total N in urine] | Excretion N fec NH3 [fraction of total N in feces] | Excretion ur exc [g/cap/d] | Excretion fec exc [g/cap/d] | Excretion ur moi [fraction] | Excretion fec moi [fraction] | Excretion mg ur [g Mg/cap/d] | Excretion mg fec [g Mg/cap/d] | Excretion ca ur [g Ca/cap/d] | Excretion ca fec [g Ca/cap/d] | MURT collection period [days] | MURT sludge accum rate [L/cap/yr] | MURT N volatilization [fraction of N input] | MURT squatting pan cost [USD] | MURT urinal cost [USD] | MURT led cost [USD] | MURT anticor floor cost [USD] | MURT fan cost [USD] | MURT circuit change cost [USD] | MURT pipe cost [USD] | MURT squatting pan weight [kg] | MURT urinal weight [kg] | NEWgenerator an MBR anmbr reactor tank [USD] | NEWgenerator an MBR anmbr reactor media [USD] | NEWgenerator an MBR anmbr reactor fittings [USD] | NEWgenerator an MBR anmbr membrane module [USD] | NEWgenerator an MBR anmbr permeate pump [USD] | NEWgenerator an MBR anmbr backwash pump [USD] | NEWgenerator an MBR anmbr water pump [USD] | NEWgenerator an MBR anmbr membrane fittings [USD] | NEWgenerator an MBR anmbr biogas gas bag [USD] | NEWgenerator an MBR anmbr biogas fittings [USD] | NEWgenerator an MBR anmbr biogas ventilation [USD] | NEWgenerator an MBR anmbr COD removal [ratio] | NEWgenerator an MBR anmbr TN removal [ratio] | NEWgenerator an MBR anmbr TP removal [ratio] | NEWgenerator an MBR anmbr water pump energy percycle [kWh] | NEWgenerator an MBR anmbr permeate pump energy percycle [kWh] | NEWgenerator an MBR anmbr backwash pump energy percycle [kWh] | NEWgenerator an MBR anmbr batch cycle perday [# batches day-1] | NEWgenerator an MBR anmbr labor maintenance membrane chem cleaning [hrs/yr] | NEWgenerator an MBR anmbr labor maintenance sludge removal [hrs/yr] | NEWgenerator an MBR anmbr labor replacement membrane pump [hrs/yr] | NEWgenerator an MBR anmbr labor replacement permeate pump [hrs/yr] | NEWgenerator an MBR anmbr labor replacement membrane module [hrs/yr] | NEWgenerator an MBR anmbr labor replacement misc repairs [hr/y] | NEWgenerator an MBR anmbr reactor weight [kg] | NEWgenerator an MBR anmbr tau [d] | NEWgenerator an MBR anmbr soluble methane fraction [nan] | NEWgenerator an MBR anmbr VSS TSS ratio [nan] | NEWgenerator an MBR anmbr membrane weight [kg] | NEWgenerator an MBR anmbr PE weight [kg] | NEWgenerator an MBR anmbr PVC weight [kg] | NEWgenerator an MBR anmbr plastic weight [kg] | NEWgenerator an MBR anmbr piping [USD] | NEWgenerator an MBR anmbr piping PVC weight [kg] | NEWgenerator an MBR anmbr sludge yield [kg-VSS/kg-BOD removed] | NEWgenerator an MBR anmbr methane yield [m3-CH4/kg COD removed] | NEWgenerator an MBR dissolved methane HFMC removed [nan] | Sludge pasteurization sludge dryer weight [kg] | Sludge pasteurization sludge barrel weight [kg] | Sludge pasteurization sludge dryer [USD] | Sludge pasteurization sludge barrel [USD] | Sludge pasteurization sludge labor maintenance [h] | Fraction biogas lost [fraction] | Biogas efficiency [fraction] | Heat loss [fraction] | Sludge temperature [fraction] | NEWgenerator ion exchange ion eq2 tank [USD] | NEWgenerator ion exchange ion eq2 pump [USD] | NEWgenerator ion exchange ion eq2 powered valve [USD] | NEWgenerator ion exchange ion eq2 fittings [USD] | NEWgenerator ion exchange ion zeolite tanks [USD] | NEWgenerator ion exchange ion filtration media [USD] | NEWgenerator ion exchange ion gac [USD] | NEWgenerator ion exchange ion zeolite [USD] | NEWgenerator ion exchange ion zeolite fittings [USD] | NEWgenerator ion exchange ion eq3 tank [USD] | NEWgenerator ion exchange ion eq3 pump [USD] | NEWgenerator ion exchange ion eq3 filter [USD] | NEWgenerator ion exchange ion eq3 fittings [USD] | NEWgenerator ion exchange ion COD removal [nan] | NEWgenerator ion exchange ion TN removal [nan] | NEWgenerator ion exchange ion TP removal [nan] | NEWgenerator ion exchange ion labor maintenance zeolite regeneration [hr/y] | NEWgenerator ion exchange ion labor maintenance GAC replacement [hr/y] | NEWgenerator ion exchange ion labor replacement zeolite [hr/y] | NEWgenerator ion exchange ion labor replacement misc repairs [hr/y] | NEWgenerator ion exchange ion labor replacement other pump [hrs/yr] | NEWgenerator ion exchange ion backwash pump energy percycle [kWh] | NEWgenerator ion exchange ion batch cycle perday [# batches day-1] | NEWgenerator ion exchange ion gac unit cost [USD/kg] | NEWgenerator ion exchange ion zeolite unit cost [USD/kg] | NEWgenerator ion exchange ion na cl unit cost [USD/kg] | NEWgenerator ion exchange ion na OH unit cost [USD/kg] | NEWgenerator ion exchange ion regen freq per yr [events/yr] | NEWgenerator ion exchange ion regen efficiency [nan] | NEWgenerator ion exchange ion polycarbonate weight [kg] | NEWgenerator ion exchange ion steel weight [kg] | NEWgenerator ion exchange ion PE weight [kg] | NEWgenerator ion exchange ion PVC weight [kg] | NEWgenerator ion exchange ion plastic weight [kg] | NEWgenerator ion exchange ion piping PVC weight [kg] | NEWgenerator ion exchange ion piping [USD] | NEWgenerator ion exchange ion replacement scenario drums [USD] | NEWgenerator ion exchange ion largerncs scenario zeolite tanks [USD] | NEWgenerator ion exchange ion largerncs scenario zeolite [USD] | NEWgenerator ion exchange ion zeolite fittings largerncs [USD] | NEWgenerator chlorination chlorination recycle pump [USD] | NEWgenerator chlorination chlorination electochlorinator [USD] | NEWgenerator chlorination chlorination powered valve [USD] | NEWgenerator chlorination chlorination fittings [USD] | NEWgenerator chlorination chlorination tanks [USD] | NEWgenerator chlorination chlorination COD removal [%] | NEWgenerator chlorination chlorination TN removal [%] | NEWgenerator chlorination chlorination TP removal [%] | NEWgenerator chlorination chlorination chlorinator energy percycle [kWh] | NEWgenerator chlorination chlorination pump energy percycle [kWh] | NEWgenerator chlorination chlorination ventilation energy percycle [kWh] | NEWgenerator chlorination chlorination valve energy percycle [kWh] | NEWgenerator chlorination chlorination product water pump energy percycle [kWh] | NEWgenerator chlorination chlorination batch cycle per day [# batches day-1] | NEWgenerator chlorination chlorination labor maintenance chlorinator recharging [hr/y] | NEWgenerator chlorination chlorination labor replacement chlorinator replacement [hr/y] | NEWgenerator chlorination chlorination labor replacement other pump [hr/y] | NEWgenerator chlorination chlorination labor replacement misc repairs [hr/y] | NEWgenerator chlorination chlorination na cl dosage [mg/L] | NEWgenerator chlorination chlorination throughput flow [L/d] | NEWgenerator chlorination chlorination PE weight [kg] | NEWgenerator chlorination chlorination PVC weight [kg] | NEWgenerator chlorination chlorination electronics active weight [kg] | NEWgenerator chlorination chlorination piping [USD] | NEWgenerator chlorination chlorination piping PVC weight [kg] | NEWgenerator controls control box enclosure panel [USD] | NEWgenerator controls control box arduino microcontroller [USD] | NEWgenerator controls control box microcontroller din rails [USD] | NEWgenerator controls control box wifi [USD] | NEWgenerator controls control box solid state relays [USD] | NEWgenerator controls control box other relays [USD] | NEWgenerator controls control box conductors [USD] | NEWgenerator controls control box din rails [USD] | NEWgenerator controls control sensors enclosure panel [USD] | NEWgenerator controls control sensors signal conditioners [USD] | NEWgenerator controls control sensors din rails [USD] | NEWgenerator controls control sensors voltage converter [USD] | NEWgenerator controls control orp enclosure panel [USD] | NEWgenerator controls control orp voltage converter [USD] | NEWgenerator controls control orp controller [USD] | NEWgenerator controls control orp probe [USD] | NEWgenerator controls control orp cables [USD] | NEWgenerator controls control pump enclosure panel [USD] | NEWgenerator controls control pump voltage converter [USD] | NEWgenerator controls control pump voltage rectifier [USD] | NEWgenerator controls control pump box relay [USD] | NEWgenerator controls control sensors level sensor [USD] | NEWgenerator controls control sensors level switch [USD] | NEWgenerator controls control sensors flow switches [USD] | NEWgenerator controls control sensors proximity sensor [USD] | NEWgenerator controls control stranded cables [USD] | NEWgenerator controls control sensor cables [USD] | NEWgenerator controls control cable glands [USD] | NEWgenerator controls control gauge ferrules [USD] | NEWgenerator controls control zip ties [USD] | NEWgenerator controls control terminal block jumper [USD] | NEWgenerator controls control system energy percycle [kW] | NEWgenerator controls control system ORP energy percycle [kW] | NEWgenerator controls control background runtime energy perday [kWh] | NEWgenerator controls control batch cycle perday [# batches day-1] | NEWgenerator controls control labor replacement misc repairs [hr/y] | NEWgenerator controls control polycarbonate weight [kg] | NEWgenerator controls control aluminum weight [kg] | NEWgenerator controls control cable length [m] | NEWgenerator controls control electronics passive weight [kg] | NEWgenerator controls control electronics active weight [kg] | NEWgenerator controls control control units weight [kg] | NEWgenerator housing housing framework [USD] | NEWgenerator housing housing framework shipping [USD] | NEWgenerator housing housing fittings [USD] | NEWgenerator housing housing steel weight [kg] | NEWgenerator housing housing zinc coated steel weight [kg] | NEWgenerator housing housing zinc coat [m2] | NEWgenerator housing housing aluminum weight [kg] | NEWgenerator housing housing PE weight [kg] | NEWgenerator housing housing largerncs framework [USD] | NEWgenerator housing cheaper housing framework [USD] | NEWgenerator pretreatment pretreatment eq tank [USD] | NEWgenerator pretreatment pretreatment tank PE weight [kg] | NEWgenerator pretreatment pretreatment piping [USD] | NEWgenerator pretreatment pretreatment piping PVC weight [kg] | NEWgenerator pretreatment pretreatment feed pump [USD] | NEWgenerator pretreatment pretreatment feed pump energy percycle [kWh] | NEWgenerator pretreatment pretreatment batch cycle perday [# batches day-1] | NEWgenerator pretreatment pretreatment labor replacement other pump [hrs/yr] | NEWgenerator pretreatment pretreatment labor screen pit cleaning [hrs/yr] | NEWgenerator pretreatment pretreatment barscreen cost [USD] | NEWgenerator pretreatment pretreatment barscreen weight [kg] | NEWgenerator pretreatment pretreatment barscreen [USD] | NEWgenerator foundation foundation concrete unit cost [USD m-3] | NEWgenerator foundation foundation concrete thickness [m] | Max ch4 emission [g CH4/g COD] | Full degradation time [yr] | Log degradation [-] | Price factor [-] | Zeolite price [USD/kg] | GAC price [USD/kg] | Na OH price [USD/kg] | CH4 CF [kg CO2-eq/kg CH4] | CH4 ecosystems CF [points/kg CH4] | CH4 health CF [points/kg CH4] | N2O CF [kg CO2-eq/kg N2O] | N2O ecosystems CF [points/kg N2O] | N2O health CF [points/kg N2O] | N fertilizer CF [kg CO2-eq/kg N] | N fertilizer ecosystems CF [points/kg N] | N fertilizer health CF [points/kg N] | N fertilizer resources CF [points/kg N] | P fertilizer CF [kg CO2-eq/kg P] | P fertilizer ecosystems CF [points/kg P] | P fertilizer health CF [points/kg P] | P fertilizer resources CF [points/kg P] | K fertilizer CF [kg CO2-eq/kg K] | K fertilizer ecosystems CF [points/kg K] | K fertilizer health CF [points/kg K] | K fertilizer resources CF [points/kg K] | Conc nh3 CF [kg CO2-eq/kg] | Conc nh3 ecosystems CF [points/kg] | Conc nh3 health CF [points/kg] | Conc nh3 resources CF [points/kg] | GAC CF [kg CO2-eq/kg] | GAC ecosystems CF [points/kg] | GAC health CF [points/kg] | GAC resources CF [points/kg] | Zeolite CF [kg CO2-eq/kg] | Zeolite ecosystems CF [points/kg] | Zeolite health CF [points/kg] | Zeolite resources CF [points/kg] | Na cl CF [kg CO2-eq/kg] | Na cl ecosystems CF [points/kg] | Na cl health CF [points/kg] | Na cl resources CF [points/kg] | Na OH CF [kg CO2-eq/kg] | Na OH ecosystems CF [points/kg] | Na OH health CF [points/kg] | Na OH resources CF [points/kg] | LPG CF [kg CO2-eq/kg] | LPG ecosystems CF [points/kg] | LPG health CF [points/kg] | LPG resources CF [points/kg] | Excavation-Global warming [kg CO2-eq/m3] | Brick-Global warming [kg CO2-eq/kg] | Cement-Global warming [kg CO2-eq/kg] | Concrete-Global warming [kg CO2-eq/m3] | Gravel-Global warming [kg CO2-eq/kg] | Plastic-Global warming [kg CO2-eq/kg] | Sand-Global warming [kg CO2-eq/kg] | Stainless steel-global warming [kg CO2-eq/kg] | Stainless steel sheet-global warming [kg CO2-eq/kg] | Steel-Global warming [kg CO2-eq/kg] | Wood-Global warming [kg CO2-eq/m3] | Trucking-Global warming [kg CO2-eq/tonne*km] | Electric motor-global warming [kg CO2-eq/ea] | Electronics-Global warming [kg CO2-eq/kg] | Catalytic converter-global warming [kg CO2-eq/ea] | Oil heat exchanger-global warming [kg CO2-eq/ea] | Pump-Global warming [kg CO2-eq/ea] | Hydronic heat exchanger-global warming [kg CO2-eq/ea] | Electric connectors-global warming [kg CO2-eq/kg] | Electric cables-global warming [kg CO2-eq/m] | PVC-Global warming [kg CO2-eq/kg] | PE-Global warming [kg CO2-eq/kg] | Polymer-Global warming [kg CO2-eq/kg] | Cationic resin-global warming [kg CO2-eq/kg] | Ceramic-Global warming [kg CO2-eq/kg] | Fan-Global warming [kg CO2-eq/kg] | Aluminum-Global warming [kg CO2-eq/kg] | LPG-Global warming [kg CO2-eq/kg] | Zinc coat-global warming [kg CO2-eq/m2] | Polyacrylamide-Global warming [kg CO2-eq/kg] | Photovoltaic panel-global warming [kg CO2-eq/m2] | GACProduction-Global warming [kg CO2-eq/kg] | GACRegeneration-Global warming [kg CO2-eq/kg] | Switches-Global warming [kg CO2-eq/kg] | Control units-global warming [kg CO2-eq/kg] | Electronics active-global warming [kg CO2-eq/kg] | Electronics passive-global warming [kg CO2-eq/kg] | Transformers-Global warming [kg CO2-eq/kg] | Fertilizer offset-global warming [kg CO2-eq/kg] | Polycarbonate-Global warming [kg CO2-eq/kg] | Membrane-Global warming [kg CO2-eq/kg] | Na cl-global warming [kg CO2-eq/kg] | Na oh-global warming [kg CO2-eq/kg] | Zeolite-Global warming [kg CO2-eq/kg] | Battery-Global warming [kg CO2-eq/kg] | Lithium battery-global warming [kg CO2-eq/kg] | Excavation-H ecosystems [kg CO2-eq/m3] | Brick-H ecosystems [kg CO2-eq/kg] | Cement-H ecosystems [kg CO2-eq/kg] | Concrete-H ecosystems [kg CO2-eq/m3] | Gravel-H ecosystems [kg CO2-eq/kg] | Plastic-H ecosystems [kg CO2-eq/kg] | Sand-H ecosystems [kg CO2-eq/kg] | Stainless steel-h ecosystems [kg CO2-eq/kg] | Stainless steel sheet-h ecosystems [kg CO2-eq/kg] | Steel-H ecosystems [kg CO2-eq/kg] | Wood-H ecosystems [kg CO2-eq/m3] | Trucking-H ecosystems [kg CO2-eq/tonne*km] | Electric motor-h ecosystems [kg CO2-eq/ea] | Electronics-H ecosystems [kg CO2-eq/kg] | Catalytic converter-h ecosystems [kg CO2-eq/ea] | Oil heat exchanger-h ecosystems [kg CO2-eq/ea] | Pump-H ecosystems [kg CO2-eq/ea] | Hydronic heat exchanger-h ecosystems [kg CO2-eq/ea] | Electric connectors-h ecosystems [kg CO2-eq/kg] | Electric cables-h ecosystems [kg CO2-eq/m] | PVC-H ecosystems [kg CO2-eq/kg] | PE-H ecosystems [kg CO2-eq/kg] | Polymer-H ecosystems [kg CO2-eq/kg] | Cationic resin-h ecosystems [kg CO2-eq/kg] | Ceramic-H ecosystems [kg CO2-eq/kg] | Fan-H ecosystems [kg CO2-eq/kg] | Aluminum-H ecosystems [kg CO2-eq/kg] | LPG-H ecosystems [kg CO2-eq/kg] | Zinc coat-h ecosystems [kg CO2-eq/m2] | Polyacrylamide-H ecosystems [kg CO2-eq/kg] | Photovoltaic panel-h ecosystems [kg CO2-eq/m2] | GACProduction-H ecosystems [kg CO2-eq/kg] | GACRegeneration-H ecosystems [kg CO2-eq/kg] | Switches-H ecosystems [kg CO2-eq/kg] | Control units-h ecosystems [kg CO2-eq/kg] | Electronics active-h ecosystems [kg CO2-eq/kg] | Electronics passive-h ecosystems [kg CO2-eq/kg] | Transformers-H ecosystems [kg CO2-eq/kg] | Fertilizer offset-h ecosystems [kg CO2-eq/kg] | Polycarbonate-H ecosystems [kg CO2-eq/kg] | Membrane-H ecosystems [kg CO2-eq/kg] | Na cl-h ecosystems [kg CO2-eq/kg] | Na oh-h ecosystems [kg CO2-eq/kg] | Zeolite-H ecosystems [kg CO2-eq/kg] | Battery-H ecosystems [kg CO2-eq/kg] | Lithium battery-h ecosystems [kg CO2-eq/kg] | Excavation-H health [kg CO2-eq/m3] | Brick-H health [kg CO2-eq/kg] | Cement-H health [kg CO2-eq/kg] | Concrete-H health [kg CO2-eq/m3] | Gravel-H health [kg CO2-eq/kg] | Plastic-H health [kg CO2-eq/kg] | Sand-H health [kg CO2-eq/kg] | Stainless steel-h health [kg CO2-eq/kg] | Stainless steel sheet-h health [kg CO2-eq/kg] | Steel-H health [kg CO2-eq/kg] | Wood-H health [kg CO2-eq/m3] | Trucking-H health [kg CO2-eq/tonne*km] | Electric motor-h health [kg CO2-eq/ea] | Electronics-H health [kg CO2-eq/kg] | Catalytic converter-h health [kg CO2-eq/ea] | Oil heat exchanger-h health [kg CO2-eq/ea] | Pump-H health [kg CO2-eq/ea] | Hydronic heat exchanger-h health [kg CO2-eq/ea] | Electric connectors-h health [kg CO2-eq/kg] | Electric cables-h health [kg CO2-eq/m] | PVC-H health [kg CO2-eq/kg] | PE-H health [kg CO2-eq/kg] | Polymer-H health [kg CO2-eq/kg] | Cationic resin-h health [kg CO2-eq/kg] | Ceramic-H health [kg CO2-eq/kg] | Fan-H health [kg CO2-eq/kg] | Aluminum-H health [kg CO2-eq/kg] | LPG-H health [kg CO2-eq/kg] | Zinc coat-h health [kg CO2-eq/m2] | Polyacrylamide-H health [kg CO2-eq/kg] | Photovoltaic panel-h health [kg CO2-eq/m2] | GACProduction-H health [kg CO2-eq/kg] | GACRegeneration-H health [kg CO2-eq/kg] | Switches-H health [kg CO2-eq/kg] | Control units-h health [kg CO2-eq/kg] | Electronics active-h health [kg CO2-eq/kg] | Electronics passive-h health [kg CO2-eq/kg] | Transformers-H health [kg CO2-eq/kg] | Fertilizer offset-h health [kg CO2-eq/kg] | Polycarbonate-H health [kg CO2-eq/kg] | Membrane-H health [kg CO2-eq/kg] | Na cl-h health [kg CO2-eq/kg] | Na oh-h health [kg CO2-eq/kg] | Zeolite-H health [kg CO2-eq/kg] | Battery-H health [kg CO2-eq/kg] | Lithium battery-h health [kg CO2-eq/kg] | Excavation-H resources [kg CO2-eq/m3] | Brick-H resources [kg CO2-eq/kg] | Cement-H resources [kg CO2-eq/kg] | Concrete-H resources [kg CO2-eq/m3] | Gravel-H resources [kg CO2-eq/kg] | Plastic-H resources [kg CO2-eq/kg] | Sand-H resources [kg CO2-eq/kg] | Stainless steel-h resources [kg CO2-eq/kg] | Stainless steel sheet-h resources [kg CO2-eq/kg] | Steel-H resources [kg CO2-eq/kg] | Wood-H resources [kg CO2-eq/m3] | Trucking-H resources [kg CO2-eq/tonne*km] | Electric motor-h resources [kg CO2-eq/ea] | Electronics-H resources [kg CO2-eq/kg] | Catalytic converter-h resources [kg CO2-eq/ea] | Oil heat exchanger-h resources [kg CO2-eq/ea] | Pump-H resources [kg CO2-eq/ea] | Hydronic heat exchanger-h resources [kg CO2-eq/ea] | Electric connectors-h resources [kg CO2-eq/kg] | Electric cables-h resources [kg CO2-eq/m] | PVC-H resources [kg CO2-eq/kg] | PE-H resources [kg CO2-eq/kg] | Polymer-H resources [kg CO2-eq/kg] | Cationic resin-h resources [kg CO2-eq/kg] | Ceramic-H resources [kg CO2-eq/kg] | Fan-H resources [kg CO2-eq/kg] | Aluminum-H resources [kg CO2-eq/kg] | LPG-H resources [kg CO2-eq/kg] | Zinc coat-h resources [kg CO2-eq/m2] | Polyacrylamide-H resources [kg CO2-eq/kg] | Photovoltaic panel-h resources [kg CO2-eq/m2] | GACProduction-H resources [kg CO2-eq/kg] | GACRegeneration-H resources [kg CO2-eq/kg] | Switches-H resources [kg CO2-eq/kg] | Control units-h resources [kg CO2-eq/kg] | Electronics active-h resources [kg CO2-eq/kg] | Electronics passive-h resources [kg CO2-eq/kg] | Transformers-H resources [kg CO2-eq/kg] | Fertilizer offset-h resources [kg CO2-eq/kg] | Polycarbonate-H resources [kg CO2-eq/kg] | Membrane-H resources [kg CO2-eq/kg] | Na cl-h resources [kg CO2-eq/kg] | Na oh-h resources [kg CO2-eq/kg] | Zeolite-H resources [kg CO2-eq/kg] | Battery-H resources [kg CO2-eq/kg] | Lithium battery-h resources [kg CO2-eq/kg] | NEWgenerator gridtied grid power ac conversion [USD] | NEWgenerator gridtied grid power dc distribution [USD] | NEWgenerator gridtied grid power misc [USD] | NEWgenerator gridtied grid labor replacement misc repairs [hr/y] | NEWgenerator gridtied grid polycarbonate weight [kg] | NEWgenerator gridtied grid aluminium weight [kg] | NEWgenerator gridtied grid electronics passive weight [kg] | NEWgenerator gridtied grid electronics active weight [kg] | Operator daily wage [USD/h] | Energy gwp [kg CO2-eq/kWh] | Energy h ecosystems [points/kWh] | Energy h health [points/kWh] | Energy h resources [points/kWh] | Nacl price [USD/kg] | Lpg price [USD/kg] | N fertilizer price [USD/kg N] | P fertilizer price [USD/kg P] | K fertilizer price [USD/kg K] | Nh3 fertilizer price [USD/kg N]
0 | 0.17173 | 0.030679 | 0.0049386 | 1.3622 | 0.9936 | 0.99443 | 0.85175 | 0.037673 | 0.81305 | 0.64428 | 0.63144 | 0.82021 | 0.86896 | 0.17628 | 1285.876 | 212.4497 | 0.94152 | 0.81925 | 0.13618 | 0.15091 | 0.27833 | 0.42375 | 7.4111 | 683.5956 | 0.0059279 | 126.2956 | 114.9583 | 16.0191 | 163.0022 | 18.4286 | 1.8865 | 62.2506 | 15.4613 | 11.8521 | 2833.5971 | 93.8378 | 80.9476 | 1754.5041 | 128.1352 | 87.0554 | 292.193 | 261.714 | 210.4539 | 35.5353 | 57.0893 | 0.75321 | 0.34295 | 0.18442 | 0.018173 | 0.0018503 | 7.8584e-05 | 34.1391 | 10.263 | 3.0795 | 0.78563 | 0.48033 | 0.11715 | 2.1912 | 59.0575 | 8.222 | 0.31748 | 0.87783 | 24.2332 | 95.2438 | 37.5138 | 23.6338 | 148.3467 | 7.6728 | 0.03332 | 0.26059 | 0.97359 | 37.6203 | 16.0832 | 654.3179 | 95.1407 | 2.8522 | 0.10078 | 0.52471 | 0.12278 | 312.2377 | 167.4447 | 85.7037 | 72.7078 | 13.8091 | 1068.2305 | 273.5712 | 82.1156 | 83.0515 | 289.5966 | 174.0322 | 75.8207 | 72.0035 | 7.273 | 0.6221 | 0.79613 | 0.35139 | 49.6918 | 5.6248 | 1.982 | 2.0517 | 0.17065 | 8.3115e-05 | 30.3948 | 1.1227 | 0.24078 | 0.17315 | 0.15305 | 2.7163 | 0.95494 | 1.1115 | 0.44045 | 102.0135 | 12.8349 | 33.3435 | 8.5781 | 140.3937 | 121.5998 | 1947.4514 | 218.1149 | 330.4287 | 155.5796 | 896.828 | 404.9413 | 96.211 | 412.9019 | 0.055291 | 0.16931 | 0.17819 | 0.057767 | 0.0089567 | 0.0049926 | 2.1073e-05 | 0.0021046 | 32.1997 | 12.3421 | 1.1253 | 0.18407 | 2.8138 | 5.6913 | 359.9673 | 96.5429 | 3.7837 | 3.8824 | 149.9832 | 9.4973 | 111.8745 | 51.4553 | 28.1356 | 88.9193 | 782.6935 | 58.1886 | 607.8183 | 9.2937 | 139.9164 | 703.0902 | 145.484 | 95.4674 | 48.9203 | 63.3053 | 232.9059 | 59.7415 | 8.2907 | 197.4567 | 80.8301 | 9.8932 | 47.2735 | 633.0924 | 6.0625 | 79.7755 | 70.8016 | 160.0927 | 249.7722 | 79.6568 | 42.8255 | 34.7791 | 51.1157 | 0.010722 | 0.00098924 | 0.2615 | 37.5387 | 2.4898 | 13.1613 | 2.6672 | 302.4575 | 8.6016 | 4.9048 | 0.38713 | 5607.0483 | 923.2864 | 1343.9619 | 1449.2152 | 35.8247 | 1.2267 | 22.3167 | 3.1298 | 5995.729 | 1368.6955 | 535.5206 | 100.1187 | 131.9456 | 7.8497 | 156.0334 | 0.0015419 | 36.6092 | 0.14279 | 13.227 | 94.371 | 3.4793 | 66.8165 | 177.6172 | 0.12452 | 0.24287 | 2.9873 | 2.0252 | 0.20808 | 0.22029 | 0.94736 | 0.17448 | 35.8035 | 0.0029397 | 14.493 | 325.816 | 0.023309 | 120.337 | 5.4057 | 0.044023 | 0.64732 | 0.23979 | 4.8912 | 0.093413 | 1.9044 | 1.0929 | 1.4756 | 0.017687 | 0.12252 | 0.050181 | 4.2161 | 0.037038 | 0.5309 | 0.22563 | 8.2799 | 0.00044962 | 0.003542 | 0.0027281 | 4.8002 | 0.021966 | 0.33132 | 0.21397 | 0.2909 | 0.0012765 | 0.021181 | 0.01452 | 1.1848 | 0.0054525 | 0.10086 | 0.055978 | 0.78228 | 0.0034688 | 0.04806 | 0.19224 | 0.52646 | 0.27213 | 1.1507 | 301.4478 | 0.017768 | 1.994 | 0.012651 | 4.9056 | 6.0883 | 2.4173 | 206.8849 | 0.21229 | 10.2602 | 8.6019 | 15.1996 | 111102.2182 | 8.362 | 320.8195 | 9.0536 | 4.7502 | 1.9728 | 1.9135 | 2.8003 | 1.5932 | 1.918 | 13.8991 | 4.2177 | 0.74239 | 7.5199 | 2.657 | 257.8169 | 8.907 | 0.40617 | 18.9017 | 26.6786 | 618.267 | 59.4903 | 4.3611 | 2.5989 | 7.6764 | 7.7279 | 0.25364 | 1.2048 | 5.0162 | 6.7349 | 5.9094 | 0.0019704 | 0.0011971 | 0.0041355 | 1.632 | 8.9864e-05 | 0.0072909 | 5.8576e-05 | 0.020246 | 0.0027785 | 0.0079261 | 13.8777 | 0.00069918 | 0.66926 | 0.32642 | 7.7779 | 1.325 | 0.036353 | 1.2241 | 0.2779 | 0.017507 | 0.0074478 | 0.0063784 | 0.0033054 | 0.0055828 | 0.0066353 | 0.064599 | 0.077881 | 0.0038685 | 0.030651 | 0.0097842 | 1.1377 | 0.00041632 | 0.00041379 | 0.097822 | 0.1252 | 3.0388 | 0.29033 | 0.023055 | 0.048407 | 0.029081 | 0.033303 | 0.0011918 | 0.0051625 | 0.019935 | 0.023635 | 0.022983 | 0.042798 | 0.01623 | 0.061134 | 18.1093 | 0.0013254 | 0.10538 | 0.00085401 | 0.38694 | 0.049562 | 0.14531 | 7.7603 | 0.011843 | 20.7906 | 14.2104 | 479.1273 | 28.8361 | 1.663 | 29.2772 | 14.2716 | 0.94999 | 0.1047 | 0.10564 | 0.054249 | 0.086567 | 0.18596 | 1.7098 | 1.2955 | 0.048365 | 0.84769 | 0.15716 | 21.4416 | 0.0036123 | 0.0033413 | 10.9431 | 4.9985 | 164.0735 | 14.7538 | 1.5819 | 0.69899 | 0.44315 | 0.62412 | 0.019985 | 0.086883 | 0.36942 | 1.1013 | 1.0791 | 0.028151 | 0.010593 | 0.015137 | 6.5996 | 0.00079182 | 0.22843 | 0.0005604 | 0.92592 | 0.058724 | 0.11405 | 4.9699 | 0.0088976 | 16.1296 | 7.9846 | 513.6038 | 18.3929 | 1.9561 | 18.4411 | 8.2287 | 0.55141 | 0.15547 | 0.21112 | 0.028068 | 0.11601 | 0.084205 | 2.0255 | 0.59885 | 0.17329 | 0.48797 | 0.20163 | 11.5989 | 0.0030294 | 0.0031271 | 3.8151 | 2.877 | 61.0115 | 8.3998 | 3.3475 | 0.26791 | 0.32189 | 0.65421 | 0.01422 | 0.050121 | 0.2291 | 1.2705 | 1.196 | 455.4863 | 501.0072 | 62.5093 | 2.2463 | 2.9151 | 1.2203 | 3.8662 | 3.8854 | 15.4338 | 0.84084 | 0.0026101 | 0.04245 | 0.028141 | 0.53143 | 1.5259 | 0.18338 | 0.55642 | 0.52414 | 0.15503
1 | 0.13571 | 0.031171 | 0.0090288 | 1.421 | 0.99958 | 0.99229 | 0.7003 | 0.03084 | 0.8701 | 0.41183 | 0.81573 | 0.81293 | 0.88107 | 0.1683 | 1409.9856 | 380.1947 | 0.93526 | 0.83659 | 0.17873 | 0.32757 | 0.48713 | 2.6222 | 3.7395 | 298.7051 | 0.00034916 | 159.0871 | 109.2697 | 12.2768 | 145.6331 | 16.8388 | 1.9249 | 49.0708 | 14.4689 | 12.1048 | 2984.602 | 89.5915 | 90.2494 | 1787.9962 | 99.2475 | 81.4411 | 305.363 | 239.9018 | 242.1424 | 33.4016 | 50.291 | 0.86975 | 0.21434 | 0.36266 | 0.019261 | 0.0022922 | 7.4579e-05 | 27.9539 | 11.425 | 2.6031 | 0.75633 | 0.69836 | 0.10761 | 2.3496 | 61.2328 | 6.3452 | 0.34433 | 0.78093 | 17.3043 | 100.5118 | 34.4174 | 16.0396 | 136.6432 | 9.5824 | 0.033942 | 0.30266 | 0.88783 | 42.8607 | 13.4387 | 730.9938 | 77.2303 | 3.7978 | 0.12146 | 0.69709 | 0.083245 | 327.018 | 126.5414 | 95.6411 | 60.542 | 17.271 | 1313.0713 | 227.1884 | 89.2871 | 76.41 | 243.4108 | 157.4036 | 85.2938 | 85.5692 | 6.9709 | 0.76853 | 0.739 | 0.19937 | 60.5822 | 6.7529 | 1.9031 | 2.0995 | 0.19348 | 6.6165e-05 | 34.105 | 0.93107 | 0.26484 | 0.25594 | 0.14634 | 3.4216 | 0.96666 | 1.3538 | 0.47035 | 67.423 | 17.085 | 24.148 | 8.6558 | 125.2224 | 131.2186 | 1925.6376 | 215.1031 | 421.9458 | 165.8509 | 682.1461 | 338.3448 | 90.933 | 374.8467 | 0.036306 | 0.34954 | 0.031835 | 0.068412 | 0.0076449 | 0.0053911 | 2.1173e-05 | 0.0020612 | 36.0033 | 13.1662 | 0.84747 | 0.18239 | 2.0054 | 4.7061 | 341.7491 | 72.4699 | 4.1819 | 5.8121 | 141.3094 | 8.3094 | 128.5092 | 48.3288 | 33.0446 | 102.4523 | 676.4281 | 70.4923 | 689.8788 | 10.5397 | 104.9226 | 819.9773 | 164.6962 | 94.395 | 51.3192 | 68.7426 | 241.408 | 52.1402 | 8.702 | 172.6652 | 86.5452 | 11.6323 | 53.333 | 667.3161 | 6.2349 | 69.3075 | 62.2128 | 184.9627 | 282.3004 | 74.0709 | 57.4133 | 33.4567 | 45.3846 | 0.0095731 | 0.0011271 | 0.31439 | 30.7982 | 2.6893 | 10.2839 | 2.3999 | 203.8558 | 11.4234 | 4.5168 | 0.60487 | 5793.9776 | 970.9186 | 1526.2834 | 1052.0652 | 32.5437 | 0.98781 | 21.5779 | 3.1918 | 4747.3198 | 1804.2335 | 523.1768 | 85.0314 | 134.9269 | 9.8752 | 193.0718 | 0.0014265 | 35.6558 | 0.18191 | 13.8364 | 72.1137 | 5.6293 | 49.7328 | 211.7875 | 0.11203 | 0.19364 | 1.4904 | 3.3142 | 0.22476 | 0.24222 | 1.3496 | 0.17852 | 30.8031 | 0.0025597 | 13.5939 | 290.5692 | 0.022361 | 127.8858 | 5.0272 | 0.046442 | 0.5761 | 0.25161 | 4.6183 | 0.096045 | 1.8489 | 1.1224 | 1.5537 | 0.019957 | 0.11975 | 0.051383 | 4.3571 | 0.039355 | 0.54507 | 0.21331 | 8.7031 | 0.00046428 | 0.0035904 | 0.0028675 | 5.1793 | 0.019206 | 0.3657 | 0.21692 | 0.26608 | 0.0011958 | 0.018861 | 0.012696 | 1.2682 | 0.005528 | 0.096671 | 0.057404 | 0.72956 | 0.0037386 | 0.047651 | 0.16339 | 0.52899 | 0.28899 | 1.0381 | 316.0037 | 0.014443 | 1.9422 | 0.011963 | 3.8643 | 3.8344 | 2.9111 | 197.0342 | 0.4528 | 9.2048 | 8.7863 | 13.4518 | 124967.0813 | 8.622 | 333.8996 | 8.5968 | 4.2712 | 1.8748 | 2.0263 | 2.9609 | 1.5334 | 1.9097 | 15.1103 | 3.9341 | 0.75952 | 8.0414 | 3.0619 | 286.6261 | 8.075 | 0.43645 | 18.9627 | 25.1795 | 650.5426 | 64.0045 | 4.6193 | 2.6879 | 7.9218 | 7.842 | 0.27468 | 1.3386 | 5.1059 | 7.3218 | 6.1232 | 0.0021376 | 0.0012338 | 0.0045701 | 1.5323 | 8.2216e-05 | 0.0069871 | 6.1557e-05 | 0.019055 | 0.0024269 | 0.008854 | 12.7069 | 0.00074732 | 0.68336 | 0.31537 | 8.2052 | 1.2469 | 0.036974 | 1.3114 | 0.31303 | 0.019259 | 0.0076692 | 0.0074077 | 0.0037717 | 0.0064301 | 0.0063683 | 0.058215 | 0.078515 | 0.0036351 | 0.030057 | 0.010414 | 1.0923 | 0.00046783 | 0.00044243 | 0.1043 | 0.1255 | 2.8616 | 0.30119 | 0.02175 | 0.049131 | 0.029961 | 0.035049 | 0.001173 | 0.0055893 | 0.020596 | 0.024397 | 0.024828 | 0.03909 | 0.016627 | 0.062063 | 18.6267 | 0.0012838 | 0.090998 | 0.00089994 | 0.41452 | 0.044717 | 0.16359 | 7.3179 | 0.011263 | 20.0953 | 15.0671 | 538.6532 | 31.2803 | 1.6258 | 28.7101 | 13.0642 | 0.88016 | 0.11422 | 0.095102 | 0.050512 | 0.092171 | 0.16144 | 1.9977 | 1.2717 | 0.041975 | 0.92149 | 0.16871 | 21.2303 | 0.0035706 | 0.0036756 | 9.7247 | 4.8898 | 156.2599 | 13.8465 | 1.7014 | 0.68398 | 0.45699 | 0.55875 | 0.019573 | 0.090557 | 0.34374 | 1.0293 | 1.0341 | 0.02762 | 0.010977 | 0.01538 | 6.8867 | 0.00086094 | 0.21275 | 0.00059534 | 0.89256 | 0.067351 | 0.12647 | 5.4956 | 0.0084276 | 16.2157 | 8.3396 | 518.233 | 20.589 | 1.7939 | 17.4698 | 8.8771 | 0.53194 | 0.15094 | 0.19712 | 0.028278 | 0.1002 | 0.079468 | 1.7833 | 0.59346 | 0.19371 | 0.53102 | 0.23112 | 11.3892 | 0.0031023 | 0.0027077 | 4.1149 | 2.9107 | 60.0913 | 7.5155 | 3.3784 | 0.27457 | 0.30735 | 0.67202 | 0.01295 | 0.053886 | 0.21505 | 1.101 | 1.0936 | 423.848 | 471.6792 | 69.5412 | 2.7248 | 3.2303 | 1.3491 | 4.4719 | 4.2682 | 10.8859 | 0.92677 | 0.0025549 | 0.045419 | 0.031733 | 0.45199 | 1.7733 | 0.16568 | 0.64492 | 0.49262 | 0.15012
2 | 0.166 | 0.027832 | 0.018583 | 1.2708 | 0.99456 | 0.99617 | 0.9188 | 0.077626 | 0.92745 | 0.49727 | 0.6431 | 0.78977 | 0.79943 | 0.21355 | 1661.1032 | 295.596 | 0.95041 | 0.86421 | 0.12618 | 0.23113 | 0.14298 | 1.4491 | 5.7554 | 201.6944 | 0.0034724 | 150.4281 | 104.3346 | 13.7238 | 159.0263 | 16.2624 | 1.8384 | 52.8872 | 12.5808 | 10.1542 | 2748.3798 | 98.1194 | 97.4696 | 1889.7558 | 104.5637 | 92.3751 | 307.4135 | 214.3746 | 214.9817 | 28.9336 | 51.026 | 0.74015 | 0.16614 | 0.38567 | 0.017287 | 0.0017303 | 6.7739e-05 | 27.0089 | 12.6726 | 2.5024 | 0.96794 | 0.56548 | 0.088675 | 2.841 | 57.3678 | 3.4325 | 0.29257 | 0.81895 | 27.414 | 97.3591 | 28.6573 | 19.6653 | 148.7748 | 7.9324 | 0.034604 | 0.2823 | 0.87996 | 39.4146 | 19.7339 | 758.8926 | 101.4411 | 3.6434 | 0.071578 | 0.44104 | 0.076262 | 220.8829 | 155.3905 | 81.3497 | 64.2735 | 16.4378 | 1191.901 | 242.2003 | 108.609 | 86.3105 | 247.4489 | 142.6222 | 79.4725 | 88.5868 | 8.8527 | 0.44129 | 0.54269 | 0.40799 | 54.1196 | 4.8997 | 1.8078 | 2.6494 | 0.17921 | 6.4258e-05 | 36.1227 | 1.2663 | 0.23247 | 0.20589 | 0.16785 | 3.2151 | 0.96299 | 1.282 | 0.45751 | 77.0357 | 15.3355 | 27.6186 | 10.14 | 148.4964 | 113.6729 | 1783.784 | 248.3827 | 301.0079 | 153.2604 | 753.2153 | 330.4283 | 86.4084 | 478.9874 | 0.1515 | 0.39486 | 0.17132 | 0.070355 | 0.0084215 | 0.0065865 | 2.0068e-05 | 0.0022658 | 31.441 | 11.3833 | 1.1973 | 0.16646 | 2.6643 | 4.4912 | 403.4988 | 61.5729 | 2.7069 | 5.0032 | 130.2561 | 9.798 | 135.7812 | 43.5721 | 36.9431 | 91.9779 | 600.1261 | 61.805 | 712.988 | 8.0913 | 126.1537 | 723.6469 | 148.5487 | 82.1323 | 62.3086 | 61.0654 | 206.9016 | 55.0382 | 8.0081 | 199.3366 | 75.5223 | 11.8722 | 49.6403 | 589.3792 | 5.9033 | 65.8212 | 56.1423 | 162.6857 | 290.4985 | 77.364 | 53.6607 | 34.2878 | 40.9102 | 0.0086873 | 0.0013354 | 0.25286 | 36.0825 | 2.8335 | 8.9029 | 2.7248 | 218.8653 | 10.3944 | 5.977 | 0.4604 | 7138.3544 | 840.6388 | 1171.4206 | 1231.0712 | 31.6051 | 1.0581 | 27.2707 | 2.903 | 5886.4967 | 1625.874 | 628.8325 | 87.6854 | 123.7319 | 8.4929 | 187.3238 | 0.0013094 | 30.0565 | 0.18378 | 12.2259 | 81.3828 | 3.1334 | 68.6175 | 172.0851 | 0.10996 | 0.30078 | 1.2047 | 2.6311 | 0.33436 | 0.2322 | 1.3234 | 0.12776 | 31.6623 | 0.0026138 | 13.71 | 314.3185 | 0.025067 | 113.7552 | 5.4734 | 0.045811 | 0.6355 | 0.26945 | 4.9339 | 0.088191 | 1.6449 | 1.0645 | 1.6203 | 0.018431 | 0.11313 | 0.056477 | 4.5848 | 0.040659 | 0.53969 | 0.23198 | 7.914 | 0.00042265 | 0.0034333 | 0.0029501 | 5.3023 | 0.021025 | 0.34134 | 0.23701 | 0.28294 | 0.0011302 | 0.02061 | 0.013848 | 1.1493 | 0.0050869 | 0.096072 | 0.054896 | 0.74099 | 0.003902 | 0.043183 | 0.18451 | 0.54407 | 0.28161 | 0.98345 | 306.0424 | 0.012857 | 2.0061 | 0.012381 | 4.7639 | 4.2894 | 3.1343 | 188.7322 | 0.23675 | 10.543 | 8.1052 | 13.1988 | 114603.7449 | 8.3197 | 328.8936 | 9.1866 | 4.3993 | 2.0217 | 1.8259 | 2.8655 | 1.7039 | 1.7001 | 12.9888 | 4.3283 | 0.70866 | 8.4466 | 2.8059 | 294.9048 | 7.6826 | 0.44943 | 19.7023 | 25.4867 | 696.5267 | 68.6596 | 4.9681 | 2.7706 | 7.3549 | 7.4954 | 0.2466 | 1.2332 | 4.7148 | 7.4712 | 6.6044 | 0.0021105 | 0.0012734 | 0.0042348 | 1.5591 | 8.4819e-05 | 0.006964 | 5.4865e-05 | 0.020026 | 0.0024926 | 0.0080598 | 13.0163 | 0.00072699 | 0.67298 | 0.32207 | 8.8145 | 1.1958 | 0.038779 | 1.1654 | 0.29722 | 0.018113 | 0.0082564 | 0.0076544 | 0.0033597 | 0.0054427 | 0.0068019 | 0.063422 | 0.073691 | 0.0037318 | 0.035946 | 0.011525 | 1.0449 | 0.00046876 | 0.00047396 | 0.090735 | 0.1091 | 2.6532 | 0.3218 | 0.021044 | 0.044547 | 0.027028 | 0.034014 | 0.0011266 | 0.0052319 | 0.018576 | 0.027279 | 0.026158 | 0.038126 | 0.017481 | 0.058105 | 17.8356 | 0.001155 | 0.10833 | 0.00087351 | 0.37513 | 0.052089 | 0.16534 | 7.5507 | 0.010334 | 21.7753 | 14.0252 | 524.6711 | 27.2673 | 1.7661 | 26.0931 | 15.2219 | 0.92985 | 0.11224 | 0.092969 | 0.052038 | 0.093652 | 0.18024 | 1.8362 | 1.4175 | 0.046827 | 0.84079 | 0.15956 | 19.199 | 0.0034513 | 0.0032409 | 10.5603 | 5.1617 | 150.0457 | 14.6617 | 1.7133 | 0.63481 | 0.40514 | 0.62275 | 0.019684 | 0.083717 | 0.33075 | 1.0513 | 0.97464 | 0.028881 | 0.011599 | 0.016298 | 7.4423 | 0.0009141 | 0.20478 | 0.00055406 | 0.87589 | 0.070941 | 0.13475 | 5.6721 | 0.0093707 | 16.4665 | 8.5941 | 564.3452 | 17.7156 | 1.9174 | 20.8364 | 8.7406 | 0.56254 | 0.15328 | 0.23417 | 0.03038 | 0.10138 | 0.071459 | 2.0728 | 0.55284 | 0.18698 | 0.50035 | 0.20959 | 13.3976 | 0.0029995 | 0.0031379 | 3.8314 | 2.7514 | 68.6203 | 7.5878 | 2.9517 | 0.27119 | 0.29854 | 0.72438 | 0.013681 | 0.05778 | 0.21974 | 1.2435 | 1.1742 | 424.4058 | 487.1542 | 45.6752 | 2.0337 | 3.0278 | 1.2823 | 4.1946 | 3.8024 | 9.3924 | 0.85786 | 0.0027223 | 0.046775 | 0.027889 | 0.54528 | 1.4254 | 0.14406 | 0.61665 | 0.47668 | 0.12461
3 | 0.18039 | 0.020184 | 0.017278 | 1.1503 | 0.99925 | 0.99301 | 0.81334 | 0.065403 | 0.89367 | 0.57107 | 0.83274 | 0.79965 | 0.81556 | 0.19672 | 1246.7367 | 253.474 | 0.95768 | 0.80709 | 0.16118 | 0.30725 | 0.44527 | 3.0905 | 2.7886 | 547.2053 | 0.0074401 | 163.0143 | 111.8061 | 16.996 | 130.8964 | 14.6351 | 1.6251 | 56.3877 | 16.696 | 12.9692 | 2453.3511 | 77.5944 | 93.6888 | 1607.8303 | 113.4031 | 93.8557 | 266.0882 | 282.0481 | 207.0546 | 32.0141 | 48.0354 | 0.78522 | 0.31619 | 0.33159 | 0.016552 | 0.0016226 | 8.0195e-05 | 28.7123 | 10.3821 | 2.4415 | 0.71606 | 0.49578 | 0.10203 | 2.5027 | 53.9841 | 4.2386 | 0.24321 | 0.91963 | 18.2361 | 116.1351 | 36.4737 | 18.1603 | 156.1917 | 9.0898 | 0.031683 | 0.24427 | 0.92829 | 42.3057 | 14.186 | 876.7473 | 98.6683 | 2.4453 | 0.12545 | 0.49169 | 0.11229 | 216.295 | 151.4356 | 102.3853 | 71.3991 | 16.226 | 1143.046 | 283.0765 | 76.2619 | 75.4671 | 234.1669 | 161.5409 | 100.4273 | 86.5811 | 7.9369 | 0.70899 | 0.69928 | 0.28905 | 64.6263 | 6.5683 | 2.1745 | 1.9464 | 0.14436 | 8.1562e-05 | 28.7314 | 1.2827 | 0.2269 | 0.24211 | 0.17242 | 3.0931 | 0.95595 | 1.0754 | 0.49994 | 80.9617 | 18.3757 | 32.0712 | 8.9465 | 121.0217 | 163.4511 | 2254.2792 | 222.857 | 322.0868 | 159.9015 | 821.9107 | 303.5013 | 88.67 | 469.294 | 0.36203 | 0.31651 | 0.04063 | 0.064159 | 0.010579 | 0.007038 | 2.0232e-05 | 0.0026543 | 30.5604 | 13.3635 | 1.1632 | 0.14208 | 2.1469 | 5.7851 | 386.869 | 67.0085 | 3.1922 | 3.8074 | 148.3609 | 9.2602 | 110.3655 | 49.5189 | 36.1502 | 95.5553 | 745.8965 | 57.3425 | 727.7491 | 8.2875 | 107.8082 | 793.6777 | 155.4561 | 99.1266 | 51.7241 | 64.1776 | 248.7803 | 59.97 | 8.3964 | 171.2721 | 94.8434 | 10.3913 | 41.3069 | 546.5868 | 5.6485 | 78.5399 | 66.0016 | 169.8768 | 291.6772 | 80.2862 | 50.0741 | 32.8892 | 44.8378 | 0.010887 | 0.0014251 | 0.25557 | 39.5342 | 2.2988 | 13.2481 | 2.1918 | 230.6818 | 9.6509 | 6.1561 | 0.59322 | 6828.8933 | 876.8873 | 1200.3991 | 1398.4068 | 33.9373 | 0.85567 | 22.4317 | 2.7133 | 5615.8824 | 1734.7781 | 473.9092 | 104.1231 | 150.2937 | 9.3634 | 166.6748 | 0.0015929 | 27.3494 | 0.17394 | 12.14 | 78.0443 | 4.4982 | 58.3946 | 180.7618 | 0.11494 | 0.23096 | 2.4592 | 2.3157 | 0.2555 | 0.23838 | 0.87877 | 0.13103 | 36.9723 | 0.0027112 | 14.926 | 293.75 | 0.026684 | 110.5325 | 5.313 | 0.048972 | 0.63053 | 0.27273 | 4.9203 | 0.089596 | 1.89 | 1.0489 | 1.5607 | 0.020526 | 0.12166 | 0.050624 | 4.4211 | 0.039909 | 0.52044 | 0.20431 | 8.0753 | 0.0004111 | 0.0036698 | 0.0027692 | 5.3586 | 0.021772 | 0.38095 | 0.24534 | 0.26858 | 0.0010675 | 0.019813 | 0.012073 | 1.2066 | 0.005403 | 0.08804 | 0.050873 | 0.68685 | 0.0035579 | 0.041862 | 0.17348 | 0.52309 | 0.30314 | 1.1323 | 347.1664 | 0.014813 | 1.9842 | 0.012774 | 3.1678 | 4.989 | 2.2385 | 204.1225 | 0.38229 | 10.0763 | 9.6801 | 15.0693 | 110265.9049 | 8.4488 | 300.8261 | 8.7773 | 4.0602 | 2.222 | 1.8949 | 2.83 | 1.6542 | 1.9372 | 13.4283 | 3.7156 | 0.69788 | 7.952 | 2.5374 | 253.6522 | 8.4386 | 0.41138 | 19.4786 | 27.2158 | 655.3908 | 59.2453 | 4.2826 | 3.0884 | 7.4588 | 8.4721 | 0.25907 | 1.1187 | 5.4341 | 6.9725 | 6.5137 | 0.0020733 | 0.0013444 | 0.0046177 | 1.6149 | 9.7542e-05 | 0.0074267 | 5.6275e-05 | 0.016793 | 0.0023731 | 0.0078444 | 13.4297 | 0.00078623 | 0.62925 | 0.31373 | 7.9586 | 1.3689 | 0.037771 | 1.2122 | 0.29514 | 0.021119 | 0.0070468 | 0.0064762 | 0.0032247 | 0.0063672 | 0.0075396 | 0.055668 | 0.081141 | 0.0039543 | 0.032732 | 0.01136 | 1.1038 | 0.00041123 | 0.00046032 | 0.091654 | 0.1116 | 3.0815 | 0.31936 | 0.023282 | 0.043652 | 0.029656 | 0.037028 | 0.0011063 | 0.0049932 | 0.018494 | 0.024599 | 0.024086 | 0.038691 | 0.018923 | 0.055064 | 18.7679 | 0.0012765 | 0.11046 | 0.00075921 | 0.4356 | 0.053935 | 0.15726 | 7.0589 | 0.010977 | 23.4341 | 14.3562 | 443.9408 | 29.8277 | 1.6535 | 27.5499 | 14.7422 | 0.91613 | 0.12029 | 0.09448 | 0.058206 | 0.10147 | 0.17596 | 2.0129 | 1.4543 | 0.043873 | 0.79135 | 0.16603 | 18.9841 | 0.0036616 | 0.0037491 | 10.1268 | 4.9509 | 166.2532 | 15.1175 | 1.816 | 0.67322 | 0.42236 | 0.5784 | 0.019365 | 0.096173 | 0.39589 | 1.0877 | 1.0252 | 0.027591 | 0.012046 | 0.014829 | 7.1355 | 0.00082305 | 0.21046 | 0.00053684 | 0.85709 | 0.065894 | 0.12804 | 5.7278 | 0.0082612 | 16.6508 | 8.8919 | 487.5082 | 19.7466 | 1.6384 | 20.1413 | 8.5523 | 0.54258 | 0.1616 | 0.23226 | 0.027376 | 0.11375 | 0.081187 | 1.8081 | 0.57923 | 0.16163 | 0.44972 | 0.18979 | 11.2016 | 0.0028157 | 0.0029196 | 3.7159 | 2.9424 | 57.6823 | 8.0638 | 3.4367 | 0.24088 | 0.28676 | 0.66601 | 0.012631 | 0.050254 | 0.24397 | 1.2561 | 1.1725 | 400.4542 | 436.5688 | 58.5902 | 2.5657 | 4.1666 | 1.0553 | 3.4808 | 4.135 | 7.8435 | 0.86211 | 0.0026269 | 0.043508 | 0.033159 | 0.39764 | 1.2041 | 0.16024 | 0.65468 | 0.41504 | 0.1327
4 | 0.14893 | 0.035282 | 0.0078936 | 1.411 | 0.99718 | 0.99161 | 0.8281 | 0.051638 | 0.75205 | 0.66325 | 0.68523 | 0.78324 | 0.88791 | 0.21148 | 1022.0576 | 263.4941 | 0.94637 | 0.77961 | 0.17168 | 0.27454 | 0.25081 | 3.5367 | 7.9722 | 501.698 | 0.0047581 | 179.8749 | 118.3477 | 13.5392 | 170.0879 | 17.4984 | 1.9496 | 49.7331 | 14.2219 | 12.4114 | 2623.7144 | 96.2476 | 87.6842 | 1472.485 | 100.3004 | 82.8511 | 276.7164 | 224.468 | 243.7976 | 37.7583 | 49.0266 | 0.7317 | 0.026317 | 0.13797 | 0.013638 | 0.0020762 | 9.0359e-05 | 29.8968 | 9.9653 | 3.0039 | 0.94119 | 0.59498 | 0.11062 | 2.2631 | 48.7234 | 3.7074 | 0.33909 | 0.76802 | 16.9739 | 105.7741 | 40.9415 | 18.6238 | 158.9459 | 9.3163 | 0.034289 | 0.24712 | 0.65213 | 29.3464 | 15.0065 | 703.3067 | 92.8171 | 2.1028 | 0.089949 | 0.46446 | 0.097596 | 238.6874 | 133.3554 | 92.8555 | 58.5062 | 14.7221 | 1383.6373 | 231.5189 | 107.6184 | 78.5593 | 230.3193 | 164.4306 | 82.8485 | 81.6416 | 7.5093 | 0.81442 | 0.84883 | 0.27148 | 69.6888 | 5.1902 | 2.3251 | 2.8752 | 0.1899 | 9.356e-05 | 30.7816 | 1.0543 | 0.25565 | 0.20003 | 0.13335 | 3.5996 | 0.96 | 1.2613 | 0.55648 | 93.426 | 16.9311 | 29.3378 | 8.2944 | 118.0524 | 206.0925 | 1701.0894 | 260.9805 | 391.5414 | 199.9135 | 861.6061 | 349.8078 | 81.5345 | 380.6008 | 0.39895 | 0.32457 | 0.096036 | 0.077469 | 0.010589 | 0.005723 | 2.5672e-05 | 0.0018134 | 29.4812 | 10.7045 | 1.0943 | 0.15699 | 2.571 | 4.8955 | 321.6993 | 93.3196 | 2.9144 | 4.2359 | 139.5994 | 10.1637 | 104.6639 | 47.4265 | 34.8812 | 87.2808 | 643.6169 | 66.8802 | 693.5088 | 7.9593 | 129.3297 | 781.8898 | 142.3762 | 101.4559 | 55.686 | 72.5256 | 243.973 | 50.7059 | 9.8079 | 192.6391 | 88.8317 | 11.7602 | 54.1018 | 604.2645 | 6.7249 | 73.809 | 69.9904 | 166.043 | 271.113 | 72.8628 | 43.9594 | 28.7965 | 43.4694 | 0.0099223 | 0.0010123 | 0.29087 | 33.4938 | 1.9809 | 13.9833 | 2.8666 | 255.4011 | 11.7766 | 5.8147 | 0.4293 | 6197.1127 | 767.2683 | 1325.6267 | 1121.2511 | 28.8324 | 0.74217 | 21.706 | 2.8812 | 5832.0253 | 1144.121 | 538.5696 | 102.8733 | 129.8692 | 9.2554 | 184.8412 | 0.0013338 | 38.7646 | 0.16445 | 11.4867 | 66.8964 | 3.7013 | 89.2722 | 169.1982 | 0.12166 | 0.25752 | 1.7216 | 3.204 | 0.37951 | 0.21141 | 1.2798 | 0.14326 | 36.0415 | 0.0028599 | 14.6006 | 305.6998 | 0.023996 | 132.0913 | 5.241 | 0.043597 | 0.65995 | 0.25419 | 4.7138 | 0.087921 | 1.7143 | 1.0976 | 1.5274 | 0.018366 | 0.10876 | 0.052616 | 4.1703 | 0.038719 | 0.50059 | 0.22234 | 8.9648 | 0.00043648 | 0.0034939 | 0.003139 | 4.8151 | 0.019755 | 0.39323 | 0.22267 | 0.25382 | 0.0011323 | 0.020045 | 0.013741 | 1.2181 | 0.0048174 | 0.090373 | 0.058046 | 0.65027 | 0.0036053 | 0.049039 | 0.17741 | 0.54369 | 0.26716 | 1.1394 | 352.9666 | 0.012132 | 1.9513 | 0.012133 | 5.2013 | 4.4305 | 2.3565 | 193.2687 | 0.48113 | 9.5314 | 9.4031 | 14.1942 | 122526.3324 | 7.9846 | 321.8437 | 7.9674 | 4.5283 | 2.0438 | 1.8885 | 2.9143 | 1.6397 | 2.012 | 14.8873 | 3.8745 | 0.702 | 7.6368 | 3.0148 | 289.0196 | 8.2153 | 0.40161 | 19.154 | 29.4107 | 596.4861 | 66.7997 | 4.3348 | 2.7752 | 7.1717 | 7.3873 | 0.24866 | 1.311 | 5.154 | 7.144 | 6.0851 | 0.0019843 | 0.0013644 | 0.0044039 | 1.3703 | 9.2791e-05 | 0.00651 | 6.2157e-05 | 0.018763 | 0.0024132 | 0.0084152 | 13.9811 | 0.0007581 | 0.59162 | 0.29045 | 8.0334 | 1.2133 | 0.035228 | 1.2411 | 0.31615 | 0.018059 | 0.007372 | 0.0075844 | 0.0034935 | 0.005838 | 0.0071948 | 0.053388 | 0.068873 | 0.003529 | 0.030348 | 0.010958 | 1.1573 | 0.00047864 | 0.0004226 | 0.10114 | 0.12836 | 2.7361 | 0.33252 | 0.021951 | 0.046726 | 0.028259 | 0.038158 | 0.0011526 | 0.005373 | 0.020407 | 0.023824 | 0.025515 | 0.040339 | 0.018177 | 0.053681 | 16.5983 | 0.001311 | 0.097202 | 0.00081789 | 0.41993 | 0.045418 | 0.1464 | 7.803 | 0.011189 | 22.6261 | 12.8579 | 493.145 | 26.4562 | 1.8829 | 29.7964 | 13.8887 | 0.89024 | 0.11877 | 0.10552 | 0.050036 | 0.096375 | 0.17881 | 1.9023 | 1.5146 | 0.04375 | 0.78015 | 0.14918 | 18.1229 | 0.0031048 | 0.0032497 | 9.5728 | 5.1408 | 163.5114 | 15.3242 | 1.6451 | 0.5798 | 0.39016 | 0.616 | 0.021901 | 0.096688 | 0.33767 | 1.0453 | 1.1608 | 0.026223 | 0.010285 | 0.016771 | 7.0142 | 0.00080861 | 0.23849 | 0.00061497 | 0.9621 | 0.066586 | 0.11935 | 5.2476 | 0.0086489 | 15.7065 | 7.6609 | 529.5173 | 18.8073 | 1.6999 | 20.4277 | 7.5693 | 0.58189 | 0.15752 | 0.20807 | 0.030587 | 0.11139 | 0.073075 | 1.8042 | 0.59058 | 0.16418 | 0.48672 | 0.19331 | 13.0888 | 0.0029605 | 0.0029929 | 3.8716 | 3.059 | 56.4664 | 7.731 | 3.2813 | 0.26685 | 0.30294 | 0.7171 | 0.013299 | 0.056064 | 0.21131 | 1.2976 | 1.255 | 360.6574 | 430.5043 | 57.7621 | 2.1324 | 4.3062 | 1.3626 | 3.1155 | 4.3479 | 7.9982 | 0.88557 | 0.0028679 | 0.040173 | 0.030321 | 0.53731 | 1.3969 | 0.13013 | 0.49322 | 0.3644 | 0.10761
5 | 0.13984 | 0.028279 | 0.019922 | 1.3987 | 0.9952 | 0.99798 | 0.74203 | 0.083041 | 0.83539 | 0.5768 | 0.72696 | 0.85517 | 0.82038 | 0.21941 | 1035.973 | 153.1658 | 0.9475 | 0.84418 | 0.17839 | 0.33347 | 0.39456 | 0.69303 | 4.2834 | 475.3323 | 0.0036365 | 175.8522 | 124.2563 | 15.7001 | 146.3446 | 13.0356 | 1.7154 | 61.0315 | 15.3457 | 11.6265 | 3051.3723 | 101.1292 | 88.1246 | 1657.9922 | 108.3626 | 79.1991 | 300.4975 | 267.776 | 225.9838 | 31.9146 | 45.5692 | 0.92872 | 0.076991 | 0.22496 | 0.019219 | 0.0021988 | 8.863e-05 | 27.5673 | 11.7612 | 3.5099 | 0.99693 | 0.71649 | 0.082455 | 2.821 | 55.6815 | 2.7113 | 0.24873 | 0.84708 | 22.0505 | 120.8856 | 31.8771 | 19.928 | 127.3538 | 9.4589 | 0.030556 | 0.32215 | 0.76878 | 33.8127 | 21.2412 | 573.2511 | 110.1453 | 2.707 | 0.11006 | 0.57634 | 0.10151 | 304.3917 | 163.5043 | 98.4655 | 62.4768 | 18.3299 | 1081.455 | 237.9112 | 102.3779 | 80.5341 | 287.9472 | 136.6122 | 97.7742 | 91.5256 | 8.0642 | 0.7391 | 0.61115 | 0.46982 | 48.2265 | 7.0069 | 2.119 | 2.5759 | 0.15192 | 7.1608e-05 | 28.2265 | 0.87944 | 0.20426 | 0.22983 | 0.13779 | 2.8641 | 0.96198 | 1.2052 | 0.53404 | 75.4846 | 17.5183 | 37.9753 | 10.0147 | 155.144 | 107.9574 | 1873.1708 | 235.3376 | 365.0023 | 180.3997 | 709.9254 | 388.7697 | 101.5678 | 389.7783 | 0.090584 | 0.1403 | 0.012987 | 0.079852 | 0.01077 | 0.0062388 | 2.3105e-05 | 0.0019621 | 34.0377 | 11.8696 | 0.86225 | 0.13754 | 2.415 | 6.0834 | 418.2415 | 88.0898 | 3.6003 | 5.1412 | 152.0829 | 8.0722 | 121.0129 | 41.6875 | 31.3913 | 98.5704 | 584.0929 | 68.6345 | 674.174 | 8.8802 | 123.5073 | 763.5644 | 144.2425 | 83.9479 | 61.008 | 69.7515 | 231.4986 | 48.8895 | 8.788 | 189.6076 | 74.0149 | 10.6182 | 50.1679 | 672.4749 | 6.4136 | 86.785 | 57.2809 | 181.1408 | 310.9103 | 92.231 | 48.7186 | 36.5092 | 48.5815 | 0.0091589 | 0.0012158 | 0.2423 | 28.6672 | 2.5803 | 12.8632 | 3.2939 | 291.5761 | 10.0519 | 3.7788 | 0.47553 | 6856.1108 | 808.2076 | 1574.6331 | 1362.642 | 28.6287 | 0.95113 | 24.0931 | 2.5279 | 5537.4057 | 1786.811 | 491.9931 | 86.011 | 153.8019 | 8.3838 | 159.138 | 0.0012487 | 26.9911 | 0.15463 | 13.698 | 55.4822 | 5.2634 | 62.1562 | 182.7606 | 0.11979 | 0.20298 | 2.2276 | 3.7086 | 0.34116 | 0.22192 | 1.232 | 0.15077 | 31.2598 | 0.0026961 | 13.1386 | 308.0178 | 0.024306 | 130.851 | 5.6307 | 0.04957 | 0.65342 | 0.26859 | 4.6439 | 0.091225 | 1.6937 | 1.1798 | 1.4135 | 0.019412 | 0.11367 | 0.053792 | 4.7419 | 0.035019 | 0.56872 | 0.19619 | 8.1764 | 0.00046219 | 0.0033458 | 0.0031291 | 5.2437 | 0.020815 | 0.38289 | 0.20302 | 0.26964 | 0.001109 | 0.021061 | 0.014186 | 1.2316 | 0.004861 | 0.084075 | 0.049705 | 0.6675 | 0.0033772 | 0.046752 | 0.16594 | 0.53762 | 0.25477 | 1.1692 | 378.1591 | 0.012375 | 1.9325 | 0.011744 | 5.3717 | 4.8287 | 3.0034 | 194.7744 | 0.15396 | 9.5794 | 8.2132 | 12.6033 | 117887.9335 | 9.4347 | 325.5738 | 9.538 | 4.6113 | 2.0749 | 1.9489 | 3.051 | 1.5004 | 1.826 | 13.7333 | 4.4687 | 0.67134 | 7.7703 | 3.0248 | 247.0156 | 7.9971 | 0.42862 | 17.6392 | 28.5238 | 578.242 | 65.2408 | 4.8565 | 2.8498 | 8.0949 | 7.4527 | 0.29327 | 1.2673 | 4.8172 | 6.7869 | 6.5534 | 0.0022217 | 0.0012174 | 0.0043804 | 1.4772 | 9.6112e-05 | 0.0064336 | 6.4098e-05 | 0.017583 | 0.0025324 | 0.0074628 | 13.2184 | 0.00076909 | 0.61267 | 0.3001 | 7.9187 | 1.3351 | 0.035991 | 1.291 | 0.32607 | 0.02119 | 0.006935 | 0.007208 | 0.003781 | 0.0062478 | 0.0066965 | 0.058891 | 0.072961 | 0.003292 | 0.032386 | 0.0096498 | 1.2201 | 0.00042683 | 0.00042694 | 0.095888 | 0.12321 | 2.8534 | 0.32589 | 0.020192 | 0.048705 | 0.025968 | 0.038715 | 0.0012824 | 0.0050562 | 0.019289 | 0.025442 | 0.026545 | 0.037374 | 0.018344 | 0.060597 | 17.3799 | 0.0013463 | 0.10254 | 0.00091168 | 0.3935 | 0.049992 | 0.15492 | 6.9818 | 0.010489 | 23.8191 | 15.2263 | 499.2808 | 25.7819 | 1.806 | 28.2487 | 13.2225 | 0.93986 | 0.12051 | 0.099253 | 0.053683 | 0.098105 | 0.17457 | 1.9569 | 1.2854 | 0.041403 | 0.85759 | 0.17787 | 19.7266 | 0.003762 | 0.0031221 | 10.4428 | 5.5128 | 154.7079 | 14.9138 | 1.5554 | 0.68044 | 0.46432 | 0.56589 | 0.020991 | 0.088811 | 0.39119 | 1.1137 | 1.1315 | 0.025145 | 0.0099845 | 0.015539 | 7.3213 | 0.00084036 | 0.23552 | 0.00054648 | 0.91458 | 0.068537 | 0.13253 | 5.3053 | 0.0080219 | 14.7916 | 8.429 | 493.5915 | 20.9747 | 1.9377 | 19.1726 | 8.3846 | 0.57412 | 0.14326 | 0.21418 | 0.031415 | 0.10655 | 0.082616 | 1.7485 | 0.61272 | 0.16809 | 0.5362 | 0.19458 | 12.1484 | 0.002941 | 0.0032004 | 4.0389 | 2.9743 | 66.1521 | 7.9193 | 3.1009 | 0.2829 | 0.29606 | 0.62984 | 0.012847 | 0.053234 | 0.23213 | 1.1363 | 1.2747 | 431.5412 | 464.0074 | 46.0922 | 2.6056 | 3.4763 | 1.1514 | 4.8397 | 3.1234 | 6.7602 | 0.80794 | 0.0026979 | 0.042157 | 0.029436 | 0.52615 | 1.5671 | 0.16915 | 0.51735 | 0.52935 | 0.13316
6 | 0.1323 | 0.017558 | 0.014192 | 1.2468 | 0.99412 | 0.99964 | 0.7677 | 0.043101 | 0.88469 | 0.62779 | 0.78028 | 0.84309 | 0.75873 | 0.22448 | 2168.5511 | 246.4132 | 0.95365 | 0.78987 | 0.13173 | 0.30083 | 0.33894 | 2.3898 | 3.0782 | 520.4747 | 0.0096842 | 149.025 | 132.8023 | 14.6606 | 164.4116 | 16.4555 | 2.1248 | 54.1914 | 11.7106 | 13.412 | 2600.4702 | 77.0129 | 91.3334 | 1446.2344 | 106.4512 | 98.2624 | 258.4519 | 256.2768 | 259.7733 | 30.6257 | 44.3481 | 0.85296 | 0.24267 | 0.21104 | 0.013414 | 0.0019345 | 8.5944e-05 | 38.3157 | 13.3567 | 2.7463 | 0.92321 | 0.54372 | 0.10887 | 2.408 | 64.2014 | 7.3959 | 0.25915 | 0.89024 | 21.0068 | 90.9274 | 25.9332 | 24.7658 | 120.266 | 8.8145 | 0.03805 | 0.25676 | 0.68267 | 32.4724 | 19.9525 | 740.1971 | 122.8497 | 2.223 | 0.12954 | 0.62974 | 0.097171 | 344.4046 | 127.1695 | 77.1179 | 68.4507 | 16.7036 | 1223.1722 | 252.5271 | 84.8395 | 87.4735 | 265.0898 | 158.7049 | 89.399 | 90.1099 | 9.0159 | 0.65413 | 0.82906 | 0.52521 | 63.556 | 6.672 | 2.3915 | 2.4391 | 0.15995 | 8.4875e-05 | 27.18 | 1.0848 | 0.22053 | 0.18016 | 0.1218 | 3.308 | 0.96845 | 1.24 | 0.39942 | 86.4134 | 13.6237 | 25.1455 | 9.4619 | 135.9264 | 150.2848 | 1739.5025 | 226.8993 | 415.7472 | 181.8507 | 737.9969 | 396.2531 | 82.3448 | 423.4736 | 0.19201 | 0.25717 | 0.14776 | 0.065283 | 0.0091431 | 0.0060749 | 2.2707e-05 | 0.0021418 | 38.8494 | 11.1425 | 1.0006 | 0.20034 | 2.7104 | 5.4118 | 306.1942 | 82.1503 | 3.3893 | 5.962 | 145.5705 | 9.8386 | 116.0434 | 51.7345 | 34.0321 | 81.628 | 590.2587 | 69.635 | 578.5103 | 8.7045 | 114.4832 | 813.1559 | 129.0183 | 106.4701 | 47.4186 | 70.088 | 227.2941 | 51.4125 | 7.5798 | 158.5654 | 92.3865 | 10.6604 | 43.8706 | 597.9708 | 6.3233 | 85.3938 | 71.5488 | 186.878 | 297.382 | 83.3859 | 47.7855 | 36.0259 | 46.4589 | 0.0098605 | 0.0010998 | 0.28219 | 34.6866 | 2.6631 | 12.5054 | 3.2442 | 335.6468 | 8.005 | 5.0442 | 0.51826 | 7355.2049 | 854.3039 | 1231.534 | 1332.108 | 29.4451 | 0.92828 | 24.6653 | 2.4382 | 4955.629 | 1423.2026 | 553.2277 | 91.3748 | 119.1005 | 10.2333 | 149.7833 | 0.0011451 | 36.1426 | 0.1799 | 14.2984 | 51.2743 | 5.5484 | 72.0211 | 226.8352 | 0.1027 | 0.2234 | 1.912 | 3.9226 | 0.16323 | 0.2301 | 1.1925 | 0.19404 | 35.3348 | 0.0030502 | 15.0958 | 319.844 | 0.024766 | 120.868 | 5.7836 | 0.048577 | 0.60103 | 0.26608 | 5.0804 | 0.10179 | 1.8209 | 0.99438 | 1.4866 | 0.018718 | 0.11658 | 0.058262 | 4.681 | 0.037674 | 0.51112 | 0.21947 | 8.4922 | 0.00047933 | 0.0031994 | 0.0028154 | 4.6639 | 0.020297 | 0.33684 | 0.22999 | 0.28149 | 0.0011083 | 0.022095 | 0.014444 | 1.1682 | 0.0056402 | 0.086423 | 0.056215 | 0.72612 | 0.0032759 | 0.048596 | 0.18746 | 0.53998 | 0.25236 | 1.0547 | 328.4711 | 0.015625 | 1.9378 | 0.01206 | 4.4875 | 5.9824 | 2.6045 | 198.9574 | 0.18476 | 10.6112 | 9.5848 | 13.0691 | 108432.7703 | 8.532 | 307.7038 | 9.0092 | 4.0959 | 2.151 | 1.8028 | 2.9966 | 1.7271 | 1.9559 | 14.1767 | 4.2799 | 0.71758 | 8.8167 | 2.7024 | 281.5962 | 9.2128 | 0.44164 | 18.166 | 24.9196 | 672.1224 | 62.4888 | 4.5568 | 2.8143 | 8.0904 | 7.6924 | 0.28508 | 1.1695 | 5.4196 | 7.0254 | 6.4642 | 0.0020946 | 0.0013325 | 0.0042929 | 1.3965 | 8.739e-05 | 0.0075737 | 5.961e-05 | 0.018186 | 0.0024995 | 0.0087614 | 13.3107 | 0.00073222 | 0.57449 | 0.28726 | 8.8879 | 1.2769 | 0.034831 | 1.3507 | 0.27323 | 0.018785 | 0.0071174 | 0.00687 | 0.0037144 | 0.0055124 | 0.0069845 | 0.055069 | 0.070569 | 0.0038603 | 0.035436 | 0.010683 | 1.1957 | 0.0004061 | 0.00040188 | 0.09895 | 0.12937 | 2.9025 | 0.27475 | 0.022571 | 0.05035 | 0.027958 | 0.034616 | 0.0011824 | 0.0055085 | 0.019963 | 0.026148 | 0.027407 | 0.043805 | 0.016412 | 0.063118 | 19.1849 | 0.0012154 | 0.10758 | 0.00077166 | 0.44622 | 0.049136 | 0.1598 | 7.4603 | 0.012083 | 22.918 | 13.8448 | 454.0255 | 27.4273 | 1.9314 | 26.9634 | 15.1241 | 0.83889 | 0.11619 | 0.10215 | 0.051446 | 0.10256 | 0.15401 | 1.9365 | 1.5294 | 0.040485 | 0.79602 | 0.16691 | 19.5223 | 0.0033639 | 0.0033651 | 10.0267 | 5.6443 | 168.0954 | 13.1694 | 1.54 | 0.62698 | 0.39749 | 0.65772 | 0.020409 | 0.098259 | 0.38231 | 1.1556 | 0.98996 | 0.025461 | 0.011397 | 0.015806 | 7.3628 | 0.00085584 | 0.20829 | 0.00062127 | 0.99698 | 0.064059 | 0.11852 | 5.6651 | 0.0087357 | 14.6155 | 8.6776 | 578.1765 | 18.2188 | 1.9868 | 18.1229 | 8.5672 | 0.52682 | 0.13925 | 0.2211 | 0.030914 | 0.10383 | 0.077645 | 1.9916 | 0.63711 | 0.17272 | 0.47491 | 0.22624 | 12.6612 | 0.0028571 | 0.0030368 | 3.5101 | 2.6886 | 58.7731 | 8.3064 | 3.1867 | 0.23599 | 0.29309 | 0.61375 | 0.014715 | 0.048753 | 0.23781 | 1.0863 | 1.3012 | 342.3045 | 445.3873 | 64.1118 | 2.7672 | 4.0933 | 1.6298 | 4.9139 | 3.247 | 14.0765 | 0.9201 | 0.0028079 | 0.039671 | 0.027476 | 0.4494 | 1.2561 | 0.15328 | 0.6587 | 0.37274 | 0.1395
7 | 0.14211 | 0.019267 | 0.016748 | 1.2255 | 0.99578 | 0.99268 | 0.87323 | 0.068954 | 0.87951 | 0.58585 | 0.76099 | 0.69774 | 0.8721 | 0.20667 | 1711.9227 | 350.5234 | 0.95578 | 0.79839 | 0.19293 | 0.22124 | 0.31632 | 2.781 | 2.06 | 408.3123 | 0.0007827 | 153.9522 | 117.1157 | 17.7145 | 136.4088 | 11.4689 | 2.2468 | 43.4506 | 14.9344 | 11.7162 | 2707.6135 | 88.8837 | 81.3369 | 1499.4892 | 125.1261 | 102.1305 | 265.3044 | 234.5724 | 238.3686 | 35.9827 | 51.8169 | 0.80511 | 0.098695 | 0.29504 | 0.014753 | 0.0021766 | 6.9123e-05 | 32.1129 | 13.5452 | 2.912 | 1.0199 | 0.68125 | 0.11371 | 2.0159 | 43.5482 | 10.242 | 0.27656 | 0.76349 | 26.2359 | 81.2112 | 39.4791 | 21.6144 | 135.8406 | 8.8736 | 0.031312 | 0.29746 | 0.91257 | 45.2588 | 12.486 | 634.9993 | 134.2134 | 3.8871 | 0.075978 | 0.41467 | 0.085897 | 337.3818 | 140.0686 | 97.5654 | 66.9004 | 17.1782 | 1348.4334 | 233.7016 | 71.144 | 73.1959 | 238.3063 | 178.5954 | 90.8784 | 93.1123 | 7.6965 | 0.49438 | 0.91325 | 0.32995 | 66.9582 | 6.8542 | 2.279 | 2.1183 | 0.15351 | 7.2323e-05 | 32.6059 | 0.99502 | 0.26201 | 0.26452 | 0.15685 | 2.4832 | 0.96463 | 0.97185 | 0.38567 | 108.2547 | 15.9639 | 32.1936 | 9.2631 | 130.6953 | 134.1087 | 1825.923 | 275.5028 | 345.6619 | 187.8598 | 890.3511 | 312.7427 | 93.6367 | 417.1936 | 0.21824 | 0.052442 | 0.11796 | 0.059077 | 0.0096085 | 0.0059539 | 2.6666e-05 | 0.0026676 | 34.7841 | 12.1829 | 0.96722 | 0.20321 | 2.2205 | 6.3282 | 317.3421 | 94.036 | 3.1072 | 5.5293 | 126.9709 | 7.7372 | 132.8329 | 43.0307 | 30.9295 | 94.8212 | 762.2419 | 62.9028 | 707.8142 | 9.1561 | 135.2851 | 683.6066 | 163.6251 | 90.0313 | 50.4494 | 66.5995 | 235.7846 | 58.8936 | 9.0165 | 167.3764 | 91.1981 | 12.326 | 48.1596 | 685.1862 | 6.5112 | 76.1751 | 58.663 | 206.1729 | 243.3379 | 83.8213 | 52.369 | 29.2368 | 39.9913 | 0.011365 | 0.0010509 | 0.24791 | 36.4507 | 2.4457 | 14.1638 | 2.5933 | 260.2837 | 11.118 | 4.7425 | 0.49605 | 7226.4333 | 957.9908 | 1265.2468 | 1068.9262 | 29.9498 | 1.2844 | 25.7862 | 2.7493 | 5705.5736 | 1707.593 | 505.2263 | 92.2962 | 138.7627 | 8.3087 | 162.4916 | 0.0012062 | 34.8065 | 0.16123 | 13.1901 | 46.2813 | 4.9406 | 73.0646 | 157.0464 | 0.12589 | 0.2521 | 2.0815 | 2.7739 | 0.1262 | 0.2598 | 1.1795 | 0.18148 | 35.6635 | 0.0029849 | 13.4662 | 286.4715 | 0.026279 | 123.0394 | 5.1592 | 0.048111 | 0.61138 | 0.24931 | 4.8513 | 0.09428 | 1.6724 | 1.1059 | 1.4366 | 0.019169 | 0.11441 | 0.05359 | 4.6345 | 0.038392 | 0.52898 | 0.21432 | 9.2196 | 0.0004126 | 0.0035689 | 0.0030609 | 5.5299 | 0.019136 | 0.35151 | 0.22785 | 0.28955 | 0.0010532 | 0.019493 | 0.01466 | 1.1136 | 0.0056047 | 0.091211 | 0.056713 | 0.76796 | 0.0039653 | 0.042716 | 0.16164 | 0.54197 | 0.29733 | 1.0911 | 362.2239 | 0.017313 | 2.0054 | 0.011286 | 4.3183 | 4.1083 | 2.872 | 190.8591 | 0.41184 | 10.7139 | 9.0127 | 14.3072 | 116571.6972 | 8.9219 | 313.2616 | 8.5664 | 4.3632 | 2.0508 | 2.0959 | 2.7478 | 1.4819 | 1.8096 | 12.9613 | 3.6736 | 0.68871 | 8.6778 | 2.8778 | 273.0875 | 8.6173 | 0.42514 | 17.9667 | 28.2158 | 625.3757 | 67.595 | 4.1348 | 2.9912 | 7.5706 | 7.9668 | 0.26291 | 1.3243 | 5.6913 | 7.2527 | 6.8415 | 0.002002 | 0.0013002 | 0.0046845 | 1.4226 | 8.7734e-05 | 0.0072155 | 6.5399e-05 | 0.016743 | 0.002814 | 0.008245 | 13.5896 | 0.00068179 | 0.65461 | 0.32841 | 7.6806 | 1.3073 | 0.040579 | 1.3605 | 0.31875 | 0.020459 | 0.007729 | 0.006697 | 0.0032677 | 0.006506 | 0.0068337 | 0.063561 | 0.075044 | 0.0033275 | 0.032193 | 0.010503 | 1.0593 | 0.00043759 | 0.00043506 | 0.10564 | 0.12684 | 2.7608 | 0.28229 | 0.021604 | 0.044963 | 0.025677 | 0.032219 | 0.0012484 | 0.0056285 | 0.01833 | 0.022571 | 0.023115 | 0.041756 | 0.01582 | 0.064062 | 18.9852 | 0.0013668 | 0.093184 | 0.00090356 | 0.44892 | 0.047293 | 0.15389 | 7.9417 | 0.010076 | 20.524 | 14.6855 | 527.1971 | 26.1976 | 1.8487 | 30.1921 | 13.6439 | 0.83176 | 0.11806 | 0.090708 | 0.05766 | 0.091073 | 0.16046 | 1.7798 | 1.3887 | 0.048855 | 0.83252 | 0.18076 | 20.0562 | 0.0037407 | 0.0034525 | 10.7268 | 5.2313 | 161.9775 | 13.422 | 1.7658 | 0.60713 | 0.43006 | 0.66253 | 0.022363 | 0.092943 | 0.35118 | 0.98737 | 1.0674 | 0.026369 | 0.011887 | 0.015087 | 7.487 | 0.00076537 | 0.21591 | 0.00052433 | 0.94761 | 0.061718 | 0.12382 | 5.0523 | 0.0083897 | 17.5977 | 8.7992 | 537.0125 | 17.641 | 1.7762 | 21.1171 | 8.9533 | 0.53572 | 0.14574 | 0.21556 | 0.028623 | 0.10202 | 0.077407 | 1.888 | 0.57211 | 0.17753 | 0.46263 | 0.22065 | 12.54 | 0.0030525 | 0.00278 | 3.9677 | 2.6075 | 65.4173 | 8.0224 | 2.8638 | 0.23478 | 0.28236 | 0.68015 | 0.013175 | 0.054126 | 0.22613 | 1.2061 | 1.102 | 447.4294 | 396.6458 | 52.0648 | 2.5174 | 2.7432 | 1.5124 | 4.3018 | 4.0289 | 13.1142 | 0.78961 | 0.0027843 | 0.046095 | 0.029778 | 0.47944 | 1.4774 | 0.14592 | 0.63045 | 0.43649 | 0.1112
8 | 0.16759 | 0.025346 | 0.012974 | 1.1384 | 0.99877 | 0.99051 | 0.66657 | 0.095625 | 0.80274 | 0.60369 | 0.719 | 0.76353 | 0.83501 | 0.16052 | 1365.93 | 426.2692 | 0.95221 | 0.82177 | 0.15553 | 0.20153 | 0.072738 | 0.53861 | 3.2531 | 273.4649 | 0.0089562 | 121.0356 | 92.2866 | 15.1513 | 153.9411 | 13.7318 | 1.8052 | 67.282 | 15.1177 | 10.8237 | 2810.6899 | 92.9369 | 103.9074 | 1580.442 | 114.6498 | 96.0588 | 234.8495 | 272.0332 | 233.2773 | 35.3336 | 55.4338 | 0.86584 | 0.15929 | 0.24546 | 0.016949 | 0.0018908 | 7.7754e-05 | 36.9632 | 11.0249 | 3.188 | 0.87374 | 0.5584 | 0.11994 | 1.9213 | 52.1153 | 2.2511 | 0.3584 | 0.78571 | 25.906 | 93.8346 | 41.9706 | 18.9128 | 151.0327 | 9.1816 | 0.035204 | 0.31576 | 0.7285 | 44.1532 | 14.5524 | 789.9837 | 86.3977 | 2.5522 | 0.10801 | 0.64873 | 0.082246 | 277.9776 | 161.4628 | 76.4974 | 65.5271 | 15.2804 | 1297.8943 | 279.5745 | 100.0933 | 84.12 | 256.5085 | 170.5464 | 99.1848 | 83.0061 | 8.5737 | 0.40944 | 0.58391 | 0.45842 | 64.8584 | 6.1164 | 1.8554 | 2.3482 | 0.1942 | 7.7024e-05 | 26.7552 | 1.3068 | 0.22246 | 0.18378 | 0.16854 | 2.9225 | 0.96003 | 1.3661 | 0.42188 | 90.3287 | 18.9561 | 33.8924 | 9.3751 | 136.848 | 182.0245 | 2280.723 | 209.6992 | 384.0014 | 193.5838 | 778.7986 | 356.3447 | 80.8852 | 365.6056 | 0.26008 | 0.41831 | 0.085745 | 0.086316 | 0.0076949 | 0.0067189 | 2.4125e-05 | 0.0025277 | 27.3633 | 10.2698 | 0.88132 | 0.19694 | 2.3431 | 6.5555 | 351.6705 | 65.7628 | 3.2877 | 4.4385 | 135.8303 | 10.0785 | 134.6807 | 44.7335 | 35.0634 | 80.8999 | 651.2413 | 59.0371 | 564.1369 | 10.6279 | 136.8219 | 749.6021 | 152.7367 | 92.7926 | 53.799 | 61.9878 | 224.5181 | 52.4775 | 8.5752 | 166.447 | 78.4259 | 11.0686 | 43.5082 | 518.764 | 6.8622 | 82.9728 | 67.6021 | 211.7159 | 256.9208 | 88.2683 | 45.1655 | 31.9737 | 44.4504 | 0.011145 | 0.0012522 | 0.32507 | 32.1901 | 2.0249 | 10.9764 | 3.0689 | 321.5639 | 7.8517 | 5.6987 | 0.55011 | 6941.3018 | 942.8419 | 1415.6895 | 1096.6753 | 28.0972 | 1.1906 | 26.8123 | 2.6682 | 5215.9191 | 1560.8882 | 616.3364 | 96.6134 | 143.3923 | 8.6351 | 175.1441 | 0.0014095 | 28.2493 | 0.18825 | 14.6589 | 56.208 | 6.1771 | 64.7451 | 219.2676 | 0.11903 | 0.28412 | 2.7309 | 2.1603 | 0.39526 | 0.23931 | 0.90846 | 0.1599 | 34.8219 | 0.0026357 | 12.5132 | 274.7195 | 0.026584 | 111.7539 | 5.3666 | 0.046847 | 0.67167 | 0.27515 | 5.0336 | 0.092262 | 1.8658 | 1.1497 | 1.589 | 0.019143 | 0.11491 | 0.053274 | 4.3818 | 0.036553 | 0.50629 | 0.21104 | 8.323 | 0.00043041 | 0.003779 | 0.00323 | 5.5558 | 0.022098 | 0.39749 | 0.22585 | 0.24047 | 0.0012673 | 0.021321 | 0.013214 | 1.3491 | 0.0051047 | 0.094831 | 0.050473 | 0.75913 | 0.0036139 | 0.045227 | 0.1713 | 0.53559 | 0.2936 | 0.99577 | 342.297 | 0.013282 | 1.986 | 0.011892 | 3.9956 | 5.8726 | 2.6765 | 187.9836 | 0.12445 | 9.6785 | 7.9821 | 14.6798 | 120326.6895 | 7.7664 | 296.732 | 9.5989 | 4.0125 | 2.0919 | 1.9967 | 2.6355 | 1.6273 | 1.8792 | 13.2976 | 4.4288 | 0.74798 | 8.1314 | 2.8475 | 269.7649 | 7.8459 | 0.4627 | 17.2841 | 27.7137 | 690.7416 | 58.5636 | 4.1202 | 2.6694 | 7.1359 | 8.1587 | 0.28776 | 1.2185 | 5.1996 | 7.6603 | 5.656 | 0.0019373 | 0.0012567 | 0.0040226 | 1.6008 | 9.3295e-05 | 0.0064057 | 5.5326e-05 | 0.018963 | 0.0027412 | 0.0084376 | 12.2282 | 0.00069766 | 0.58685 | 0.31843 | 7.7547 | 1.4052 | 0.034039 | 1.3041 | 0.32745 | 0.018514 | 0.0082978 | 0.0073599 | 0.0034815 | 0.0056805 | 0.0071305 | 0.061264 | 0.070694 | 0.0037775 | 0.033003 | 0.010543 | 1.0516 | 0.00043903 | 0.00044852 | 0.094331 | 0.11816 | 2.5746 | 0.28518 | 0.019401 | 0.044239 | 0.026299 | 0.034241 | 0.0011125 | 0.0058051 | 0.018976 | 0.025037 | 0.023965 | 0.043411 | 0.018596 | 0.055921 | 16.4241 | 0.0011424 | 0.10308 | 0.00084388 | 0.37836 | 0.051409 | 0.16262 | 8.0823 | 0.012175 | 21.305 | 13.5552 | 485.5102 | 29.1415 | 1.7722 | 28.3779 | 14.5826 | 0.86111 | 0.10818 | 0.10838 | 0.055791 | 0.087235 | 0.17004 | 1.7923 | 1.3877 | 0.046437 | 0.89646 | 0.1703 | 19.3762 | 0.0033286 | 0.0031471 | 10.8441 | 5.4801 | 147.2811 | 12.7909 | 1.6126 | 0.61339 | 0.4396 | 0.60472 | 0.020184 | 0.099935 | 0.35945 | 0.97268 | 1.1417 | 0.027123 | 0.011404 | 0.014675 | 6.9444 | 0.00077202 | 0.21667 | 0.00058206 | 0.89678 | 0.063495 | 0.12268 | 5.226 | 0.0079545 | 17.362 | 8.0787 | 532.8914 | 20.6758 | 1.8162 | 17.7838 | 7.8997 | 0.55882 | 0.16471 | 0.22813 | 0.029338 | 0.098949 | 0.083393 | 1.7667 | 0.55667 | 0.17625 | 0.45522 | 0.213 | 12.3296 | 0.0028959 | 0.0028923 | 3.5442 | 2.8258 | 64.0189 | 8.3522 | 3.2156 | 0.24595 | 0.27578 | 0.62153 | 0.014529 | 0.05267 | 0.21657 | 1.2907 | 1.2252 | 370.5697 | 450.6094 | 41.1358 | 2.8408 | 4.4204 | 1.3161 | 4.6909 | 3.7376 | 5.5153 | 0.87198 | 0.0028394 | 0.040834 | 0.032199 | 0.55469 | 1.4359 | 0.16297 | 0.60023 | 0.47164 | 0.11971
9 | 0.13762 | 0.034726 | 0.01242 | 1.4747 | 0.99161 | 0.9903 | 0.71985 | 0.091086 | 0.8903 | 0.53173 | 0.75441 | 0.83069 | 0.78283 | 0.23717 | 1810.6566 | 452.7891 | 0.95702 | 0.8009 | 0.15938 | 0.25289 | 0.090852 | 1.7728 | 6.6349 | 374.1878 | 0.0083685 | 168.3049 | 108.1058 | 13.9502 | 139.6061 | 12.8209 | 2.028 | 51.2166 | 13.146 | 11.0332 | 2415.3363 | 91.9355 | 85.5478 | 1837.5342 | 123.4265 | 77.0336 | 273.4962 | 232.5357 | 218.6652 | 31.1861 | 47.0328 | 0.8161 | 0.35351 | 0.32155 | 0.015943 | 0.0019882 | 6.6516e-05 | 39.5234 | 13.1067 | 2.5721 | 0.83221 | 0.61285 | 0.081323 | 2.3549 | 45.185 | 8.7012 | 0.30685 | 0.90419 | 22.6655 | 125.9487 | 38.8391 | 22.6807 | 122.2151 | 8.3749 | 0.037947 | 0.28799 | 0.95663 | 35.123 | 16.5551 | 890.2882 | 114.029 | 3.4747 | 0.083379 | 0.47911 | 0.11627 | 351.3698 | 130.7597 | 88.024 | 69.4007 | 17.7306 | 1172.1172 | 269.4002 | 68.6634 | 92.0313 | 276.9402 | 152.0307 | 94.5888 | 80.3424 | 8.2005 | 0.82587 | 0.57054 | 0.49292 | 61.9393 | 6.2582 | 2.223 | 2.7671 | 0.14102 | 9.1399e-05 | 38.1486 | 1.221 | 0.22826 | 0.18741 | 0.14998 | 2.4028 | 0.95022 | 0.96011 | 0.54323 | 105.2998 | 12.6823 | 39.5614 | 9.685 | 149.661 | 154.7496 | 2077.3729 | 266.1237 | 295.8885 | 203.6856 | 832.509 | 340.701 | 94.561 | 483.4486 | 0.32215 | 0.2215 | 0.073358 | 0.072477 | 0.0073465 | 0.0048108 | 2.5242e-05 | 0.0024625 | 28.6298 | 10.8841 | 0.92199 | 0.17256 | 1.9571 | 6.6588 | 412.1546 | 76.9946 | 3.3778 | 6.1493 | 128.743 | 10.2539 | 130.4419 | 42.0415 | 31.5582 | 77.4357 | 626.7895 | 56.1232 | 594.2343 | 9.7848 | 132.5769 | 796.7861 | 125.3688 | 87.1446 | 60.5035 | 74.189 | 192.022 | 47.2008 | 7.7343 | 176.0569 | 77.4992 | 11.1854 | 45.176 | 527.2302 | 7.1881 | 74.5198 | 64.4132 | 196.9382 | 276.4566 | 90.7154 | 49.6892 | 27.5673 | 49.5643 | 0.0093432 | 0.0010779 | 0.30608 | 30.3464 | 2.3196 | 9.3056 | 3.0227 | 210.004 | 9.4539 | 4.7616 | 0.56752 | 6631.0791 | 866.7539 | 1470.8325 | 1483.4103 | 26.8953 | 0.77073 | 26.2581 | 2.5646 | 4911.9663 | 1444.0727 | 516.3971 | 105.4768 | 124.0186 | 8.1354 | 191.7817 | 0.0014571 | 32.242 | 0.15731 | 14.9365 | 50.2873 | 5.1791 | 54.1338 | 224.513 | 0.10739 | 0.24855 | 1.0795 | 2.577 | 0.17783 | 0.26589 | 0.84542 | 0.1526 | 32.0092 | 0.002922 | 14.1222 | 311.8533 | 0.02384 | 114.9569 | 5.6497 | 0.047098 | 0.62387 | 0.25664 | 5.1736 | 0.097449 | 1.775 | 1.0236 | 1.5399 | 0.01958 | 0.11033 | 0.054538 | 4.4769 | 0.038641 | 0.54168 | 0.20829 | 8.8707 | 0.0004449 | 0.0037369 | 0.0027921 | 5.604 | 0.018721 | 0.38886 | 0.20683 | 0.24854 | 0.0011514 | 0.022626 | 0.012343 | 1.3041 | 0.0057041 | 0.10193 | 0.049351 | 0.74328 | 0.003356 | 0.044292 | 0.18224 | 0.5101 | 0.25764 | 1.0687 | 253.3091 | 0.015513 | 1.9764 | 0.012815 | 4.157 | 3.926 | 2.5758 | 207.9969 | 0.30219 | 9.1176 | 8.2983 | 15.0016 | 106807.4792 | 8.7837 | 308.7238 | 8.4205 | 4.6923 | 2.1492 | 1.8584 | 2.7828 | 1.6703 | 1.7595 | 12.7229 | 4.2519 | 0.65464 | 8.5289 | 2.6587 | 266.6961 | 8.2305 | 0.4345 | 20.1915 | 25.9874 | 609.7967 | 61.0243 | 4.4496 | 2.8664 | 8.3382 | 6.9615 | 0.25778 | 1.1349 | 4.8786 | 6.659 | 6.249 | 0.0018892 | 0.0011677 | 0.0042172 | 1.5627 | 9.5352e-05 | 0.0067095 | 5.4536e-05 | 0.017065 | 0.0027291 | 0.007397 | 11.727 | 0.00080381 | 0.68617 | 0.28063 | 8.2868 | 1.2556 | 0.039154 | 1.2657 | 0.29009 | 0.018982 | 0.0079392 | 0.0071215 | 0.003398 | 0.0062011 | 0.0062159 | 0.059331 | 0.080161 | 0.0039125 | 0.033856 | 0.010247 | 1.0731 | 0.0004297 | 0.00040796 | 0.093521 | 0.11953 | 2.6256 | 0.31721 | 0.022312 | 0.046149 | 0.026656 | 0.032768 | 0.0010553 | 0.0049082 | 0.019756 | 0.02644 | 0.022533 | 0.04207 | 0.016897 | 0.059499 | 19.6685 | 0.0012143 | 0.098777 | 0.00083271 | 0.40833 | 0.053197 | 0.14278 | 7.3702 | 0.010443 | 19.9469 | 15.4112 | 502.1735 | 29.114 | 1.6948 | 31.2809 | 15.4802 | 0.91663 | 0.10257 | 0.10692 | 0.057306 | 0.085494 | 0.16739 | 1.7622 | 1.4141 | 0.045837 | 0.77327 | 0.1607 | 18.0658 | 0.0034129 | 0.0035876 | 10.6004 | 5.3505 | 149.1931 | 14.4141 | 1.7737 | 0.58903 | 0.43712 | 0.56969 | 0.022539 | 0.095679 | 0.37233 | 1.1858 | 1.0806 | 0.026652 | 0.012151 | 0.014367 | 6.8355 | 0.00077689 | 0.22624 | 0.00061012 | 0.88561 | 0.069852 | 0.12924 | 5.9335 | 0.0090489 | 15.2207 | 8.2863 | 558.0042 | 19.8965 | 1.8619 | 19.8644 | 8.0726 | 0.51151 | 0.13767 | 0.23644 | 0.03283 | 0.10709 | 0.075807 | 1.9392 | 0.54672 | 0.19492 | 0.54184 | 0.22442 | 11.7395 | 0.0032644 | 0.0029351 | 3.6782 | 3.0757 | 59.1015 | 7.7085 | 3.1223 | 0.26095 | 0.2896 | 0.69422 | 0.013667 | 0.051046 | 0.20405 | 1.1392 | 1.1293 | 383.0949 | 491.649 | 72.0675 | 1.9953 | 3.1726 | 1.0254 | 3.2709 | 3.9984 | 8.4638 | 0.88789 | 0.0027618 | 0.043799 | 0.032604 | 0.51286 | 1.6276 | 0.18008 | 0.50296 | 0.4215 | 0.14058
10 | 0.15525 | 0.023457 | 0.022809 | 1.3361 | 0.99765 | 0.99367 | 0.79831 | 0.035137 | 0.80933 | 0.3879 | 0.71041 | 0.86444 | 0.85746 | 0.23051 | 2308.3085 | 134.0842 | 0.95115 | 0.81369 | 0.16856 | 0.31967 | 0.45734 | 0.87003 | 3.6385 | 261.8683 | 0.0079804 | 142.1438 | 100.2646 | 14.6017 | 179.9353 | 14.0741 | 1.8902 | 65.2306 | 15.7792 | 11.1687 | 2325.0153 | 99.1939 | 106.2508 | 1953.255 | 117.6325 | 84.6148 | 239.8937 | 259.9663 | 255.5819 | 30.406 | 45.8363 | 0.77009 | 0.27985 | 0.082294 | 0.016735 | 0.0020666 | 9.4859e-05 | 32.5333 | 9.6116 | 2.6451 | 0.76656 | 0.6382 | 0.091111 | 2.1266 | 68.037 | 6.89 | 0.28446 | 0.87475 | 18.8863 | 119.2441 | 35.3602 | 16.7041 | 153.8131 | 10.1789 | 0.039013 | 0.32659 | 0.78241 | 31.38 | 17.0622 | 544.26 | 117.6099 | 3.1455 | 0.079681 | 0.39448 | 0.078381 | 256.888 | 165.31 | 96.0467 | 59.9665 | 14.2171 | 1111.9667 | 248.589 | 94.3866 | 73.7954 | 219.3332 | 184.0317 | 86.5279 | 76.5808 | 7.8181 | 0.79213 | 0.99137 | 0.1561 | 59.0679 | 5.031 | 1.9492 | 2.2222 | 0.1844 | 7.5995e-05 | 38.3936 | 1.3397 | 0.267 | 0.24079 | 0.17962 | 2.9628 | 0.95223 | 1.0687 | 0.36971 | 79.6228 | 18.2218 | 35.8759 | 8.0879 | 128.6989 | 141.9621 | 2216.6532 | 256.3358 | 377.0764 | 194.3604 | 838.1656 | 353.4145 | 99.259 | 407.6302 | 0.1371 | 0.22472 | 0.19909 | 0.070603 | 0.00986 | 0.0051843 | 2.1891e-05 | 0.002605 | 37.1288 | 14.1167 | 0.81358 | 0.19346 | 2.2561 | 5.1123 | 376.5549 | 63.4895 | 3.0379 | 5.4328 | 157.2601 | 8.8353 | 124.6445 | 48.9646 | 37.3783 | 101.0608 | 614.2664 | 60.2779 | 570.6061 | 9.4685 | 119.356 | 637.3746 | 159.8066 | 99.9597 | 52.5789 | 77.8827 | 204.6862 | 49.5234 | 10.0154 | 151.9369 | 73.1122 | 12.5696 | 52.4015 | 623.1659 | 5.6138 | 79.9193 | 59.372 | 203.3668 | 263.793 | 94.1792 | 55.0352 | 32.0221 | 52.7125 | 0.011157 | 0.0013769 | 0.31638 | 27.5684 | 2.1541 | 10.5175 | 2.9448 | 241.1664 | 12.2586 | 5.3085 | 0.62448 | 6489.1482 | 729.7109 | 1502.4136 | 1282.4834 | 27.5752 | 1.0134 | 22.9693 | 3.0785 | 5673.5203 | 1519.8997 | 599.899 | 97.8815 | 152.0297 | 9.4207 | 181.23 | 0.0016037 | 33.1177 | 0.17694 | 11.9577 | 83.6287 | 4.3581 | 47.7017 | 194.3519 | 0.1089 | 0.23847 | 1.5689 | 3.0203 | 0.29057 | 0.20914 | 1.2646 | 0.13264 | 34.1242 | 0.0028265 | 12.5678 | 270.2673 | 0.023208 | 115.8869 | 5.49 | 0.046189 | 0.64031 | 0.25999 | 4.4891 | 0.085606 | 1.7851 | 1.0876 | 1.5236 | 0.018194 | 0.12489 | 0.055648 | 4.4998 | 0.0357 | 0.52266 | 0.20874 | 8.4003 | 0.00045215 | 0.0032493 | 0.0032764 | 4.745 | 0.01937 | 0.34737 | 0.20901 | 0.26104 | 0.0012142 | 0.02173 | 0.012331 | 1.3232 | 0.0050376 | 0.10014 | 0.051573 | 0.75307 | 0.0035238 | 0.040427 | 0.16865 | 0.52455 | 0.28951 | 1.0296 | 269.3505 | 0.016777 | 1.9656 | 0.011092 | 3.2084 | 4.3504 | 2.7067 | 202.0201 | 0.26217 | 10.4281 | 9.5214 | 14.0543 | 107665.1676 | 7.8305 | 347.1312 | 8.2625 | 4.5673 | 2.1978 | 2.1171 | 2.5956 | 1.5159 | 1.9736 | 14.5105 | 4.0145 | 0.76575 | 8.2382 | 2.726 | 282.1408 | 7.7221 | 0.46476 | 19.573 | 27.0365 | 681.0554 | 65.9854 | 4.7134 | 2.9569 | 8.1822 | 7.1813 | 0.24057 | 1.1868 | 5.5495 | 6.4841 | 5.852 | 0.002055 | 0.0011332 | 0.0039379 | 1.5913 | 8.3459e-05 | 0.0066646 | 5.6969e-05 | 0.017279 | 0.0028628 | 0.0079627 | 11.5927 | 0.0006891 | 0.66351 | 0.27407 | 8.5945 | 1.2304 | 0.034527 | 1.1897 | 0.30039 | 0.020955 | 0.0075146 | 0.0077356 | 0.003649 | 0.0057785 | 0.0064306 | 0.053596 | 0.069351 | 0.0034627 | 0.035636 | 0.01085 | 1.2328 | 0.00041282 | 0.00048127 | 0.10252 | 0.1104 | 3.0101 | 0.2977 | 0.021222 | 0.046463 | 0.02466 | 0.039039 | 0.0011356 | 0.0053332 | 0.021495 | 0.025855 | 0.02706 | 0.036693 | 0.017319 | 0.057352 | 16.8283 | 0.0011858 | 0.10938 | 0.00078009 | 0.4428 | 0.047883 | 0.16908 | 7.9821 | 0.011089 | 23.1761 | 15.5259 | 471.3737 | 28.2813 | 1.7265 | 27.978 | 12.959 | 0.9851 | 0.10319 | 0.096681 | 0.056173 | 0.094995 | 0.16603 | 1.7146 | 1.4582 | 0.046986 | 0.87983 | 0.17344 | 18.4781 | 0.0032727 | 0.0037217 | 9.2648 | 4.7616 | 143.1059 | 14.2002 | 1.5981 | 0.58228 | 0.40268 | 0.55349 | 0.020864 | 0.092546 | 0.36422 | 1.1603 | 1.003 | 0.029922 | 0.010948 | 0.014005 | 6.3068 | 0.00082774 | 0.22417 | 0.00057101 | 1.0041 | 0.062868 | 0.11627 | 5.1482 | 0.0092685 | 15.5662 | 7.772 | 583.803 | 17.9243 | 1.6579 | 18.955 | 8.472 | 0.49302 | 0.14773 | 0.22594 | 0.029503 | 0.11288 | 0.071266 | 1.8355 | 0.62193 | 0.16995 | 0.48214 | 0.21587 | 11.0517 | 0.0026953 | 0.0029863 | 4.1692 | 2.9911 | 63.5148 | 8.1944 | 2.9708 | 0.2588 | 0.31058 | 0.65129 | 0.01258 | 0.049376 | 0.22292 | 1.3146 | 1.1488 | 388.341 | 524.5696 | 49.9292 | 2.2572 | 3.7387 | 1.4825 | 3.6023 | 3.6073 | 14.565 | 0.9098 | 0.002472 | 0.04423 | 0.033541 | 0.46964 | 1.2862 | 0.13795 | 0.6059 | 0.40389 | 0.14708
11 | 0.18634 | 0.015748 | 0.010871 | 1.3429 | 0.99259 | 0.99533 | 0.97686 | 0.020292 | 0.90241 | 0.44749 | 0.85894 | 0.88042 | 0.85044 | 0.23581 | 1121.7155 | 219.7465 | 0.95958 | 0.85093 | 0.20013 | 0.17467 | 0.38114 | 2.1597 | 5.1383 | 149.0453 | 0.0041041 | 161.8993 | 115.6925 | 12.4742 | 156.5888 | 15.0722 | 2.1716 | 63.9661 | 14.721 | 13.3057 | 2888.0302 | 86.5569 | 103.0659 | 1636.8665 | 109.714 | 80.3084 | 278.4202 | 243.4987 | 200.1393 | 34.8341 | 52.7046 | 0.8276 | 0.13954 | 0.13293 | 0.015097 | 0.0022467 | 8.7049e-05 | 31.6408 | 10.5764 | 3.338 | 0.89721 | 0.69327 | 0.097084 | 2.2405 | 49.4272 | 5.3677 | 0.30509 | 0.90276 | 18.3321 | 85.8669 | 32.9862 | 17.1433 | 133.8186 | 8.0792 | 0.038843 | 0.29271 | 0.70785 | 26.5183 | 12.2447 | 670.9269 | 106.8298 | 2.7999 | 0.11913 | 0.55202 | 0.11822 | 267.607 | 141.0875 | 89.5126 | 54.7982 | 15.0579 | 1323.0334 | 266.1782 | 80.1458 | 69.3799 | 295.8357 | 140.1221 | 101.1983 | 76.0635 | 7.3 | 0.51647 | 0.78826 | 0.21677 | 68.1904 | 5.0438 | 1.6758 | 2.4968 | 0.16489 | 7.8754e-05 | 35.1344 | 1.1526 | 0.24413 | 0.2142 | 0.16346 | 3.0161 | 0.96364 | 0.88938 | 0.56101 | 82.7306 | 15.8487 | 37.1252 | 8.8597 | 145.9536 | 200.2212 | 1808.1849 | 229.6044 | 395.1079 | 185.8545 | 851.8656 | 370.5545 | 78.955 | 488.7789 | 0.29584 | 0.19175 | 0.0043797 | 0.062064 | 0.0079947 | 0.0051444 | 2.2346e-05 | 0.0024324 | 32.9684 | 13.4612 | 0.90173 | 0.16005 | 2.7778 | 5.0584 | 292.6131 | 68.8453 | 3.7093 | 4.5358 | 122.8771 | 8.9238 | 116.6409 | 52.1971 | 30.1574 | 84.6996 | 693.3666 | 64.5454 | 602.6957 | 9.9666 | 106.611 | 624.5658 | 150.9235 | 103.9276 | 59.3996 | 75.4825 | 208.6363 | 56.0698 | 9.6699 | 179.4071 | 85.1694 | 9.6483 | 51.2179 | 570.4273 | 7.3996 | 77.4944 | 64.897 | 198.8514 | 301.6066 | 96.8383 | 46.9258 | 30.6496 | 51.9659 | 0.011859 | 0.0012802 | 0.23714 | 38.9509 | 2.0819 | 13.5244 | 2.1267 | 264.1565 | 8.3216 | 4.4137 | 0.50856 | 6390.5797 | 827.1317 | 1293.8784 | 1385.8904 | 31.9041 | 1.3203 | 25.3457 | 2.7917 | 4541.6396 | 1591.1989 | 575.7251 | 93.6875 | 144.4894 | 9.9502 | 189.833 | 0.0013823 | 31.6995 | 0.14977 | 11.0915 | 60.8846 | 4.8172 | 76.5473 | 201.2834 | 0.10489 | 0.21867 | 2.8185 | 3.8517 | 0.30092 | 0.2517 | 1.0639 | 0.1622 | 33.1006 | 0.0028033 | 12.9137 | 277.864 | 0.022246 | 117.9712 | 5.0702 | 0.047756 | 0.61492 | 0.24558 | 5.1449 | 0.095842 | 1.7965 | 1.0782 | 1.5689 | 0.019042 | 0.1113 | 0.054718 | 4.4243 | 0.03804 | 0.52703 | 0.21496 | 8.6 | 0.00042717 | 0.0031707 | 0.0026908 | 5.0466 | 0.020084 | 0.37479 | 0.23373 | 0.2747 | 0.0010833 | 0.022806 | 0.012937 | 1.3353 | 0.0051508 | 0.09363 | 0.0538 | 0.68084 | 0.0038138 | 0.043816 | 0.18937 | 0.54998 | 0.30547 | 1.013 | 238.3451 | 0.01417 | 1.938 | 0.012528 | 5.1227 | 4.6096 | 2.8331 | 199.4392 | 0.34727 | 10.0697 | 9.3278 | 14.4565 | 113093.9135 | 8.1145 | 335.4093 | 9.4294 | 4.1866 | 1.9989 | 2.0785 | 2.7261 | 1.5575 | 1.8058 | 15.0199 | 4.0863 | 0.67672 | 7.4084 | 2.7514 | 275.7303 | 8.7488 | 0.48121 | 18.7466 | 24.6217 | 603.0495 | 61.5282 | 4.9392 | 2.9178 | 7.5311 | 8.2223 | 0.28241 | 1.2622 | 5.6091 | 6.5943 | 6.3463 | 0.0019079 | 0.0011877 | 0.0039784 | 1.4881 | 8.0768e-05 | 0.0067989 | 5.7733e-05 | 0.017806 | 0.0025799 | 0.0082865 | 12.1827 | 0.00078642 | 0.60848 | 0.2951 | 7.5684 | 1.2163 | 0.035607 | 1.397 | 0.29323 | 0.017795 | 0.0080003 | 0.0065798 | 0.0036835 | 0.0065453 | 0.0072847 | 0.057891 | 0.076297 | 0.0035622 | 0.033596 | 0.010992 | 1.1372 | 0.00045703 | 0.00040672 | 0.098657 | 0.11232 | 2.7906 | 0.30636 | 0.022846 | 0.043106 | 0.02536 | 0.037803 | 0.0010712 | 0.0057221 | 0.021158 | 0.02681 | 0.026315 | 0.041178 | 0.018083 | 0.056172 | 17.339 | 0.0011708 | 0.09473 | 0.00092297 | 0.38266 | 0.051889 | 0.16723 | 7.5908 | 0.011977 | 20.3998 | 14.4654 | 487.3812 | 26.7669 | 1.6005 | 27.3548 | 14.9557 | 0.88622 | 0.10907 | 0.098462 | 0.05292 | 0.09937 | 0.16879 | 1.982 | 1.4802 | 0.040772 | 0.76348 | 0.17571 | 20.6 | 0.003637 | 0.0034111 | 9.4024 | 5.3668 | 159.7994 | 15.1711 | 1.6576 | 0.66861 | 0.41175 | 0.5871 | 0.021572 | 0.099176 | 0.38455 | 1.0103 | 1.1227 | 0.024768 | 0.010395 | 0.016024 | 7.1283 | 0.00088853 | 0.19938 | 0.0005923 | 0.98216 | 0.060325 | 0.12572 | 5.1167 | 0.0091719 | 15.4799 | 8.1611 | 492.8751 | 18.6493 | 1.9657 | 18.0404 | 9.0222 | 0.51068 | 0.15069 | 0.20479 | 0.029028 | 0.11761 | 0.076556 | 2.0121 | 0.62738 | 0.18029 | 0.52329 | 0.20351 | 12.3975 | 0.0027904 | 0.0032809 | 3.9388 | 3.1273 | 62.8185 | 8.576 | 3.1756 | 0.28099 | 0.32357 | 0.70312 | 0.013023 | 0.057186 | 0.22096 | 1.1621 | 1.0798 | 414.7576 | 403.2824 | 61.3068 | 2.164 | 3.983 | 1.2564 | 4.5232 | 2.8188 | 11.8198 | 0.77536 | 0.0024522 | 0.046345 | 0.028554 | 0.41213 | 1.7078 | 0.18793 | 0.57615 | 0.38029 | 0.11377
12 | 0.1606 | 0.010585 | 0.021742 | 1.2138 | 0.99313 | 0.99737 | 0.83655 | 0.059379 | 0.8445 | 0.50756 | 0.56337 | 0.74888 | 0.78771 | 0.19042 | 1458.9382 | 176.8538 | 0.94417 | 0.83878 | 0.20286 | 0.19687 | 0.16169 | 1.5935 | 1.6798 | 797.7201 | 0.0092121 | 137.175 | 104.8963 | 16.2418 | 150.8141 | 14.9346 | 2.1114 | 54.3386 | 13.5991 | 13.8981 | 2344.4897 | 81.8844 | 92.4917 | 1721.929 | 110.8139 | 76.3072 | 247.3207 | 227.9087 | 202.7951 | 29.1639 | 56.1763 | 0.91157 | 0.2005 | 0.25397 | 0.014122 | 0.0023099 | 7.057e-05 | 35.8855 | 13.9964 | 2.7858 | 0.73261 | 0.65617 | 0.094046 | 2.0712 | 67.2267 | 11.747 | 0.3294 | 0.84256 | 20.5128 | 83.8813 | 38.1024 | 21.2529 | 139.6288 | 9.8624 | 0.036302 | 0.31397 | 0.94989 | 24.9927 | 18.6975 | 806.011 | 126.5744 | 2.9137 | 0.11728 | 0.54223 | 0.091333 | 286.7667 | 136.9683 | 99.8398 | 72.514 | 13.9156 | 1161.6186 | 258.9908 | 95.5381 | 70.8302 | 224.7925 | 147.9509 | 84.2606 | 75.131 | 8.4093 | 0.5655 | 0.85985 | 0.39126 | 58.1302 | 6.3659 | 2.1556 | 2.4803 | 0.16336 | 7.0244e-05 | 36.9614 | 0.95747 | 0.21726 | 0.21363 | 0.19323 | 2.5868 | 0.96915 | 0.85049 | 0.3477 | 73.1479 | 19.3457 | 35.0688 | 9.1106 | 143.4318 | 101.0829 | 2036.9261 | 238.5566 | 356.4074 | 196.9994 | 772.6976 | 325.6915 | 77.5647 | 464.3121 | 0.11567 | 0.031001 | 0.15991 | 0.074021 | 0.008806 | 0.0067384 | 2.8692e-05 | 0.0021997 | 28.0807 | 9.7777 | 1.1552 | 0.17711 | 2.8531 | 5.5208 | 332.6026 | 84.683 | 4.0261 | 5.3413 | 136.2233 | 8.0464 | 139.8173 | 46.8143 | 32.6665 | 103.797 | 661.5273 | 72.6995 | 556.615 | 9.5288 | 116.1528 | 646.1088 | 139.5821 | 88.5562 | 56.5467 | 60.2516 | 219.304 | 61.9567 | 9.2364 | 203.2725 | 84.204 | 9.7929 | 42.7032 | 655.1551 | 5.9135 | 72.5958 | 61.9262 | 190.4051 | 245.2406 | 85.5056 | 55.3002 | 33.4021 | 49.006 | 0.01229 | 0.0012472 | 0.27745 | 29.6203 | 2.2126 | 11.5128 | 2.4599 | 312.068 | 7.6091 | 5.4434 | 0.5393 | 7428.0376 | 754.7646 | 1365.712 | 1031.2772 | 34.6126 | 1.1503 | 23.5397 | 2.4064 | 5433.6304 | 1255.0635 | 624.3078 | 106.9696 | 140.6015 | 9.7457 | 178.5723 | 0.0015197 | 30.4561 | 0.14643 | 12.6517 | 90.0003 | 3.4145 | 52.271 | 164.7956 | 0.11679 | 0.27899 | 1.1407 | 2.8499 | 0.24452 | 0.22701 | 1.3562 | 0.12002 | 31.368 | 0.002587 | 13.8809 | 300.1588 | 0.025281 | 121.9055 | 5.4339 | 0.044446 | 0.66444 | 0.2443 | 4.7661 | 0.092976 | 1.771 | 1.1261 | 1.3701 | 0.018541 | 0.11558 | 0.051995 | 4.2477 | 0.037255 | 0.50173 | 0.20608 | 8.9906 | 0.00043965 | 0.0034735 | 0.0030426 | 5.4608 | 0.0205 | 0.39652 | 0.23269 | 0.27405 | 0.00118 | 0.020074 | 0.013075 | 1.1372 | 0.0052096 | 0.088396 | 0.048022 | 0.7182 | 0.0034344 | 0.04108 | 0.18604 | 0.51929 | 0.30976 | 1.0836 | 287.7377 | 0.015145 | 1.9997 | 0.01162 | 4.8165 | 5.5194 | 2.1347 | 186.4533 | 0.32808 | 10.366 | 8.5057 | 13.7092 | 121464.4525 | 9.1762 | 338.4649 | 8.1092 | 4.6717 | 1.9186 | 2.0458 | 2.6041 | 1.5692 | 1.7167 | 13.9435 | 4.3602 | 0.7556 | 8.7365 | 2.948 | 249.9197 | 8.6403 | 0.48673 | 16.9699 | 27.5745 | 629.3592 | 70.0628 | 4.5285 | 2.7376 | 7.9815 | 7.0599 | 0.28882 | 1.1938 | 4.6705 | 7.7385 | 6.7636 | 0.002281 | 0.0012652 | 0.0044925 | 1.5186 | 8.4715e-05 | 0.0074862 | 6.3514e-05 | 0.018006 | 0.0026156 | 0.0086915 | 14.1512 | 0.00077576 | 0.62795 | 0.33074 | 7.2978 | 1.3016 | 0.041399 | 1.1845 | 0.30895 | 0.020634 | 0.0081667 | 0.0075055 | 0.003868 | 0.0060342 | 0.0065382 | 0.054537 | 0.075103 | 0.003691 | 0.033465 | 0.011669 | 1.0238 | 0.00045987 | 0.00047085 | 0.10922 | 0.13217 | 2.9218 | 0.29096 | 0.020578 | 0.04207 | 0.028834 | 0.037574 | 0.0012018 | 0.0057606 | 0.020789 | 0.024131 | 0.024489 | 0.040119 | 0.01907 | 0.056606 | 18.0451 | 0.0013629 | 0.10065 | 0.00079546 | 0.42403 | 0.046565 | 0.16102 | 6.7423 | 0.010233 | 20.9374 | 14.0097 | 473.4898 | 30.8073 | 1.7495 | 25.8364 | 13.4863 | 0.96198 | 0.10662 | 0.10361 | 0.05422 | 0.08895 | 0.18366 | 1.8826 | 1.3401 | 0.044371 | 0.88264 | 0.16205 | 21.0247 | 0.0037115 | 0.0035744 | 9.9214 | 4.8722 | 140.3864 | 12.935 | 1.6175 | 0.65702 | 0.45186 | 0.63241 | 0.022732 | 0.091319 | 0.35443 | 1.134 | 1.0571 | 0.026883 | 0.010638 | 0.014165 | 7.6735 | 0.00078914 | 0.23221 | 0.0006248 | 0.95329 | 0.068787 | 0.12121 | 5.5687 | 0.0082015 | 15.0731 | 8.4947 | 502.783 | 20.2445 | 1.7554 | 19.3177 | 8.202 | 0.52001 | 0.16086 | 0.19976 | 0.030001 | 0.11028 | 0.073885 | 1.8477 | 0.56247 | 0.18907 | 0.45974 | 0.20724 | 11.4751 | 0.003211 | 0.0031693 | 3.7837 | 2.8495 | 67.0637 | 8.4929 | 2.8851 | 0.27615 | 0.32669 | 0.6405 | 0.01231 | 0.054991 | 0.21093 | 1.1871 | 1.2883 | 347.1208 | 421.392 | 43.6521 | 2.4021 | 3.5501 | 1.4454 | 3.5395 | 3.1683 | 6.0484 | 0.92955 | 0.0025737 | 0.039927 | 0.032866 | 0.43521 | 1.5964 | 0.14088 | 0.55477 | 0.48119 | 0.11453
13 | 0.17549 | 0.014025 | 0.015348 | 1.4805 | 0.99665 | 0.99463 | 0.88659 | 0.026019 | 0.85419 | 0.55688 | 0.87891 | 0.83504 | 0.84254 | 0.18423 | 2034.4211 | 312.0281 | 0.94869 | 0.84101 | 0.12061 | 0.16605 | 0.21601 | 0.2354 | 4.9362 | 319.9561 | 0.0025108 | 167.1357 | 129.5209 | 15.4341 | 173.1891 | 13.3433 | 2.3188 | 67.4063 | 14.1041 | 12.6253 | 2462.4049 | 80.1603 | 107.0484 | 1818.917 | 102.367 | 89.5955 | 253.3128 | 217.2241 | 197.2003 | 36.6694 | 53.7928 | 0.90146 | 0.071083 | 0.27516 | 0.018546 | 0.0016439 | 7.5373e-05 | 38.7087 | 14.3064 | 3.2733 | 0.81741 | 0.53392 | 0.092151 | 2.4865 | 58.2108 | 9.6641 | 0.35311 | 0.79859 | 21.2228 | 110.4873 | 27.3306 | 20.4059 | 118.5261 | 8.5349 | 0.035683 | 0.23941 | 0.74737 | 38.1547 | 15.5764 | 850.4957 | 80.8268 | 2.349 | 0.095324 | 0.66613 | 0.10761 | 273.9009 | 149.8799 | 84.044 | 57.4993 | 14.9685 | 1133.9943 | 261.9236 | 92.3138 | 85.4763 | 268.4914 | 154.457 | 95.8717 | 72.9481 | 7.0858 | 0.68218 | 0.74352 | 0.18615 | 70.902 | 5.7344 | 2.0383 | 2.2652 | 0.16887 | 8.7968e-05 | 29.213 | 0.83921 | 0.23543 | 0.19263 | 0.19011 | 2.8009 | 0.95178 | 1.3246 | 0.42007 | 100.1947 | 16.551 | 29.7906 | 10.3158 | 138.9188 | 170.144 | 1992.0012 | 252.4702 | 292.804 | 174.8973 | 802.7735 | 378.9064 | 97.6819 | 459.7791 | 0.0045866 | 0.38069 | 0.21047 | 0.082657 | 0.0086243 | 0.0056179 | 1.9678e-05 | 0.0018668 | 35.6508 | 13.9004 | 0.94468 | 0.15606 | 2.1723 | 4.2309 | 391.0494 | 59.4231 | 4.1121 | 4.8981 | 155.2473 | 9.5743 | 114.7891 | 45.504 | 37.8721 | 96.8798 | 718.2943 | 71.9617 | 672.4175 | 10.2209 | 130.3669 | 661.5467 | 160.6234 | 86.2273 | 58.1397 | 76.7955 | 254.8421 | 53.3703 | 10.145 | 185.3969 | 90.2605 | 12.2617 | 46.2369 | 562.9383 | 6.6012 | 71.1274 | 63.6708 | 214.0965 | 284.6153 | 82.1928 | 52.1187 | 27.8314 | 42.4904 | 0.010454 | 0.0011842 | 0.29456 | 34.1666 | 2.812 | 11.2103 | 2.3761 | 284.8577 | 9.0112 | 4.2861 | 0.46254 | 6014.6424 | 794.5714 | 1547.5109 | 1522.7771 | 26.9973 | 0.68519 | 23.3319 | 2.4926 | 4792.3103 | 1681.4514 | 584.644 | 94.9719 | 119.7127 | 9.0959 | 172.9198 | 0.0011904 | 28.4831 | 0.1857 | 14.5397 | 68.5764 | 4.0757 | 57.4614 | 202.5288 | 0.1131 | 0.2735 | 2.3718 | 2.4092 | 0.35673 | 0.20329 | 0.9698 | 0.16582 | 32.7662 | 0.0028935 | 14.3348 | 272.1738 | 0.024486 | 113.0413 | 5.7249 | 0.044999 | 0.68376 | 0.255 | 5.3035 | 0.099486 | 1.7613 | 1.1395 | 1.4624 | 0.020137 | 0.1179 | 0.054276 | 4.5197 | 0.038968 | 0.55035 | 0.19997 | 7.8654 | 0.00040287 | 0.0037015 | 0.0032137 | 4.9088 | 0.01828 | 0.36222 | 0.21127 | 0.27921 | 0.0012401 | 0.021939 | 0.013984 | 1.2866 | 0.0053438 | 0.092631 | 0.048466 | 0.70035 | 0.0037112 | 0.042335 | 0.19262 | 0.52082 | 0.26076 | 1.0722 | 318.818 | 0.017641 | 1.969 | 0.011332 | 3.6864 | 3.663 | 2.9963 | 201.019 | 0.46968 | 9.8751 | 8.4022 | 14.6289 | 105147.4729 | 8.9398 | 304.0139 | 9.2138 | 4.2223 | 1.9003 | 1.7551 | 2.6839 | 1.7119 | 1.9956 | 13.107 | 3.8146 | 0.68032 | 7.6567 | 2.7922 | 292.4054 | 8.8692 | 0.47341 | 20.3123 | 28.8262 | 636.4506 | 69.1463 | 4.1741 | 3.0459 | 7.8206 | 7.9308 | 0.24532 | 1.2415 | 5.38 | 7.6095 | 6.3015 | 0.0021628 | 0.001347 | 0.0038783 | 1.4065 | 9.3836e-05 | 0.0076597 | 6.0385e-05 | 0.018469 | 0.0026993 | 0.0086066 | 12.8345 | 0.00074196 | 0.64662 | 0.31074 | 7.5175 | 1.35 | 0.040276 | 1.3806 | 0.3329 | 0.01994 | 0.0081428 | 0.0065394 | 0.0035439 | 0.0063439 | 0.0065889 | 0.061844 | 0.080885 | 0.003272 | 0.034683 | 0.011413 | 1.1153 | 0.00039545 | 0.0003946 | 0.10827 | 0.12129 | 2.5529 | 0.29514 | 0.020017 | 0.049483 | 0.025048 | 0.032574 | 0.0012634 | 0.0048322 | 0.022051 | 0.024809 | 0.025385 | 0.043972 | 0.018689 | 0.059311 | 19.5476 | 0.0012412 | 0.10388 | 0.00080554 | 0.43253 | 0.048464 | 0.1565 | 6.8917 | 0.011569 | 22.2052 | 13.6499 | 533.2694 | 30.364 | 1.872 | 30.83 | 14.5772 | 0.84559 | 0.11364 | 0.10429 | 0.056912 | 0.088532 | 0.16296 | 1.8076 | 1.5075 | 0.044775 | 0.90506 | 0.17387 | 21.3399 | 0.0031893 | 0.0035042 | 9.777 | 4.7032 | 151.612 | 13.8775 | 1.6802 | 0.69458 | 0.44598 | 0.63839 | 0.022951 | 0.094188 | 0.34158 | 1.0721 | 1.0928 | 0.028062 | 0.011693 | 0.013833 | 7.2429 | 0.00087915 | 0.19737 | 0.00058111 | 0.86289 | 0.0645 | 0.13551 | 5.5279 | 0.0090114 | 14.93 | 9.0572 | 586.9743 | 17.4406 | 1.806 | 18.8103 | 9.1251 | 0.49934 | 0.13621 | 0.22477 | 0.027695 | 0.1032 | 0.070163 | 1.9649 | 0.64219 | 0.19248 | 0.5371 | 0.228 | 13.3074 | 0.0031293 | 0.0032417 | 3.5787 | 3.1559 | 67.6119 | 8.8677 | 2.9248 | 0.24811 | 0.26981 | 0.63163 | 0.012335 | 0.048084 | 0.24132 | 1.1234 | 1.1216 | 380.0766 | 512.2899 | 77.6415 | 2.7925 | 3.2973 | 1.6971 | 4.0596 | 2.9738 | 9.6848 | 0.81555 | 0.0023825 | 0.041116 | 0.029113 | 0.42333 | 1.3192 | 0.17512 | 0.47843 | 0.50866 | 0.1277
14 | 0.17211 | 0.0080951 | 0.007038 | 1.1036 | 0.99228 | 0.99839 | 0.9478 | 0.096403 | 0.82322 | 0.69734 | 0.67183 | 0.81626 | 0.82539 | 0.20036 | 1894.4066 | 332.1608 | 0.96339 | 0.82646 | 0.14313 | 0.18607 | 0.18423 | 3.4186 | 4.5009 | 241.8835 | 0.0053459 | 152.9331 | 113.3779 | 15.2896 | 149.488 | 15.2437 | 2.0554 | 56.86 | 16.0967 | 10.6086 | 2918.2646 | 82.8349 | 82.9844 | 1532.5351 | 131.2675 | 85.7555 | 283.1126 | 219.8923 | 225.4133 | 37.3339 | 47.3874 | 0.71962 | 0.053177 | 0.019624 | 0.015482 | 0.0015693 | 9.1759e-05 | 29.5448 | 12.1236 | 3.412 | 0.97983 | 0.67106 | 0.10518 | 2.6878 | 46.1086 | 12.3066 | 0.26449 | 0.75284 | 19.904 | 107.857 | 41.065 | 23.194 | 141.172 | 9.8009 | 0.037281 | 0.23259 | 0.79325 | 30.1317 | 21.5259 | 833.37 | 87.4893 | 3.222 | 0.087217 | 0.65111 | 0.11314 | 249.9175 | 159.8787 | 86.7827 | 63.4662 | 15.579 | 1043.7955 | 215.6291 | 86.7801 | 71.5272 | 282.3089 | 168.0829 | 91.9946 | 88.9194 | 8.6386 | 0.63411 | 0.8929 | 0.43824 | 52.4668 | 5.7665 | 1.7839 | 2.1874 | 0.17365 | 8.9856e-05 | 31.532 | 1.023 | 0.24711 | 0.22158 | 0.14282 | 3.5064 | 0.95678 | 1.3867 | 0.47919 | 87.1062 | 14.2974 | 26.2286 | 9.8793 | 152.4965 | 211.0081 | 2145.2594 | 242.9261 | 318.5289 | 189.1478 | 699.9102 | 320.1677 | 92.0448 | 396.0057 | 0.084772 | 0.071781 | 0.046787 | 0.066697 | 0.0081867 | 0.0064427 | 2.8258e-05 | 0.0019221 | 39.4761 | 10.3265 | 0.83969 | 0.17369 | 2.4689 | 6.1998 | 422.6906 | 80.8066 | 3.9385 | 4.7872 | 143.2077 | 8.4118 | 109.0618 | 44.2383 | 33.9567 | 83.3418 | 686.668 | 66.1619 | 738.7545 | 10.0595 | 125.1273 | 715.3816 | 134.5992 | 91.0209 | 62.1618 | 65.6131 | 195.8914 | 63.1723 | 9.4818 | 195.9238 | 94.4049 | 9.4042 | 49.4163 | 639.1885 | 5.7724 | 69.746 | 69.4603 | 167.689 | 304.8084 | 96.337 | 44.6949 | 29.8457 | 42.7368 | 0.0089434 | 0.001413 | 0.27101 | 31.5868 | 2.5255 | 8.7168 | 3.3906 | 244.7882 | 12.1232 | 6.092 | 0.39745 | 6291.813 | 901.6027 | 1279.21 | 1156.3981 | 32.798 | 0.65325 | 26.6201 | 3.1724 | 4612.0701 | 1216.7768 | 500.11 | 100.564 | 155.6809 | 10.1427 | 160.9385 | 0.0011102 | 29.7528 | 0.17223 | 13.5729 | 90.7198 | 4.1466 | 93.9406 | 192.1396 | 0.10329 | 0.3141 | 2.6873 | 2.9491 | 0.13481 | 0.25792 | 1.0124 | 0.14787 | 33.908 | 0.0026749 | 14.8311 | 285.4949 | 0.026015 | 118.7041 | 5.2623 | 0.047302 | 0.64127 | 0.25825 | 4.8047 | 0.097615 | 1.6973 | 1.0787 | 1.4452 | 0.018938 | 0.12038 | 0.056851 | 4.1227 | 0.037553 | 0.55613 | 0.21647 | 7.5707 | 0.00045776 | 0.003126 | 0.0031057 | 5.3888 | 0.018478 | 0.37046 | 0.23971 | 0.2529 | 0.0012115 | 0.020848 | 0.012866 | 1.2555 | 0.0052963 | 0.09893 | 0.053059 | 0.77729 | 0.0037839 | 0.04488 | 0.16499 | 0.51723 | 0.27585 | 1.1068 | 231.6525 | 0.013764 | 1.9474 | 0.012468 | 4.6324 | 5.1363 | 2.755 | 196.7189 | 0.14869 | 9.3583 | 9.0735 | 13.8977 | 118719.0158 | 9.0799 | 343.6971 | 8.3841 | 4.4443 | 1.9323 | 1.7623 | 2.979 | 1.6022 | 1.892 | 14.3805 | 4.1202 | 0.72358 | 7.8689 | 2.6059 | 245.7307 | 7.6073 | 0.41649 | 19.9666 | 24.2433 | 700.6276 | 70.8973 | 4.7298 | 3.0682 | 7.0595 | 8.0497 | 0.27917 | 1.1669 | 5.5218 | 7.5001 | 5.8064 | 0.0020258 | 0.0012263 | 0.0044756 | 1.5024 | 8.6335e-05 | 0.0070721 | 5.9145e-05 | 0.019172 | 0.0025566 | 0.0085572 | 11.985 | 0.00066691 | 0.57973 | 0.2924 | 7.376 | 1.4193 | 0.041086 | 1.2736 | 0.2795 | 0.020216 | 0.0078777 | 0.0069782 | 0.0035682 | 0.0057383 | 0.0070603 | 0.056709 | 0.071642 | 0.0034076 | 0.029737 | 0.010019 | 1.0888 | 0.00045375 | 0.00041852 | 0.10054 | 0.11561 | 3.0542 | 0.3111 | 0.019739 | 0.042582 | 0.027268 | 0.033471 | 0.0011563 | 0.0055401 | 0.021868 | 0.023198 | 0.024564 | 0.042609 | 0.016191 | 0.053022 | 19.3195 | 0.0012381 | 0.096007 | 0.00086257 | 0.41375 | 0.046167 | 0.1411 | 7.1161 | 0.0106 | 19.7535 | 13.0358 | 519.6934 | 27.851 | 1.6292 | 30.4568 | 14.1161 | 0.97559 | 0.1157 | 0.10917 | 0.058859 | 0.096027 | 0.18288 | 1.8563 | 1.4307 | 0.04776 | 0.80636 | 0.15383 | 18.7564 | 0.0034923 | 0.0035182 | 10.3434 | 4.8002 | 141.3405 | 13.4747 | 1.7975 | 0.63852 | 0.4083 | 0.64605 | 0.021125 | 0.087613 | 0.36633 | 1.0684 | 1.1869 | 0.029144 | 0.011073 | 0.016386 | 6.7356 | 0.00089922 | 0.23149 | 0.00056799 | 1.0147 | 0.05928 | 0.11272 | 5.8061 | 0.0085393 | 17.6293 | 7.5899 | 571.0571 | 20.0225 | 1.6759 | 20.2327 | 7.7065 | 0.50325 | 0.16421 | 0.20309 | 0.032293 | 0.10524 | 0.074862 | 2.0661 | 0.53855 | 0.18485 | 0.51582 | 0.20594 | 12.1193 | 0.0031365 | 0.0028325 | 4.1961 | 2.6361 | 57.1071 | 9.1132 | 3.3107 | 0.25405 | 0.30078 | 0.7057 | 0.012158 | 0.054705 | 0.22805 | 1.2278 | 1.146 | 355.8226 | 458.3269 | 49.3622 | 2.3848 | 4.5161 | 1.6323 | 3.7985 | 3.0413 | 12.532 | 0.77499 | 0.0026609 | 0.04317 | 0.03094 | 0.50755 | 1.2233 | 0.13521 | 0.58719 | 0.39193 | 0.11986
15 | 0.18273 | 0.043873 | 0.024137 | 1.452 | 0.9911 | 0.99858 | 0.68812 | 0.052996 | 0.8385 | 0.46425 | 0.79438 | 0.80548 | 0.77046 | 0.16765 | 1565.5877 | 321.3027 | 0.94277 | 0.84748 | 0.18455 | 0.25927 | 0.34752 | 2.3278 | 4.6275 | 348.5971 | 0.0014875 | 156.8222 | 119.793 | 17.2028 | 133.4189 | 14.4945 | 2.2163 | 60.338 | 16.3124 | 14.4169 | 2951.2052 | 95.8112 | 95.7264 | 1690.8213 | 118.7506 | 88.8676 | 232.753 | 268.1684 | 261.065 | 33.725 | 52.4144 | 0.92789 | 0.29669 | 0.15832 | 0.015691 | 0.001827 | 8.4525e-05 | 37.295 | 13.7647 | 2.9577 | 0.7964 | 0.60603 | 0.1013 | 2.5904 | 65.4559 | 11.2495 | 0.33529 | 0.8103 | 23.3879 | 123.1234 | 33.7434 | 17.8094 | 130.2268 | 7.8218 | 0.036597 | 0.26581 | 0.83444 | 34.2666 | 20.5 | 620.4585 | 141.6697 | 3.5444 | 0.099455 | 0.71172 | 0.10341 | 228.6353 | 142.6441 | 78.6205 | 69.7452 | 15.7823 | 1262.2246 | 245.5552 | 77.5591 | 90.9162 | 253.2863 | 149.8005 | 82.2419 | 70.9293 | 6.909 | 0.57953 | 0.93901 | 0.57348 | 51.1732 | 6.2378 | 2.3183 | 2.6309 | 0.17677 | 6.7914e-05 | 31.8293 | 0.98434 | 0.20213 | 0.26127 | 0.18155 | 2.692 | 0.96776 | 0.91401 | 0.52208 | 70.5571 | 14.0879 | 30.8666 | 7.7044 | 132.4466 | 191.4915 | 2185.8539 | 246.5458 | 410.0355 | 162.3161 | 915.2917 | 386.6828 | 89.6592 | 449.0922 | 0.36696 | 0.29971 | 0.12035 | 0.081238 | 0.010257 | 0.0058258 | 2.3743e-05 | 0.0023836 | 26.8001 | 14.3164 | 1.1125 | 0.14361 | 2.5304 | 4.302 | 301.6244 | 78.7718 | 3.4838 | 4.1138 | 123.7753 | 8.4647 | 105.9621 | 40.9023 | 35.6955 | 90.8927 | 772.0017 | 55.0325 | 618.9689 | 9.6341 | 117.0214 | 697.0268 | 136.5531 | 105.1226 | 55.2473 | 79.3283 | 245.9209 | 54.4635 | 9.3611 | 182.4078 | 79.688 | 10.0693 | 51.9235 | 650.1712 | 6.9664 | 83.9507 | 58.2329 | 208.1596 | 265.8981 | 92.9549 | 56.6203 | 34.9338 | 47.9683 | 0.010218 | 0.0013586 | 0.23021 | 35.4379 | 2.6264 | 10.697 | 2.2698 | 273.6188 | 10.5591 | 5.5547 | 0.5848 | 5865.3969 | 783.9071 | 1405.4139 | 1187.1955 | 33.1455 | 1.0837 | 24.545 | 3.0206 | 5350.7459 | 1321.3034 | 590.4539 | 82.3067 | 148.3288 | 9.6215 | 154.682 | 0.0012561 | 37.6503 | 0.14196 | 11.6439 | 59.9005 | 6.0272 | 90.435 | 161.6352 | 0.12389 | 0.23358 | 2.501 | 3.6236 | 0.10878 | 0.2457 | 1.0308 | 0.18978 | 33.5218 | 0.0027401 | 13.9355 | 295.8439 | 0.025581 | 108.8863 | 5.5504 | 0.044597 | 0.64972 | 0.28432 | 4.9523 | 0.090073 | 1.8351 | 1.1092 | 1.4711 | 0.019787 | 0.10474 | 0.055416 | 4.334 | 0.039535 | 0.4918 | 0.22096 | 8.8024 | 0.00047709 | 0.0033418 | 0.0029092 | 5.1421 | 0.018808 | 0.3588 | 0.21825 | 0.2448 | 0.0010947 | 0.022257 | 0.013657 | 1.2512 | 0.0049746 | 0.084589 | 0.055267 | 0.67527 | 0.0034027 | 0.046215 | 0.17489 | 0.53353 | 0.2841 | 1.1172 | 373.1324 | 0.013882 | 1.9782 | 0.011458 | 3.5137 | 5.6941 | 3.0546 | 191.9133 | 0.26998 | 9.0073 | 9.2466 | 13.2462 | 116123.6906 | 8.7321 | 350.6651 | 8.1595 | 4.4737 | 1.9507 | 1.9511 | 2.7072 | 1.7717 | 1.8602 | 14.7418 | 3.9489 | 0.78195 | 8.5396 | 2.9343 | 263.7156 | 9.1203 | 0.42282 | 16.7428 | 26.3745 | 641.509 | 67.7717 | 4.2606 | 2.6565 | 7.2664 | 7.314 | 0.25238 | 1.2922 | 4.7794 | 6.3614 | 5.9943 | 0.0021997 | 0.0012949 | 0.0041611 | 1.4581 | 8.1297e-05 | 0.0071456 | 6.1091e-05 | 0.019435 | 0.00281 | 0.0076414 | 12.9421 | 0.00067301 | 0.62184 | 0.3087 | 8.1325 | 1.39 | 0.037393 | 1.3218 | 0.30551 | 0.019207 | 0.0076089 | 0.0070208 | 0.0032056 | 0.0061221 | 0.0073574 | 0.057294 | 0.06837 | 0.0034673 | 0.031115 | 0.0098622 | 1.1715 | 0.0004771 | 0.00044018 | 0.10615 | 0.11346 | 2.9525 | 0.32813 | 0.020303 | 0.04184 | 0.028656 | 0.036033 | 0.0012347 | 0.0048009 | 0.018869 | 0.025643 | 0.023355 | 0.037757 | 0.015929 | 0.061441 | 17.1495 | 0.0011984 | 0.094398 | 0.00084154 | 0.3891 | 0.04809 | 0.14404 | 6.7771 | 0.011447 | 21.4438 | 13.3032 | 451.8147 | 28.0126 | 1.8243 | 30.8849 | 13.7469 | 0.99314 | 0.10159 | 0.10039 | 0.052412 | 0.10364 | 0.15737 | 1.73 | 1.3615 | 0.041759 | 0.82487 | 0.15105 | 19.8881 | 0.0035413 | 0.0037821 | 10.2618 | 5.7039 | 154.1297 | 13.1528 | 1.7479 | 0.60159 | 0.46122 | 0.60616 | 0.018849 | 0.089801 | 0.40072 | 1.1443 | 1.1484 | 0.02579 | 0.011227 | 0.014312 | 6.6877 | 0.00090267 | 0.24046 | 0.00063458 | 0.90685 | 0.070193 | 0.13011 | 4.8991 | 0.0092755 | 16.6951 | 7.5089 | 552.0894 | 18.983 | 1.719 | 18.6027 | 7.99 | 0.4878 | 0.15414 | 0.23918 | 0.026957 | 0.10906 | 0.081787 | 1.7187 | 0.58396 | 0.16654 | 0.51192 | 0.21126 | 12.7784 | 0.0032494 | 0.0030881 | 4.0789 | 3.0365 | 59.9878 | 9.041 | 3.2607 | 0.26274 | 0.31613 | 0.73412 | 0.013446 | 0.055781 | 0.24623 | 1.262 | 1.2613 | 366.336 | 517.6957 | 67.6251 | 2.1005 | 3.8392 | 1.5801 | 3.0227 | 3.4231 | 10.2152 | 0.83041 | 0.0023777 | 0.04498 | 0.030728 | 0.3788 | 1.3517 | 0.18269 | 0.67446 | 0.38954 | 0.13539
16 | 0.14703 | 0.021336 | 0.011309 | 1.2811 | 0.9964 | 0.9912 | 0.90004 | 0.07298 | 0.85795 | 0.67892 | 0.69991 | 0.76971 | 0.75684 | 0.17572 | 1620.3926 | 400.4473 | 0.96647 | 0.83259 | 0.18934 | 0.23963 | 0.19789 | 2.9642 | 5.5816 | 373.0232 | 0.0018741 | 144.4728 | 127.6035 | 14.3046 | 154.0151 | 15.587 | 1.9984 | 58.6935 | 16.7683 | 9.8302 | 2670.1747 | 84.2902 | 99.9405 | 1867.3353 | 132.6351 | 99.7658 | 287.9109 | 285.4121 | 252.1384 | 32.6704 | 59.4986 | 0.70721 | 0.11112 | 0.014521 | 0.018668 | 0.0016783 | 6.5554e-05 | 33.4329 | 12.4193 | 3.4337 | 0.94592 | 0.51207 | 0.085889 | 2.7003 | 71.9518 | 9.0854 | 0.25503 | 0.83378 | 23.2497 | 114.97 | 29.3035 | 23.9246 | 124.6506 | 8.2701 | 0.039839 | 0.25318 | 0.69374 | 27.6212 | 12.9986 | 911.5428 | 126.2936 | 3.08 | 0.093863 | 0.5835 | 0.12027 | 294.7984 | 157.3638 | 82.8926 | 55.496 | 16.8228 | 1356.5907 | 220.5078 | 66.5689 | 89.8477 | 275.3116 | 144.5843 | 93.5989 | 84.3068 | 8.7313 | 0.86914 | 0.65111 | 0.23256 | 56.511 | 5.2823 | 2.0755 | 1.9908 | 0.15559 | 8.35e-05 | 37.1022 | 1.2149 | 0.21363 | 0.24729 | 0.12648 | 2.5394 | 0.95796 | 1.0176 | 0.50163 | 109.1685 | 19.7521 | 27.2091 | 8.0486 | 154.131 | 186.5346 | 2150.2209 | 211.2889 | 403.39 | 176.2907 | 726.1541 | 365.9822 | 76.5219 | 403.0168 | 0.42645 | 0.10409 | 0.061557 | 0.076287 | 0.0097496 | 0.0054088 | 2.6186e-05 | 0.0020214 | 36.8531 | 10.0079 | 1.0648 | 0.1528 | 2.087 | 6.0003 | 368.3343 | 91.3386 | 2.5758 | 4.3553 | 154.135 | 8.6593 | 123.3664 | 40.0247 | 29.4966 | 92.7868 | 702.3934 | 74.1047 | 652.0998 | 8.6277 | 121.8118 | 740.3974 | 168.2148 | 108.1623 | 54.465 | 67.1146 | 255.9325 | 57.8094 | 9.895 | 160.2158 | 97.3201 | 10.8627 | 47.4757 | 541.3177 | 6.9912 | 66.2902 | 54.2803 | 179.7987 | 323.4328 | 76.1105 | 47.6809 | 30.0897 | 41.3287 | 0.0084917 | 0.0011508 | 0.30114 | 38.0593 | 2.7646 | 9.6538 | 2.553 | 307.0733 | 10.8472 | 4.0377 | 0.41895 | 6062.7408 | 888.3474 | 1485.8304 | 1214.9897 | 31.1324 | 0.82142 | 25.1354 | 2.9336 | 5058.7192 | 1305.4524 | 603.7496 | 83.4725 | 158.0344 | 8.0532 | 168.3562 | 0.0014838 | 34.2843 | 0.15914 | 12.8544 | 75.7278 | 6.3309 | 87.2495 | 214.8203 | 0.10571 | 0.21421 | 1.3371 | 3.5062 | 0.3177 | 0.21534 | 1.1323 | 0.1986 | 32.5856 | 0.0027675 | 13.3043 | 281.7109 | 0.025828 | 127.1191 | 5.1212 | 0.042321 | 0.68034 | 0.26158 | 4.8475 | 0.090662 | 1.7531 | 1.0668 | 1.505 | 0.018801 | 0.11243 | 0.05305 | 4.3104 | 0.035961 | 0.53611 | 0.20288 | 9.0998 | 0.00041679 | 0.0032242 | 0.0029787 | 5.6715 | 0.020759 | 0.34374 | 0.2407 | 0.28778 | 0.0011772 | 0.019077 | 0.013279 | 1.2015 | 0.0057809 | 0.0983 | 0.051941 | 0.69626 | 0.0032981 | 0.043362 | 0.18125 | 0.53179 | 0.26811 | 0.977 | 283.5034 | 0.016032 | 1.9606 | 0.012281 | 5.4826 | 5.188 | 2.2999 | 205.3707 | 0.51521 | 10.8925 | 8.9295 | 12.7854 | 123668.3544 | 8.1736 | 353.0385 | 9.6773 | 4.1253 | 2.1188 | 1.9794 | 2.8911 | 1.7539 | 1.74 | 13.6207 | 4.1841 | 0.72986 | 8.3646 | 2.5499 | 276.6705 | 9.0167 | 0.46881 | 17.0989 | 27.9577 | 589.0283 | 60.1567 | 4.4433 | 2.8919 | 8.4908 | 8.3426 | 0.2674 | 1.3486 | 5.232 | 6.8901 | 6.195 | 0.0019221 | 0.0011534 | 0.0043167 | 1.3627 | 9.0539e-05 | 0.0065951 | 6.276e-05 | 0.019835 | 0.0024612 | 0.008117 | 13.6431 | 0.00079748 | 0.59935 | 0.29841 | 8.3958 | 1.1813 | 0.038291 | 1.229 | 0.28345 | 0.019697 | 0.0069078 | 0.0067069 | 0.0038164 | 0.0054877 | 0.0075189 | 0.062656 | 0.079101 | 0.0038043 | 0.035134 | 0.011189 | 1.206 | 0.00042426 | 0.00045375 | 0.092525 | 0.1167 | 2.9903 | 0.27843 | 0.022642 | 0.047691 | 0.027541 | 0.036403 | 0.0012596 | 0.0052624 | 0.019493 | 0.02674 | 0.02504 | 0.039424 | 0.017875 | 0.062929 | 19.8413 | 0.0011361 | 0.1006 | 0.00088415 | 0.45313 | 0.045836 | 0.13887 | 7.2588 | 0.01076 | 22.2983 | 14.828 | 463.8259 | 30.9297 | 1.9274 | 28.9907 | 15.3699 | 0.95975 | 0.11085 | 0.09582 | 0.059416 | 0.089519 | 0.15884 | 2.0674 | 1.3178 | 0.047981 | 0.81988 | 0.15681 | 20.4072 | 0.0032788 | 0.00319 | 9.1622 | 5.5928 | 157.9485 | 14.0576 | 1.8707 | 0.62472 | 0.42638 | 0.58351 | 0.022133 | 0.10069 | 0.38658 | 1.1705 | 1.1083 | 0.02939 | 0.011775 | 0.014566 | 6.3945 | 0.00084904 | 0.21995 | 0.00060395 | 1.0204 | 0.065415 | 0.11504 | 4.9432 | 0.0081168 | 17.2703 | 7.8881 | 556.5329 | 19.3383 | 1.8381 | 19.7799 | 8.7065 | 0.56964 | 0.14905 | 0.21873 | 0.032409 | 0.11721 | 0.078606 | 2.037 | 0.53789 | 0.1888 | 0.46878 | 0.19921 | 13.1366 | 0.0027581 | 0.0028611 | 3.6636 | 2.7945 | 64.4879 | 8.9666 | 3.034 | 0.25249 | 0.31811 | 0.68703 | 0.014081 | 0.048234 | 0.2084 | 1.1774 | 1.2337 | 409.192 | 408.8389 | 38.7559 | 2.4517 | 3.4222 | 1.1013 | 4.258 | 2.6295 | 13.3226 | 0.81974 | 0.0025318 | 0.044496 | 0.031567 | 0.47671 | 1.7487 | 0.15492 | 0.45881 | 0.43485 | 0.14319
17 | 0.15861 | 0.02486 | 0.0097593 | 1.1633 | 0.99 | 0.99684 | 0.74979 | 0.047947 | 0.77906 | 0.54522 | 0.73653 | 0.73659 | 0.80886 | 0.22349 | 1866.0188 | 196.4674 | 0.94088 | 0.85319 | 0.14047 | 0.20986 | 0.29809 | 1.0155 | 2.5391 | 628.1076 | 0.0068126 | 135.1724 | 98.39 | 14.9485 | 143.6464 | 14.2626 | 1.7346 | 59.0245 | 17.2034 | 12.8098 | 2542.9619 | 87.6842 | 83.8594 | 1551.2795 | 119.6963 | 91.6278 | 255.1399 | 276.7897 | 248.3178 | 29.6652 | 54.7427 | 0.8326 | 0.32578 | 0.076144 | 0.017654 | 0.0021418 | 7.231e-05 | 30.5523 | 11.0723 | 3.5653 | 0.85727 | 0.58106 | 0.11423 | 2.7534 | 70.3109 | 1.2181 | 0.2946 | 0.80708 | 25.4266 | 87.406 | 30.212 | 15.2675 | 142.9905 | 8.6207 | 0.03035 | 0.3094 | 0.63824 | 40.9052 | 18.0846 | 507.1419 | 132.2658 | 3.2719 | 0.077941 | 0.50494 | 0.09478 | 243.976 | 148.499 | 93.899 | 56.6373 | 17.662 | 1050.0988 | 223.0192 | 104.4142 | 88.8191 | 235.6623 | 181.1995 | 77.4058 | 79.7845 | 7.5758 | 0.46983 | 0.96027 | 0.3114 | 69.3231 | 5.4365 | 1.7278 | 2.7118 | 0.14879 | 8.8673e-05 | 34.7098 | 1.1764 | 0.25633 | 0.2728 | 0.18541 | 3.2423 | 0.96509 | 1.1525 | 0.39166 | 94.6615 | 13.4094 | 28.6711 | 8.3295 | 126.8272 | 124.9911 | 2098.2584 | 268.8547 | 312.5223 | 157.8376 | 874.4366 | 314.4632 | 99.5959 | 445.0935 | 0.19548 | 0.14242 | 0.13675 | 0.077957 | 0.0093968 | 0.0063052 | 2.449e-05 | 0.0022263 | 29.9612 | 12.6808 | 1.046 | 0.1685 | 2.0566 | 6.8418 | 376.316 | 71.4642 | 2.7764 | 5.6663 | 133.6103 | 9.3405 | 118.9014 | 46.2853 | 29.7821 | 79.0169 | 742.2021 | 68.147 | 630.8701 | 8.9699 | 111.4383 | 613.0099 | 129.426 | 82.1917 | 49.5195 | 59.1851 | 215.2772 | 47.9644 | 8.9428 | 162.977 | 87.0602 | 11.4047 | 54.8532 | 615.9218 | 6.17 | 81.9902 | 68.4534 | 194.6299 | 257.8731 | 86.5437 | 51.0917 | 31.4771 | 39.4358 | 0.011725 | 0.00096296 | 0.3272 | 32.647 | 1.9332 | 11.9002 | 2.0993 | 277.7906 | 11.5132 | 5.1452 | 0.44601 | 5750.6087 | 937.2249 | 1387.6041 | 1251.4208 | 34.4218 | 1.2771 | 20.9798 | 2.601 | 5089.063 | 1471.683 | 552.8939 | 109.7009 | 127.2948 | 8.8949 | 147.1171 | 0.0012894 | 37.8235 | 0.15147 | 11.3958 | 73.1774 | 5.8565 | 82.6015 | 208.4433 | 0.11158 | 0.25883 | 2.1826 | 3.1621 | 0.27357 | 0.20553 | 1.081 | 0.17005 | 36.6632 | 0.0030403 | 12.7653 | 323.4758 | 0.023676 | 129.7481 | 5.5787 | 0.045479 | 0.62068 | 0.25052 | 4.9878 | 0.092372 | 1.7405 | 1.0251 | 1.426 | 0.01798 | 0.11815 | 0.052347 | 4.4672 | 0.040428 | 0.48766 | 0.2119 | 7.7338 | 0.00047076 | 0.0033904 | 0.0031941 | 4.9624 | 0.019873 | 0.33504 | 0.2203 | 0.24691 | 0.001257 | 0.02029 | 0.014323 | 1.1586 | 0.0057935 | 0.094591 | 0.048682 | 0.64312 | 0.0038345 | 0.045976 | 0.17018 | 0.51423 | 0.30029 | 1.162 | 219.0738 | 0.013171 | 1.9944 | 0.012921 | 4.2036 | 4.7419 | 2.4611 | 195.569 | 0.39961 | 9.4147 | 9.1905 | 12.9532 | 103424.6331 | 7.9964 | 356.3549 | 8.6908 | 4.3238 | 2.1835 | 1.8339 | 2.5733 | 1.4635 | 1.6864 | 12.5573 | 3.7659 | 0.66093 | 7.3252 | 2.8839 | 256.6431 | 8.4878 | 0.4778 | 18.3757 | 25.9992 | 664.7981 | 62.938 | 4.8233 | 3.0071 | 8.4401 | 7.6036 | 0.27725 | 1.2859 | 5.0362 | 7.1073 | 6.8888 | 0.0022442 | 0.0013761 | 0.0040667 | 1.6513 | 9.6608e-05 | 0.0073838 | 6.4694e-05 | 0.018304 | 0.002874 | 0.0075399 | 12.4808 | 0.00071101 | 0.6348 | 0.27721 | 8.7367 | 1.2907 | 0.039836 | 1.3419 | 0.28629 | 0.019562 | 0.0071651 | 0.0068357 | 0.0036161 | 0.0060557 | 0.0062851 | 0.060678 | 0.076759 | 0.0033841 | 0.031534 | 0.0099286 | 1.1885 | 0.00044779 | 0.00046751 | 0.10288 | 0.12245 | 2.6983 | 0.31466 | 0.021449 | 0.047541 | 0.029432 | 0.03574 | 0.0010859 | 0.0049646 | 0.021636 | 0.027185 | 0.02579 | 0.038336 | 0.017644 | 0.064635 | 17.7147 | 0.0013297 | 0.10606 | 0.00078783 | 0.40334 | 0.052719 | 0.14989 | 7.6882 | 0.010915 | 23.573 | 13.3261 | 457.4774 | 29.4969 | 1.7077 | 29.4646 | 12.7896 | 0.87021 | 0.10004 | 0.092361 | 0.049413 | 0.097183 | 0.17757 | 2.0462 | 1.3193 | 0.045435 | 0.86392 | 0.17948 | 17.8645 | 0.0034454 | 0.0036508 | 11.0003 | 5.2563 | 146.3529 | 15.5062 | 1.8363 | 0.65514 | 0.38338 | 0.64805 | 0.021446 | 0.086275 | 0.37725 | 1.0192 | 1.0422 | 0.029525 | 0.010088 | 0.016516 | 6.4811 | 0.00087291 | 0.20752 | 0.0005457 | 0.97657 | 0.059975 | 0.13629 | 5.8393 | 0.0078543 | 16.9277 | 8.8847 | 542.9584 | 21.1404 | 1.7244 | 17.6914 | 7.4994 | 0.57726 | 0.14156 | 0.23054 | 0.031619 | 0.1154 | 0.080208 | 1.9502 | 0.60533 | 0.16399 | 0.50679 | 0.21805 | 11.7909 | 0.0027187 | 0.0030747 | 3.5976 | 2.7583 | 66.5266 | 7.8473 | 3.0685 | 0.27759 | 0.2752 | 0.66421 | 0.014392 | 0.052188 | 0.2354 | 1.2124 | 1.2031 | 399.5681 | 481.4293 | 75.0722 | 1.9673 | 3.683 | 1.1575 | 4.7596 | 3.5313 | 7.2983 | 0.79394 | 0.0024263 | 0.039176 | 0.030077 | 0.39072 | 1.6663 | 0.17081 | 0.52813 | 0.49862 | 0.12663
18 | 0.15125 | 0.040173 | 0.030796 | 1.1855 | 0.99061 | 0.99576 | 0.94131 | 0.085506 | 0.86172 | 0.60835 | 0.77888 | 0.75612 | 0.89752 | 0.19482 | 1509.2273 | 284.4579 | 0.93736 | 0.86086 | 0.15016 | 0.28636 | 0.11152 | 1.1832 | 3.9903 | 449.6606 | 0.0020584 | 131.4528 | 121.5754 | 13.0782 | 123.0686 | 15.6916 | 2.0206 | 55.204 | 13.7879 | 12.1876 | 2499.5651 | 75.0619 | 101.5131 | 1915.2196 | 121.6465 | 98.676 | 295.0396 | 246.2336 | 231.1728 | 34.2644 | 57.484 | 0.77516 | 0.25357 | 0.11432 | 0.019699 | 0.0020131 | 8.2793e-05 | 35.6403 | 12.7647 | 2.8236 | 0.89008 | 0.6302 | 0.098547 | 2.634 | 51.4012 | 5.0856 | 0.27249 | 0.86459 | 24.7877 | 104.4587 | 31.1651 | 22.3026 | 146.1527 | 10.3085 | 0.032411 | 0.27559 | 0.85662 | 27.8739 | 19.1619 | 593.9834 | 139.6275 | 3.4457 | 0.11285 | 0.60261 | 0.10549 | 320.1396 | 146.5955 | 80.8877 | 66.4194 | 14.3401 | 1233.3202 | 285.8509 | 98.857 | 81.9507 | 259.233 | 165.6174 | 88.0568 | 69.8425 | 8.3324 | 0.54176 | 0.68803 | 0.54206 | 53.6234 | 7.131 | 1.7186 | 2.806 | 0.19812 | 7.3827e-05 | 33.5835 | 1.3595 | 0.25076 | 0.27851 | 0.12853 | 3.1756 | 0.95343 | 1.1757 | 0.44375 | 96.9919 | 15.087 | 38.6724 | 9.6591 | 122.7516 | 177.6704 | 2023.668 | 263.1522 | 359.9413 | 172.1354 | 751.3393 | 375.082 | 85.7379 | 434.8162 | 0.2441 | 0.098683 | 0.18597 | 0.060745 | 0.008269 | 0.006867 | 2.6932e-05 | 0.0023396 | 33.7017 | 11.572 | 0.98302 | 0.19004 | 2.6093 | 4.5605 | 333.397 | 87.0066 | 3.8449 | 4.7017 | 118.8209 | 7.8925 | 137.8691 | 39.4729 | 32.2177 | 85.8827 | 731.4425 | 65.4471 | 639.8691 | 10.3246 | 111.1182 | 671.4206 | 156.8287 | 103.1656 | 57.5647 | 73.2158 | 212.9475 | 61.2903 | 8.1244 | 187.6232 | 96.0964 | 10.3255 | 45.1015 | 581.4049 | 7.3578 | 68.243 | 60.4852 | 173.2805 | 317.0789 | 75.29 | 54.3825 | 35.3871 | 46.8676 | 0.0083216 | 0.0013195 | 0.26999 | 28.3443 | 2.1887 | 9.9648 | 2.8287 | 228.2499 | 9.8257 | 3.9285 | 0.53613 | 7103.3165 | 815.2948 | 1439.9031 | 1437.5099 | 35.3171 | 1.1378 | 20.5858 | 2.8177 | 5260.9983 | 1166.8294 | 483.8884 | 107.746 | 137.7747 | 8.8349 | 146.3265 | 0.0015628 | 39.633 | 0.16787 | 12.5576 | 63.3111 | 3.8062 | 77.8572 | 230.9565 | 0.12241 | 0.27172 | 1.6489 | 3.4598 | 0.20144 | 0.26911 | 1.157 | 0.1879 | 34.5865 | 0.0025306 | 13.0042 | 302.3999 | 0.022983 | 125.9871 | 5.2856 | 0.046298 | 0.63302 | 0.26275 | 4.7284 | 0.094189 | 1.808 | 1.0425 | 1.4992 | 0.01764 | 0.11669 | 0.057552 | 4.5755 | 0.036868 | 0.51781 | 0.21772 | 8.0359 | 0.00039625 | 0.0036362 | 0.0028384 | 5.0102 | 0.021264 | 0.37766 | 0.24374 | 0.25679 | 0.0011658 | 0.022572 | 0.013484 | 1.2927 | 0.0048984 | 0.086456 | 0.05275 | 0.6595 | 0.0036501 | 0.041331 | 0.19484 | 0.51262 | 0.27989 | 1.1849 | 246.7842 | 0.016305 | 1.9739 | 0.011124 | 3.3398 | 5.4126 | 2.506 | 202.8729 | 0.065341 | 9.793 | 8.4104 | 14.8412 | 104711.3874 | 9.3095 | 317.5358 | 8.8968 | 3.9752 | 2.2344 | 1.7759 | 2.5417 | 1.6924 | 1.6696 | 14.3022 | 3.8395 | 0.7733 | 8.0709 | 2.9826 | 261.5003 | 8.376 | 0.45558 | 18.3512 | 28.9543 | 595.7627 | 64.8141 | 4.7707 | 2.6114 | 8.2753 | 7.1974 | 0.27049 | 1.1433 | 4.9178 | 6.5457 | 5.7607 | 0.0021765 | 0.0013182 | 0.003919 | 1.4435 | 8.9097e-05 | 0.0077085 | 5.4009e-05 | 0.017385 | 0.0026393 | 0.0077272 | 12.3842 | 0.00075404 | 0.69544 | 0.28401 | 8.4857 | 1.3829 | 0.039523 | 1.4219 | 0.30998 | 0.020009 | 0.0072685 | 0.0073152 | 0.0033312 | 0.0059275 | 0.0069023 | 0.060342 | 0.067284 | 0.0036735 | 0.034371 | 0.011141 | 1.2455 | 0.00040267 | 0.00045733 | 0.095495 | 0.11797 | 2.8152 | 0.30572 | 0.019334 | 0.0453 | 0.027745 | 0.035431 | 0.0012158 | 0.005127 | 0.020179 | 0.023324 | 0.023561 | 0.040815 | 0.016801 | 0.058326 | 18.4578 | 0.0012575 | 0.091619 | 0.00089083 | 0.39872 | 0.053573 | 0.14856 | 6.6876 | 0.011647 | 22.7616 | 14.9549 | 507.3265 | 30.1999 | 1.7967 | 26.7509 | 14.3708 | 0.81852 | 0.10539 | 0.10065 | 0.060017 | 0.093082 | 0.15594 | 1.9424 | 1.4873 | 0.042511 | 0.91424 | 0.1642 | 20.7901 | 0.0031674 | 0.0034426 | 9.5574 | 5.0898 | 169.6439 | 13.6186 | 1.7335 | 0.59378 | 0.41977 | 0.59423 | 0.020622 | 0.085304 | 0.34916 | 1.1062 | 1.1766 | 0.024943 | 0.010838 | 0.016098 | 6.5196 | 0.00075518 | 0.2228 | 0.00052953 | 0.84269 | 0.068023 | 0.13191 | 5.4463 | 0.0077497 | 17.0252 | 7.9734 | 507.1437 | 19.2331 | 1.8862 | 19.5826 | 7.8879 | 0.54808 | 0.14467 | 0.20643 | 0.031873 | 0.097999 | 0.085242 | 1.9074 | 0.61564 | 0.18333 | 0.49424 | 0.19601 | 11.9073 | 0.003188 | 0.0027184 | 4.2209 | 2.7197 | 62.1138 | 8.6509 | 3.4191 | 0.25093 | 0.27867 | 0.60898 | 0.014045 | 0.051591 | 0.20592 | 1.0955 | 1.2191 | 438.8741 | 530.6731 | 54.7266 | 2.3494 | 4.2371 | 1.5314 | 3.9757 | 2.7994 | 15.0302 | 0.85036 | 0.0026834 | 0.047158 | 0.031131 | 0.41464 | 1.5026 | 0.15034 | 0.53315 | 0.45903 | 0.10509
19 | 0.18718 | 0.022664 | 0.014835 | 1.3098 | 0.9981 | 0.99916 | 0.65212 | 0.063757 | 0.87291 | 0.62966 | 0.60745 | 0.79342 | 0.77553 | 0.18277 | 1313.4475 | 234.8736 | 0.94993 | 0.87346 | 0.20958 | 0.27255 | 0.41146 | 1.8525 | 6.292 | 594.7271 | 0.0060466 | 145.5028 | 138.8054 | 16.4499 | 124.7839 | 15.8559 | 2.4038 | 57.9411 | 17.908 | 11.4441 | 3103.9182 | 79.1288 | 98.9486 | 1746.4305 | 127.1157 | 95.5585 | 241.6504 | 249.8088 | 220.2802 | 28.4046 | 58.3536 | 0.89022 | 0.19334 | 0.057795 | 0.014465 | 0.0017652 | 9.3658e-05 | 34.8005 | 11.5903 | 3.121 | 0.6907 | 0.51795 | 0.086583 | 2.0485 | 63.2168 | 6.1996 | 0.32311 | 0.85287 | 27.0355 | 76.9693 | 27.7687 | 15.4905 | 128.3154 | 10.0739 | 0.032918 | 0.27065 | 0.81359 | 36.1413 | 17.6749 | 537.2903 | 105.5134 | 2.4614 | 0.10404 | 0.43077 | 0.088108 | 298.2472 | 135.2329 | 91.3729 | 61.1303 | 18.149 | 1275.5488 | 274.3552 | 73.9673 | 79.0611 | 270.9589 | 176.7994 | 80.7723 | 78.3567 | 6.7168 | 0.40514 | 0.63512 | 0.37668 | 55.6612 | 5.8934 | 1.6226 | 2.3768 | 0.18682 | 9.5266e-05 | 39.5665 | 0.9024 | 0.20754 | 0.23266 | 0.19786 | 3.382 | 0.9581 | 1.0033 | 0.36208 | 104.4489 | 12.0236 | 36.9184 | 7.8192 | 157.2332 | 158.0742 | 1892.0609 | 276.7431 | 339.5385 | 169.808 | 798.8056 | 402.0456 | 84.611 | 438.8357 | 0.30794 | 0.26357 | 0.10782 | 0.084712 | 0.010078 | 0.0071329 | 2.7742e-05 | 0.002496 | 37.768 | 12.8659 | 1.0343 | 0.1485 | 2.3563 | 5.3044 | 428.7437 | 75.5901 | 2.8239 | 6.0838 | 119.9526 | 9.0606 | 127.1357 | 50.5626 | 28.7239 | 99.5556 | 638.023 | 61.5386 | 657.1551 | 8.4819 | 133.237 | 752.84 | 132.0853 | 97.7024 | 63.9282 | 71.7934 | 198.453 | 57.1882 | 7.9454 | 156.0311 | 81.7621 | 12.1073 | 41.7902 | 533.3302 | 7.1011 | 87.0127 | 54.6355 | 177.2732 | 315.4316 | 89.4623 | 45.5459 | 28.2915 | 50.5668 | 0.012047 | 0.0011718 | 0.22517 | 26.8582 | 2.3783 | 12.2484 | 3.1759 | 324.7409 | 8.9257 | 4.1686 | 0.40865 | 6726.7542 | 746.189 | 1207.8179 | 1310.5455 | 30.6936 | 0.86801 | 20.6624 | 2.9717 | 4487.4528 | 1837.7762 | 567.0641 | 89.1312 | 132.5757 | 7.6707 | 170.6625 | 0.0011309 | 32.9733 | 0.16731 | 13.9827 | 86.5898 | 4.7273 | 84.0786 | 187.676 | 0.1171 | 0.26295 | 1.8888 | 2.2472 | 0.14881 | 0.25481 | 0.9216 | 0.13607 | 37.0686 | 0.0029924 | 14.2419 | 318.3227 | 0.022614 | 124.1931 | 5.3971 | 0.045295 | 0.60789 | 0.26477 | 5.052 | 0.095168 | 1.7298 | 1.0555 | 1.5138 | 0.019315 | 0.11903 | 0.054991 | 4.8056 | 0.038108 | 0.5164 | 0.22409 | 7.6525 | 0.00040523 | 0.0032781 | 0.0029898 | 5.1186 | 0.021481 | 0.35698 | 0.20604 | 0.26145 | 0.0012327 | 0.019391 | 0.012517 | 1.1277 | 0.0054815 | 0.090072 | 0.05432 | 0.71302 | 0.0038865 | 0.047112 | 0.17878 | 0.5469 | 0.26238 | 1.0219 | 267.7562 | 0.016805 | 1.9542 | 0.011588 | 3.6401 | 5.8007 | 2.1869 | 189.9824 | 0.084179 | 10.7811 | 8.7259 | 13.6321 | 112338.3477 | 9.2074 | 294.5433 | 9.3728 | 4.7801 | 2.2619 | 2.0343 | 3.0449 | 1.4897 | 1.7711 | 15.2149 | 4.0363 | 0.64654 | 8.8649 | 2.5749 | 241.6671 | 7.913 | 0.45283 | 17.4951 | 25.205 | 679.1392 | 63.2846 | 4.6571 | 3.1173 | 7.7827 | 8.4116 | 0.26659 | 1.107 | 5.2927 | 7.3683 | 6.6842 | 0.0022602 | 0.0011736 | 0.0045288 | 1.427 | 9.1718e-05 | 0.0069065 | 5.728e-05 | 0.019662 | 0.0026703 | 0.0073413 | 11.9461 | 0.00071465 | 0.65192 | 0.30357 | 8.547 | 1.1759 | 0.037364 | 1.3866 | 0.32411 | 0.018445 | 0.0078115 | 0.0071902 | 0.003434 | 0.0059116 | 0.0074066 | 0.055994 | 0.072255 | 0.0035984 | 0.03154 | 0.010122 | 1.1772 | 0.00044234 | 0.0004296 | 0.10721 | 0.13061 | 2.6726 | 0.28003 | 0.020816 | 0.050755 | 0.026048 | 0.0367 | 0.0010842 | 0.0054196 | 0.02121 | 0.022861 | 0.026933 | 0.036601 | 0.017128 | 0.054218 | 16.8967 | 0.0013006 | 0.098506 | 0.00081367 | 0.43017 | 0.050437 | 0.15218 | 7.177 | 0.011747 | 22.0057 | 12.9236 | 513.3509 | 27.1065 | 1.8991 | 26.4068 | 13.3637 | 0.90112 | 0.10963 | 0.11053 | 0.055022 | 0.1004 | 0.17258 | 1.8628 | 1.3499 | 0.042976 | 0.92672 | 0.15216 | 18.6283 | 0.0032377 | 0.0032831 | 9.0714 | 5.4278 | 144.6125 | 14.4859 | 1.8447 | 0.64516 | 0.39362 | 0.66678 | 0.019203 | 0.10172 | 0.33437 | 0.99711 | 1.0149 | 0.028531 | 0.010432 | 0.015618 | 7.5865 | 0.0008052 | 0.20301 | 0.00063248 | 0.93622 | 0.061082 | 0.12028 | 5.3827 | 0.0088035 | 15.9226 | 9.0017 | 524.295 | 19.4578 | 1.8687 | 20.7606 | 7.7498 | 0.48081 | 0.15876 | 0.22059 | 0.029674 | 0.1085 | 0.07259 | 1.8738 | 0.64959 | 0.17975 | 0.5197 | 0.2217 | 12.9652 | 0.0029229 | 0.0027703 | 3.9901 | 3.1697 | 61.4496 | 8.7978 | 3.022 | 0.24253 | 0.31318 | 0.72646 | 0.013834 | 0.056825 | 0.23966 | 1.1573 | 1.3096 | 452.5517 | 427.0393 | 71.1151 | 2.684 | 2.8305 | 1.4114 | 3.342 | 3.3679 | 11.3321 | 0.90068 | 0.0024918 | 0.041705 | 0.028907 | 0.49392 | 1.6873 | 0.12737 | 0.47111 | 0.45367 | 0.15245

## ngB-India-results
Element | N recovery | P recovery | K recovery | TEA results | LCA results
Feature | Total N [% N] | Total P [% P] | Total K [% K] | Annual net cost [USD/cap/yr] | GlobalWarming [kg CO2-eq/cap/yr] | H_Ecosystems [points/cap/yr] | H_Health [points/cap/yr] | H_Resources [points/cap/yr]
0 | 52.5242 | 37.332 | 22.6321 | 120.2067 | 87.7268 | 0.23068 | 9.0651 | 11.5
1 | 52.5242 | 37.332 | 22.6321 | 157.6501 | 99.1768 | 0.30024 | 10.1244 | 12.4839
2 | 52.5242 | 37.332 | 22.6321 | 120.1407 | 101.6585 | 0.29177 | 13.1501 | 12.8054
3 | 52.5242 | 37.332 | 22.6321 | 91.3709 | 90.5226 | 0.23436 | 12.0072 | 10.4543
4 | 52.5242 | 37.332 | 22.6321 | 107.8653 | 87.5218 | 0.25282 | 10.731 | 11.1788
5 | 52.5242 | 37.332 | 22.6321 | 77.3322 | 88.5372 | 0.16559 | 17.0482 | 6.5444
6 | 52.5242 | 37.332 | 22.6321 | 125.0459 | 99.3417 | 0.27779 | 10.8846 | 14.1116
7 | 52.5242 | 37.332 | 22.6321 | 133.5754 | 106.2922 | 0.30289 | 12.5987 | 11.6526
8 | 52.5242 | 37.332 | 22.6321 | 124.387 | 131.2151 | 0.30139 | 20.2296 | 13.1154
9 | 52.5242 | 37.332 | 22.6321 | 150.1307 | 117.7083 | 0.28923 | 16.4823 | 14.7033
10 | 52.5242 | 37.332 | 22.6321 | 128.7578 | 99.5401 | 0.29164 | 8.6468 | 13.0892
11 | 52.5242 | 37.332 | 22.6321 | 95.942 | 64.9684 | 0.17839 | 6.3592 | 7.9544
12 | 52.5242 | 37.332 | 22.6321 | 107.7735 | 100.4238 | 0.22736 | 15.6283 | 10.9055
13 | 52.5242 | 37.332 | 22.6321 | 139.3464 | 97.1136 | 0.33471 | 8.4602 | 16.7814
14 | 52.5242 | 37.332 | 22.6321 | 114.9364 | 105.042 | 0.30222 | 13.8444 | 12.1523
15 | 52.5242 | 37.332 | 22.6321 | 131.2285 | 102.7469 | 0.27199 | 12.9707 | 13.934
16 | 52.5242 | 37.332 | 22.6321 | 137.7228 | 91.653 | 0.24563 | 10.7787 | 11.7569
17 | 52.5242 | 37.332 | 22.6321 | 152.1886 | 96.907 | 0.32505 | 10.9546 | 13.9407
18 | 52.5242 | 37.332 | 22.6321 | 130.8165 | 99.663 | 0.2664 | 13.931 | 13.0877
19 | 52.5242 | 37.332 | 22.6321 | 103.6051 | 91.3577 | 0.21019 | 14.3224 | 8.5924

## ngB-Senegal-param
Element | Excretion-B1 | [21 empty] | MURT-B2 | [11 empty] | NEWgenerator an MBR-B3 | [36 empty] | Sludge pasteurization-B4 | [8 empty] | NEWgenerator ion exchange-B5 | [39 empty] | NEWgenerator chlorination-B6 | [24 empty] | NEWgenerator controls-B8 | [41 empty] | NEWgenerator housing-B9 | [9 empty] | NEWgenerator pretreatment-B10 | [11 empty] | NEWgenerator foundation-B11 |  | MURT-B2 |  |  | TEA |  |  |  | LCA | [225 empty] | NEWgenerator gridtied-B7 | [7 empty] | Excretion-B1 | LCA |  |  |  | TEA
Feature | Excretion N prot [fraction] | Excretion P prot v [fraction] | Excretion P prot a [fraction] | Excretion K cal [g K/1000 kcal] | Excretion N exc [fraction of intake] | Excretion P exc [fraction of intake] | Excretion K exc [fraction of intake] | Excretion e exc [fraction of intake] | Excretion N ur [fraction of total] | Excretion P ur [fraction of total] | Excretion K ur [fraction of total] | Excretion e fec [fraction of total] | Excretion N ur NH3 [fraction of total N in urine] | Excretion N fec NH3 [fraction of total N in feces] | Excretion ur exc [g/cap/d] | Excretion fec exc [g/cap/d] | Excretion ur moi [fraction] | Excretion fec moi [fraction] | Excretion mg ur [g Mg/cap/d] | Excretion mg fec [g Mg/cap/d] | Excretion ca ur [g Ca/cap/d] | Excretion ca fec [g Ca/cap/d] | MURT collection period [days] | MURT sludge accum rate [L/cap/yr] | MURT N volatilization [fraction of N input] | MURT squatting pan cost [USD] | MURT urinal cost [USD] | MURT led cost [USD] | MURT anticor floor cost [USD] | MURT fan cost [USD] | MURT circuit change cost [USD] | MURT pipe cost [USD] | MURT squatting pan weight [kg] | MURT urinal weight [kg] | NEWgenerator an MBR anmbr reactor tank [USD] | NEWgenerator an MBR anmbr reactor media [USD] | NEWgenerator an MBR anmbr reactor fittings [USD] | NEWgenerator an MBR anmbr membrane module [USD] | NEWgenerator an MBR anmbr permeate pump [USD] | NEWgenerator an MBR anmbr backwash pump [USD] | NEWgenerator an MBR anmbr water pump [USD] | NEWgenerator an MBR anmbr membrane fittings [USD] | NEWgenerator an MBR anmbr biogas gas bag [USD] | NEWgenerator an MBR anmbr biogas fittings [USD] | NEWgenerator an MBR anmbr biogas ventilation [USD] | NEWgenerator an MBR anmbr COD removal [ratio] | NEWgenerator an MBR anmbr TN removal [ratio] | NEWgenerator an MBR anmbr TP removal [ratio] | NEWgenerator an MBR anmbr water pump energy percycle [kWh] | NEWgenerator an MBR anmbr permeate pump energy percycle [kWh] | NEWgenerator an MBR anmbr backwash pump energy percycle [kWh] | NEWgenerator an MBR anmbr batch cycle perday [# batches day-1] | NEWgenerator an MBR anmbr labor maintenance membrane chem cleaning [hrs/yr] | NEWgenerator an MBR anmbr labor maintenance sludge removal [hrs/yr] | NEWgenerator an MBR anmbr labor replacement membrane pump [hrs/yr] | NEWgenerator an MBR anmbr labor replacement permeate pump [hrs/yr] | NEWgenerator an MBR anmbr labor replacement membrane module [hrs/yr] | NEWgenerator an MBR anmbr labor replacement misc repairs [hr/y] | NEWgenerator an MBR anmbr reactor weight [kg] | NEWgenerator an MBR anmbr tau [d] | NEWgenerator an MBR anmbr soluble methane fraction [nan] | NEWgenerator an MBR anmbr VSS TSS ratio [nan] | NEWgenerator an MBR anmbr membrane weight [kg] | NEWgenerator an MBR anmbr PE weight [kg] | NEWgenerator an MBR anmbr PVC weight [kg] | NEWgenerator an MBR anmbr plastic weight [kg] | NEWgenerator an MBR anmbr piping [USD] | NEWgenerator an MBR anmbr piping PVC weight [kg] | NEWgenerator an MBR anmbr sludge yield [kg-VSS/kg-BOD removed] | NEWgenerator an MBR anmbr methane yield [m3-CH4/kg COD removed] | NEWgenerator an MBR dissolved methane HFMC removed [nan] | Sludge pasteurization sludge dryer weight [kg] | Sludge pasteurization sludge barrel weight [kg] | Sludge pasteurization sludge dryer [USD] | Sludge pasteurization sludge barrel [USD] | Sludge pasteurization sludge labor maintenance [h] | Fraction biogas lost [fraction] | Biogas efficiency [fraction] | Heat loss [fraction] | Sludge temperature [fraction] | NEWgenerator ion exchange ion eq2 tank [USD] | NEWgenerator ion exchange ion eq2 pump [USD] | NEWgenerator ion exchange ion eq2 powered valve [USD] | NEWgenerator ion exchange ion eq2 fittings [USD] | NEWgenerator ion exchange ion zeolite tanks [USD] | NEWgenerator ion exchange ion filtration media [USD] | NEWgenerator ion exchange ion gac [USD] | NEWgenerator ion exchange ion zeolite [USD] | NEWgenerator ion exchange ion zeolite fittings [USD] | NEWgenerator ion exchange ion eq3 tank [USD] | NEWgenerator ion exchange ion eq3 pump [USD] | NEWgenerator ion exchange ion eq3 filter [USD] | NEWgenerator ion exchange ion eq3 fittings [USD] | NEWgenerator ion exchange ion COD removal [nan] | NEWgenerator ion exchange ion TN removal [nan] | NEWgenerator ion exchange ion TP removal [nan] | NEWgenerator ion exchange ion labor maintenance zeolite regeneration [hr/y] | NEWgenerator ion exchange ion labor maintenance GAC replacement [hr/y] | NEWgenerator ion exchange ion labor replacement zeolite [hr/y] | NEWgenerator ion exchange ion labor replacement misc repairs [hr/y] | NEWgenerator ion exchange ion labor replacement other pump [hrs/yr] | NEWgenerator ion exchange ion backwash pump energy percycle [kWh] | NEWgenerator ion exchange ion batch cycle perday [# batches day-1] | NEWgenerator ion exchange ion gac unit cost [USD/kg] | NEWgenerator ion exchange ion zeolite unit cost [USD/kg] | NEWgenerator ion exchange ion na cl unit cost [USD/kg] | NEWgenerator ion exchange ion na OH unit cost [USD/kg] | NEWgenerator ion exchange ion regen freq per yr [events/yr] | NEWgenerator ion exchange ion regen efficiency [nan] | NEWgenerator ion exchange ion polycarbonate weight [kg] | NEWgenerator ion exchange ion steel weight [kg] | NEWgenerator ion exchange ion PE weight [kg] | NEWgenerator ion exchange ion PVC weight [kg] | NEWgenerator ion exchange ion plastic weight [kg] | NEWgenerator ion exchange ion piping PVC weight [kg] | NEWgenerator ion exchange ion piping [USD] | NEWgenerator ion exchange ion replacement scenario drums [USD] | NEWgenerator ion exchange ion largerncs scenario zeolite tanks [USD] | NEWgenerator ion exchange ion largerncs scenario zeolite [USD] | NEWgenerator ion exchange ion zeolite fittings largerncs [USD] | NEWgenerator chlorination chlorination recycle pump [USD] | NEWgenerator chlorination chlorination electochlorinator [USD] | NEWgenerator chlorination chlorination powered valve [USD] | NEWgenerator chlorination chlorination fittings [USD] | NEWgenerator chlorination chlorination tanks [USD] | NEWgenerator chlorination chlorination COD removal [%] | NEWgenerator chlorination chlorination TN removal [%] | NEWgenerator chlorination chlorination TP removal [%] | NEWgenerator chlorination chlorination chlorinator energy percycle [kWh] | NEWgenerator chlorination chlorination pump energy percycle [kWh] | NEWgenerator chlorination chlorination ventilation energy percycle [kWh] | NEWgenerator chlorination chlorination valve energy percycle [kWh] | NEWgenerator chlorination chlorination product water pump energy percycle [kWh] | NEWgenerator chlorination chlorination batch cycle per day [# batches day-1] | NEWgenerator chlorination chlorination labor maintenance chlorinator recharging [hr/y] | NEWgenerator chlorination chlorination labor replacement chlorinator replacement [hr/y] | NEWgenerator chlorination chlorination labor replacement other pump [hr/y] | NEWgenerator chlorination chlorination labor replacement misc repairs [hr/y] | NEWgenerator chlorination chlorination na cl dosage [mg/L] | NEWgenerator chlorination chlorination throughput flow [L/d] | NEWgenerator chlorination chlorination PE weight [kg] | NEWgenerator chlorination chlorination PVC weight [kg] | NEWgenerator chlorination chlorination electronics active weight [kg] | NEWgenerator chlorination chlorination piping [USD] | NEWgenerator chlorination chlorination piping PVC weight [kg] | NEWgenerator controls control box enclosure panel [USD] | NEWgenerator controls control box arduino microcontroller [USD] | NEWgenerator controls control box microcontroller din rails [USD] | NEWgenerator controls control box wifi [USD] | NEWgenerator controls control box solid state relays [USD] | NEWgenerator controls control box other relays [USD] | NEWgenerator controls control box conductors [USD] | NEWgenerator controls control box din rails [USD] | NEWgenerator controls control sensors enclosure panel [USD] | NEWgenerator controls control sensors signal conditioners [USD] | NEWgenerator controls control sensors din rails [USD] | NEWgenerator controls control sensors voltage converter [USD] | NEWgenerator controls control orp enclosure panel [USD] | NEWgenerator controls control orp voltage converter [USD] | NEWgenerator controls control orp controller [USD] | NEWgenerator controls control orp probe [USD] | NEWgenerator controls control orp cables [USD] | NEWgenerator controls control pump enclosure panel [USD] | NEWgenerator controls control pump voltage converter [USD] | NEWgenerator controls control pump voltage rectifier [USD] | NEWgenerator controls control pump box relay [USD] | NEWgenerator controls control sensors level sensor [USD] | NEWgenerator controls control sensors level switch [USD] | NEWgenerator controls control sensors flow switches [USD] | NEWgenerator controls control sensors proximity sensor [USD] | NEWgenerator controls control stranded cables [USD] | NEWgenerator controls control sensor cables [USD] | NEWgenerator controls control cable glands [USD] | NEWgenerator controls control gauge ferrules [USD] | NEWgenerator controls control zip ties [USD] | NEWgenerator controls control terminal block jumper [USD] | NEWgenerator controls control system energy percycle [kW] | NEWgenerator controls control system ORP energy percycle [kW] | NEWgenerator controls control background runtime energy perday [kWh] | NEWgenerator controls control batch cycle perday [# batches day-1] | NEWgenerator controls control labor replacement misc repairs [hr/y] | NEWgenerator controls control polycarbonate weight [kg] | NEWgenerator controls control aluminum weight [kg] | NEWgenerator controls control cable length [m] | NEWgenerator controls control electronics passive weight [kg] | NEWgenerator controls control electronics active weight [kg] | NEWgenerator controls control control units weight [kg] | NEWgenerator housing housing framework [USD] | NEWgenerator housing housing framework shipping [USD] | NEWgenerator housing housing fittings [USD] | NEWgenerator housing housing steel weight [kg] | NEWgenerator housing housing zinc coated steel weight [kg] | NEWgenerator housing housing zinc coat [m2] | NEWgenerator housing housing aluminum weight [kg] | NEWgenerator housing housing PE weight [kg] | NEWgenerator housing housing largerncs framework [USD] | NEWgenerator housing cheaper housing framework [USD] | NEWgenerator pretreatment pretreatment eq tank [USD] | NEWgenerator pretreatment pretreatment tank PE weight [kg] | NEWgenerator pretreatment pretreatment piping [USD] | NEWgenerator pretreatment pretreatment piping PVC weight [kg] | NEWgenerator pretreatment pretreatment feed pump [USD] | NEWgenerator pretreatment pretreatment feed pump energy percycle [kWh] | NEWgenerator pretreatment pretreatment batch cycle perday [# batches day-1] | NEWgenerator pretreatment pretreatment labor replacement other pump [hrs/yr] | NEWgenerator pretreatment pretreatment labor screen pit cleaning [hrs/yr] | NEWgenerator pretreatment pretreatment barscreen cost [USD] | NEWgenerator pretreatment pretreatment barscreen weight [kg] | NEWgenerator pretreatment pretreatment barscreen [USD] | NEWgenerator foundation foundation concrete unit cost [USD m-3] | NEWgenerator foundation foundation concrete thickness [m] | Max ch4 emission [g CH4/g COD] | Full degradation time [yr] | Log degradation [-] | Price factor [-] | Zeolite price [USD/kg] | GAC price [USD/kg] | Na OH price [USD/kg] | CH4 CF [kg CO2-eq/kg CH4] | CH4 ecosystems CF [points/kg CH4] | CH4 health CF [points/kg CH4] | N2O CF [kg CO2-eq/kg N2O] | N2O ecosystems CF [points/kg N2O] | N2O health CF [points/kg N2O] | N fertilizer CF [kg CO2-eq/kg N] | N fertilizer ecosystems CF [points/kg N] | N fertilizer health CF [points/kg N] | N fertilizer resources CF [points/kg N] | P fertilizer CF [kg CO2-eq/kg P] | P fertilizer ecosystems CF [points/kg P] | P fertilizer health CF [points/kg P] | P fertilizer resources CF [points/kg P] | K fertilizer CF [kg CO2-eq/kg K] | K fertilizer ecosystems CF [points/kg K] | K fertilizer health CF [points/kg K] | K fertilizer resources CF [points/kg K] | Conc nh3 CF [kg CO2-eq/kg] | Conc nh3 ecosystems CF [points/kg] | Conc nh3 health CF [points/kg] | Conc nh3 resources CF [points/kg] | GAC CF [kg CO2-eq/kg] | GAC ecosystems CF [points/kg] | GAC health CF [points/kg] | GAC resources CF [points/kg] | Zeolite CF [kg CO2-eq/kg] | Zeolite ecosystems CF [points/kg] | Zeolite health CF [points/kg] | Zeolite resources CF [points/kg] | Na cl CF [kg CO2-eq/kg] | Na cl ecosystems CF [points/kg] | Na cl health CF [points/kg] | Na cl resources CF [points/kg] | Na OH CF [kg CO2-eq/kg] | Na OH ecosystems CF [points/kg] | Na OH health CF [points/kg] | Na OH resources CF [points/kg] | LPG CF [kg CO2-eq/kg] | LPG ecosystems CF [points/kg] | LPG health CF [points/kg] | LPG resources CF [points/kg] | Excavation-Global warming [kg CO2-eq/m3] | Brick-Global warming [kg CO2-eq/kg] | Cement-Global warming [kg CO2-eq/kg] | Concrete-Global warming [kg CO2-eq/m3] | Gravel-Global warming [kg CO2-eq/kg] | Plastic-Global warming [kg CO2-eq/kg] | Sand-Global warming [kg CO2-eq/kg] | Stainless steel-global warming [kg CO2-eq/kg] | Stainless steel sheet-global warming [kg CO2-eq/kg] | Steel-Global warming [kg CO2-eq/kg] | Wood-Global warming [kg CO2-eq/m3] | Trucking-Global warming [kg CO2-eq/tonne*km] | Electric motor-global warming [kg CO2-eq/ea] | Electronics-Global warming [kg CO2-eq/kg] | Catalytic converter-global warming [kg CO2-eq/ea] | Oil heat exchanger-global warming [kg CO2-eq/ea] | Pump-Global warming [kg CO2-eq/ea] | Hydronic heat exchanger-global warming [kg CO2-eq/ea] | Electric connectors-global warming [kg CO2-eq/kg] | Electric cables-global warming [kg CO2-eq/m] | PVC-Global warming [kg CO2-eq/kg] | PE-Global warming [kg CO2-eq/kg] | Polymer-Global warming [kg CO2-eq/kg] | Cationic resin-global warming [kg CO2-eq/kg] | Ceramic-Global warming [kg CO2-eq/kg] | Fan-Global warming [kg CO2-eq/kg] | Aluminum-Global warming [kg CO2-eq/kg] | LPG-Global warming [kg CO2-eq/kg] | Zinc coat-global warming [kg CO2-eq/m2] | Polyacrylamide-Global warming [kg CO2-eq/kg] | Photovoltaic panel-global warming [kg CO2-eq/m2] | GACProduction-Global warming [kg CO2-eq/kg] | GACRegeneration-Global warming [kg CO2-eq/kg] | Switches-Global warming [kg CO2-eq/kg] | Control units-global warming [kg CO2-eq/kg] | Electronics active-global warming [kg CO2-eq/kg] | Electronics passive-global warming [kg CO2-eq/kg] | Transformers-Global warming [kg CO2-eq/kg] | Fertilizer offset-global warming [kg CO2-eq/kg] | Polycarbonate-Global warming [kg CO2-eq/kg] | Membrane-Global warming [kg CO2-eq/kg] | Na cl-global warming [kg CO2-eq/kg] | Na oh-global warming [kg CO2-eq/kg] | Zeolite-Global warming [kg CO2-eq/kg] | Battery-Global warming [kg CO2-eq/kg] | Lithium battery-global warming [kg CO2-eq/kg] | Excavation-H ecosystems [kg CO2-eq/m3] | Brick-H ecosystems [kg CO2-eq/kg] | Cement-H ecosystems [kg CO2-eq/kg] | Concrete-H ecosystems [kg CO2-eq/m3] | Gravel-H ecosystems [kg CO2-eq/kg] | Plastic-H ecosystems [kg CO2-eq/kg] | Sand-H ecosystems [kg CO2-eq/kg] | Stainless steel-h ecosystems [kg CO2-eq/kg] | Stainless steel sheet-h ecosystems [kg CO2-eq/kg] | Steel-H ecosystems [kg CO2-eq/kg] | Wood-H ecosystems [kg CO2-eq/m3] | Trucking-H ecosystems [kg CO2-eq/tonne*km] | Electric motor-h ecosystems [kg CO2-eq/ea] | Electronics-H ecosystems [kg CO2-eq/kg] | Catalytic converter-h ecosystems [kg CO2-eq/ea] | Oil heat exchanger-h ecosystems [kg CO2-eq/ea] | Pump-H ecosystems [kg CO2-eq/ea] | Hydronic heat exchanger-h ecosystems [kg CO2-eq/ea] | Electric connectors-h ecosystems [kg CO2-eq/kg] | Electric cables-h ecosystems [kg CO2-eq/m] | PVC-H ecosystems [kg CO2-eq/kg] | PE-H ecosystems [kg CO2-eq/kg] | Polymer-H ecosystems [kg CO2-eq/kg] | Cationic resin-h ecosystems [kg CO2-eq/kg] | Ceramic-H ecosystems [kg CO2-eq/kg] | Fan-H ecosystems [kg CO2-eq/kg] | Aluminum-H ecosystems [kg CO2-eq/kg] | LPG-H ecosystems [kg CO2-eq/kg] | Zinc coat-h ecosystems [kg CO2-eq/m2] | Polyacrylamide-H ecosystems [kg CO2-eq/kg] | Photovoltaic panel-h ecosystems [kg CO2-eq/m2] | GACProduction-H ecosystems [kg CO2-eq/kg] | GACRegeneration-H ecosystems [kg CO2-eq/kg] | Switches-H ecosystems [kg CO2-eq/kg] | Control units-h ecosystems [kg CO2-eq/kg] | Electronics active-h ecosystems [kg CO2-eq/kg] | Electronics passive-h ecosystems [kg CO2-eq/kg] | Transformers-H ecosystems [kg CO2-eq/kg] | Fertilizer offset-h ecosystems [kg CO2-eq/kg] | Polycarbonate-H ecosystems [kg CO2-eq/kg] | Membrane-H ecosystems [kg CO2-eq/kg] | Na cl-h ecosystems [kg CO2-eq/kg] | Na oh-h ecosystems [kg CO2-eq/kg] | Zeolite-H ecosystems [kg CO2-eq/kg] | Battery-H ecosystems [kg CO2-eq/kg] | Lithium battery-h ecosystems [kg CO2-eq/kg] | Excavation-H health [kg CO2-eq/m3] | Brick-H health [kg CO2-eq/kg] | Cement-H health [kg CO2-eq/kg] | Concrete-H health [kg CO2-eq/m3] | Gravel-H health [kg CO2-eq/kg] | Plastic-H health [kg CO2-eq/kg] | Sand-H health [kg CO2-eq/kg] | Stainless steel-h health [kg CO2-eq/kg] | Stainless steel sheet-h health [kg CO2-eq/kg] | Steel-H health [kg CO2-eq/kg] | Wood-H health [kg CO2-eq/m3] | Trucking-H health [kg CO2-eq/tonne*km] | Electric motor-h health [kg CO2-eq/ea] | Electronics-H health [kg CO2-eq/kg] | Catalytic converter-h health [kg CO2-eq/ea] | Oil heat exchanger-h health [kg CO2-eq/ea] | Pump-H health [kg CO2-eq/ea] | Hydronic heat exchanger-h health [kg CO2-eq/ea] | Electric connectors-h health [kg CO2-eq/kg] | Electric cables-h health [kg CO2-eq/m] | PVC-H health [kg CO2-eq/kg] | PE-H health [kg CO2-eq/kg] | Polymer-H health [kg CO2-eq/kg] | Cationic resin-h health [kg CO2-eq/kg] | Ceramic-H health [kg CO2-eq/kg] | Fan-H health [kg CO2-eq/kg] | Aluminum-H health [kg CO2-eq/kg] | LPG-H health [kg CO2-eq/kg] | Zinc coat-h health [kg CO2-eq/m2] | Polyacrylamide-H health [kg CO2-eq/kg] | Photovoltaic panel-h health [kg CO2-eq/m2] | GACProduction-H health [kg CO2-eq/kg] | GACRegeneration-H health [kg CO2-eq/kg] | Switches-H health [kg CO2-eq/kg] | Control units-h health [kg CO2-eq/kg] | Electronics active-h health [kg CO2-eq/kg] | Electronics passive-h health [kg CO2-eq/kg] | Transformers-H health [kg CO2-eq/kg] | Fertilizer offset-h health [kg CO2-eq/kg] | Polycarbonate-H health [kg CO2-eq/kg] | Membrane-H health [kg CO2-eq/kg] | Na cl-h health [kg CO2-eq/kg] | Na oh-h health [kg CO2-eq/kg] | Zeolite-H health [kg CO2-eq/kg] | Battery-H health [kg CO2-eq/kg] | Lithium battery-h health [kg CO2-eq/kg] | Excavation-H resources [kg CO2-eq/m3] | Brick-H resources [kg CO2-eq/kg] | Cement-H resources [kg CO2-eq/kg] | Concrete-H resources [kg CO2-eq/m3] | Gravel-H resources [kg CO2-eq/kg] | Plastic-H resources [kg CO2-eq/kg] | Sand-H resources [kg CO2-eq/kg] | Stainless steel-h resources [kg CO2-eq/kg] | Stainless steel sheet-h resources [kg CO2-eq/kg] | Steel-H resources [kg CO2-eq/kg] | Wood-H resources [kg CO2-eq/m3] | Trucking-H resources [kg CO2-eq/tonne*km] | Electric motor-h resources [kg CO2-eq/ea] | Electronics-H resources [kg CO2-eq/kg] | Catalytic converter-h resources [kg CO2-eq/ea] | Oil heat exchanger-h resources [kg CO2-eq/ea] | Pump-H resources [kg CO2-eq/ea] | Hydronic heat exchanger-h resources [kg CO2-eq/ea] | Electric connectors-h resources [kg CO2-eq/kg] | Electric cables-h resources [kg CO2-eq/m] | PVC-H resources [kg CO2-eq/kg] | PE-H resources [kg CO2-eq/kg] | Polymer-H resources [kg CO2-eq/kg] | Cationic resin-h resources [kg CO2-eq/kg] | Ceramic-H resources [kg CO2-eq/kg] | Fan-H resources [kg CO2-eq/kg] | Aluminum-H resources [kg CO2-eq/kg] | LPG-H resources [kg CO2-eq/kg] | Zinc coat-h resources [kg CO2-eq/m2] | Polyacrylamide-H resources [kg CO2-eq/kg] | Photovoltaic panel-h resources [kg CO2-eq/m2] | GACProduction-H resources [kg CO2-eq/kg] | GACRegeneration-H resources [kg CO2-eq/kg] | Switches-H resources [kg CO2-eq/kg] | Control units-h resources [kg CO2-eq/kg] | Electronics active-h resources [kg CO2-eq/kg] | Electronics passive-h resources [kg CO2-eq/kg] | Transformers-H resources [kg CO2-eq/kg] | Fertilizer offset-h resources [kg CO2-eq/kg] | Polycarbonate-H resources [kg CO2-eq/kg] | Membrane-H resources [kg CO2-eq/kg] | Na cl-h resources [kg CO2-eq/kg] | Na oh-h resources [kg CO2-eq/kg] | Zeolite-H resources [kg CO2-eq/kg] | Battery-H resources [kg CO2-eq/kg] | Lithium battery-h resources [kg CO2-eq/kg] | NEWgenerator gridtied grid power ac conversion [USD] | NEWgenerator gridtied grid power dc distribution [USD] | NEWgenerator gridtied grid power misc [USD] | NEWgenerator gridtied grid labor replacement misc repairs [hr/y] | NEWgenerator gridtied grid polycarbonate weight [kg] | NEWgenerator gridtied grid aluminium weight [kg] | NEWgenerator gridtied grid electronics passive weight [kg] | NEWgenerator gridtied grid electronics active weight [kg] | Operator daily wage [USD/h] | Energy gwp [kg CO2-eq/kWh] | Energy h ecosystems [points/kWh] | Energy h health [points/kWh] | Energy h resources [points/kWh] | Nacl price [USD/kg] | Lpg price [USD/kg] | N fertilizer price [USD/kg N] | P fertilizer price [USD/kg P] | K fertilizer price [USD/kg K] | Nh3 fertilizer price [USD/kg N]
0 | 0.17792 | 0.034499 | 0.024552 | 1.2447 | 0.99149 | 0.99257 | 0.83183 | 0.087002 | 0.82898 | 0.64872 | 0.86901 | 0.80172 | 0.75108 | 0.18606 | 1613.5779 | 124.1064 | 0.93568 | 0.78893 | 0.20829 | 0.31221 | 0.22391 | 1.6121 | 3.6437 | 269.1263 | 0.0037053 | 122.87 | 134.4537 | 13.3192 | 143.2036 | 15.0078 | 1.9308 | 55.6395 | 11.473 | 14.289 | 2724.6747 | 78.8466 | 104.3281 | 1787.1706 | 126.9398 | 90.0925 | 276.5162 | 244.877 | 237.7267 | 30.1328 | 56.4419 | 0.72975 | 0.021387 | 0.052442 | 0.014413 | 0.0016439 | 7.1863e-05 | 26.9347 | 11.6554 | 2.5164 | 0.85937 | 0.65875 | 0.096812 | 2.0039 | 44.8007 | 10.8801 | 0.34179 | 0.7917 | 25.9728 | 114.4432 | 35.7818 | 22.5565 | 135.5418 | 9.6053 | 0.039126 | 0.28602 | 0.81907 | 35.9224 | 16.0899 | 506.9561 | 130.1748 | 3.7711 | 0.1055 | 0.48596 | 0.10986 | 315.4501 | 149.0723 | 84.7805 | 71.0111 | 17.9016 | 1279.2693 | 285.9767 | 102.8951 | 89.4562 | 235.6234 | 181.3281 | 101.1565 | 74.4718 | 7.6657 | 0.77888 | 0.62066 | 0.55747 | 49.0971 | 6.4349 | 1.8713 | 1.9281 | 0.15467 | 6.57e-05 | 37.7549 | 1.2103 | 0.2446 | 0.25113 | 0.19275 | 3.1504 | 0.96829 | 0.93677 | 0.37128 | 98.0588 | 18.334 | 31.0739 | 10.2166 | 133.8309 | 138.7986 | 1933.2941 | 246.8774 | 332.6637 | 192.8886 | 849.1614 | 338.2354 | 78.1086 | 470.6614 | 0.26815 | 0.3653 | 0.1953 | 0.062275 | 0.0091099 | 0.0063833 | 2.7683e-05 | 0.0020135 | 38.2406 | 11.0183 | 0.88371 | 0.17356 | 2.2187 | 6.6168 | 324.2366 | 73.0613 | 3.4909 | 3.855 | 141.3441 | 9.0434 | 121.0126 | 43.7475 | 31.4935 | 92.1553 | 653.6479 | 72.5789 | 561.4767 | 9.3089 | 135.0617 | 805.046 | 135.9009 | 98.3232 | 60.122 | 68.0377 | 205.1111 | 53.9735 | 9.0534 | 157.3011 | 92.4888 | 11.6644 | 54.9467 | 527.0068 | 5.7727 | 80.1795 | 69.5615 | 207.9529 | 287.5695 | 79.7084 | 53.2901 | 30.6439 | 48.8806 | 0.01107 | 0.001234 | 0.27658 | 26.9106 | 2.4384 | 12.66 | 2.3864 | 235.5699 | 8.6463 | 4.1821 | 0.5398 | 5938.297 | 973.2551 | 1264.5455 | 1028.6934 | 29.1609 | 1.0758 | 21.8107 | 2.7411 | 5550.9545 | 1570.0884 | 506.0067 | 97.1292 | 126.8023 | 8.2174 | 166.7651 | 0.0011978 | 33.2492 | 0.16685 | 13.7569 | 78.9171 | 3.4281 | 85.7854 | 176.8784 | 0.11623 | 0.30266 | 1.2099 | 2.7891 | 0.34039 | 0.20122 | 0.94851 | 0.13759 | 32.2723 | 0.0027244 | 13.5127 | 283.8951 | 0.026077 | 113.7437 | 5.1033 | 0.043558 | 0.58751 | 0.23917 | 4.8189 | 0.092819 | 1.6766 | 1.144 | 1.5748 | 0.017796 | 0.11863 | 0.052557 | 4.2209 | 0.038099 | 0.47734 | 0.21898 | 8.4421 | 0.00042265 | 0.0033554 | 0.0031943 | 5.0828 | 0.021014 | 0.33043 | 0.2041 | 0.27622 | 0.0011787 | 0.022401 | 0.013701 | 1.1715 | 0.005244 | 0.086596 | 0.053752 | 0.72931 | 0.0036116 | 0.047441 | 0.16353 | 0.51673 | 0.26692 | 1.0072 | 229.4255 | 0.015641 | 1.9935 | 0.0117 | 5.4417 | 3.7344 | 2.579 | 189.9355 | 0.10885 | 10.2767 | 9.0563 | 13.3711 | 106031.8685 | 8.4485 | 341.044 | 8.0512 | 4.1407 | 2.2069 | 2.0815 | 2.5605 | 1.4631 | 2.0017 | 14.8534 | 4.1498 | 0.76694 | 8.8402 | 2.9279 | 259.0512 | 7.7308 | 0.46988 | 20.3809 | 28.0421 | 589.3057 | 59.9831 | 4.3451 | 2.8813 | 7.8883 | 7.7822 | 0.26372 | 1.338 | 5.5146 | 7.2659 | 6.4695 | 0.0020068 | 0.0012694 | 0.004232 | 1.6237 | 8.7258e-05 | 0.0074175 | 5.6821e-05 | 0.019691 | 0.0026734 | 0.0078355 | 13.3663 | 0.00068359 | 0.64585 | 0.2998 | 7.4468 | 1.3521 | 0.035337 | 1.3061 | 0.301 | 0.019584 | 0.0077628 | 0.0073636 | 0.0033759 | 0.0061697 | 0.0064952 | 0.059215 | 0.076117 | 0.0036147 | 0.032564 | 0.010265 | 1.1615 | 0.00044079 | 0.00041885 | 0.10774 | 0.13088 | 2.6873 | 0.30705 | 0.02045 | 0.047091 | 0.025362 | 0.033685 | 0.0011498 | 0.005601 | 0.021649 | 0.024147 | 0.02357 | 0.041479 | 0.016058 | 0.054262 | 19.8531 | 0.0011941 | 0.091771 | 0.0007862 | 0.42001 | 0.051986 | 0.14436 | 7.7013 | 0.010764 | 23.526 | 14.7462 | 501.8163 | 27.0183 | 1.6837 | 28.4947 | 12.8013 | 0.86328 | 0.12024 | 0.10084 | 0.054802 | 0.10215 | 0.15615 | 1.9745 | 1.4044 | 0.041994 | 0.84052 | 0.1746 | 17.8275 | 0.0031352 | 0.0032605 | 9.3876 | 5.4644 | 147.5306 | 14.3497 | 1.5362 | 0.68163 | 0.38768 | 0.64348 | 0.020841 | 0.089042 | 0.33884 | 1.1414 | 1.0811 | 0.024939 | 0.011591 | 0.014921 | 7.1985 | 0.00084961 | 0.20182 | 0.00057366 | 0.8966 | 0.060226 | 0.11628 | 5.0882 | 0.0088838 | 16.1397 | 8.866 | 572.2682 | 18.0112 | 1.6635 | 19.7344 | 7.9738 | 0.57774 | 0.14027 | 0.21222 | 0.02893 | 0.10896 | 0.070586 | 2.0888 | 0.54801 | 0.18724 | 0.44899 | 0.19101 | 12.619 | 0.0029505 | 0.002822 | 3.857 | 2.932 | 68.7352 | 8.8587 | 3.3392 | 0.28477 | 0.30529 | 0.62257 | 0.012804 | 0.054329 | 0.21744 | 1.2376 | 1.2285 | 343.6122 | 487.5679 | 64.7038 | 2.3432 | 4.264 | 1.5312 | 3.9785 | 3.1004 | 16.2713 | 0.98023 | 0.0026759 | 0.047793 | 0.034228 | 0.040536 | 1.4202 | 1.1591 | 15.6617 | 1.7299 | 1.2173
1 | 0.13937 | 0.027459 | 0.018646 | 1.3213 | 0.99406 | 0.99752 | 0.65147 | 0.089794 | 0.91366 | 0.6719 | 0.79758 | 0.76096 | 0.81279 | 0.16535 | 2390.9842 | 323.6885 | 0.9537 | 0.80824 | 0.13134 | 0.26687 | 0.30276 | 1.8523 | 3.0515 | 628.9996 | 0.002483 | 154.0267 | 113.0696 | 15.4984 | 174.9735 | 14.02 | 1.7255 | 56.9609 | 17.9103 | 13.4896 | 2896.627 | 88.2252 | 99.5697 | 1618.0907 | 98.826 | 92.8453 | 245.6927 | 252.5525 | 245.3886 | 33.7402 | 57.648 | 0.77555 | 0.063347 | 0.25968 | 0.015346 | 0.0020956 | 8.1038e-05 | 27.4585 | 13.1891 | 2.6965 | 1.0004 | 0.69 | 0.11703 | 2.5979 | 55.037 | 6.5437 | 0.31432 | 0.76219 | 21.0543 | 119.7959 | 37.1681 | 21.6 | 142.5072 | 10.3065 | 0.030804 | 0.25955 | 0.64442 | 25.4857 | 15.3447 | 677.7517 | 98.6564 | 3.4066 | 0.1237 | 0.65967 | 0.08258 | 265.2495 | 144.2314 | 77.7571 | 56.0386 | 13.8542 | 1124.9438 | 276.4484 | 66.2998 | 93.0079 | 229.9232 | 156.8346 | 95.6166 | 75.2874 | 7.415 | 0.65565 | 0.85578 | 0.36756 | 53.7189 | 6.5021 | 2.249 | 2.1186 | 0.15183 | 7.5363e-05 | 33.0172 | 1.2429 | 0.26624 | 0.18324 | 0.13777 | 3.2391 | 0.96175 | 0.86553 | 0.55694 | 82.2232 | 14.101 | 25.3227 | 10.1333 | 158.9449 | 117.8081 | 1712.0758 | 214.3628 | 404.3439 | 175.7502 | 834.6146 | 375.5459 | 86.1702 | 435.3479 | 0.37193 | 0.32361 | 0.10029 | 0.060706 | 0.0087458 | 0.0048058 | 2.8098e-05 | 0.0018953 | 37.1486 | 12.5061 | 1.1774 | 0.20277 | 2.0462 | 4.5829 | 419.9849 | 76.326 | 4.1946 | 4.2306 | 127.1588 | 8.2371 | 131.3007 | 46.85 | 28.5595 | 95.79 | 677.2224 | 59.381 | 620.2879 | 8.0519 | 111.9161 | 664.1856 | 133.0642 | 92.2512 | 50.7505 | 76.0966 | 233.1818 | 56.9549 | 9.2889 | 201.1558 | 90.1343 | 9.8572 | 52.9784 | 571.1709 | 6.4912 | 74.1919 | 63.7248 | 212.569 | 323.2412 | 88.7356 | 54.9652 | 27.7852 | 49.5688 | 0.0089629 | 0.0010222 | 0.23542 | 31.499 | 2.7366 | 9.5541 | 2.7862 | 257.5933 | 8.9196 | 6.0212 | 0.42462 | 7416.8722 | 736.9046 | 1173.101 | 1176.9935 | 34.203 | 1.0365 | 24.3046 | 3.19 | 5329.1516 | 1378.412 | 534.8404 | 95.9659 | 124.1395 | 7.9177 | 182.7679 | 0.0014072 | 37.4935 | 0.18132 | 12.3311 | 50.7404 | 5.3093 | 68.248 | 227.9595 | 0.10255 | 0.21197 | 1.5708 | 2.1728 | 0.16935 | 0.24263 | 1.1132 | 0.15686 | 34.8677 | 0.002526 | 13.639 | 317.0908 | 0.026613 | 131.549 | 5.3679 | 0.046528 | 0.61389 | 0.25452 | 4.9223 | 0.09732 | 1.6455 | 1.0624 | 1.4662 | 0.018668 | 0.1191 | 0.05542 | 4.3219 | 0.039215 | 0.50206 | 0.20093 | 8.6889 | 0.00046553 | 0.0032038 | 0.0027856 | 4.721 | 0.018931 | 0.39271 | 0.24131 | 0.27301 | 0.0010615 | 0.022854 | 0.012678 | 1.241 | 0.0056772 | 0.08835 | 0.057723 | 0.6849 | 0.0033 | 0.046062 | 0.19353 | 0.53383 | 0.26207 | 1.0179 | 308.1678 | 0.015412 | 1.9533 | 0.011274 | 3.3485 | 6.1503 | 2.7441 | 207.2822 | 0.52331 | 10.8926 | 9.4393 | 14.9502 | 118444.834 | 9.0667 | 329.0241 | 8.1499 | 4.724 | 1.8899 | 2.0196 | 2.8336 | 1.5169 | 1.9331 | 13.7074 | 4.1041 | 0.65055 | 7.6242 | 3.0563 | 288.0005 | 8.9837 | 0.44563 | 17.4928 | 27.324 | 613.5813 | 58.6288 | 4.2609 | 2.6413 | 7.3152 | 7.4261 | 0.28749 | 1.1414 | 4.873 | 6.6388 | 6.1197 | 0.0021096 | 0.0013322 | 0.0043694 | 1.3997 | 9.1663e-05 | 0.0070981 | 6.4899e-05 | 0.0174 | 0.0024485 | 0.0087048 | 12.1763 | 0.00075665 | 0.5908 | 0.30653 | 7.9394 | 1.422 | 0.039598 | 1.2406 | 0.27313 | 0.018523 | 0.0076007 | 0.0068919 | 0.0033953 | 0.005627 | 0.0073942 | 0.05431 | 0.070555 | 0.0038001 | 0.035431 | 0.0097368 | 1.0818 | 0.00046273 | 0.00043706 | 0.10943 | 0.114 | 2.5438 | 0.31396 | 0.023236 | 0.047722 | 0.024998 | 0.035111 | 0.0012627 | 0.0050157 | 0.018911 | 0.024844 | 0.02486 | 0.039982 | 0.016713 | 0.064517 | 18.426 | 0.0011833 | 0.092896 | 0.00081314 | 0.41541 | 0.047542 | 0.14554 | 7.5663 | 0.011106 | 22.9379 | 14.2831 | 444.0039 | 28.0803 | 1.7476 | 29.1965 | 13.1584 | 0.99096 | 0.11496 | 0.11018 | 0.058406 | 0.088158 | 0.16744 | 1.7402 | 1.4634 | 0.043984 | 0.89021 | 0.17297 | 18.5805 | 0.0034494 | 0.00364 | 9.3083 | 4.7889 | 159.3578 | 13.9027 | 1.5768 | 0.62826 | 0.39988 | 0.56407 | 0.021865 | 0.10124 | 0.33109 | 1.1533 | 1.1597 | 0.02749 | 0.01129 | 0.016568 | 7.4713 | 0.0007658 | 0.20397 | 0.00052849 | 0.87438 | 0.067699 | 0.13218 | 4.9895 | 0.0084987 | 17.1227 | 8.7348 | 493.6636 | 18.966 | 1.6917 | 20.7864 | 8.4116 | 0.56973 | 0.16251 | 0.20173 | 0.03134 | 0.1031 | 0.081113 | 2.0091 | 0.5836 | 0.19329 | 0.47841 | 0.19718 | 11.859 | 0.0029651 | 0.0030344 | 3.7558 | 3.1393 | 62.9721 | 8.6058 | 3.0024 | 0.23339 | 0.32724 | 0.69297 | 0.012178 | 0.050886 | 0.21333 | 1.2826 | 1.2121 | 458.7978 | 432.678 | 44.0101 | 2.1635 | 2.991 | 1.6023 | 3.5307 | 3.9626 | 10.9599 | 0.92513 | 0.0030754 | 0.047436 | 0.030176 | 0.044749 | 1.3399 | 1.1924 | 15.3475 | 1.4291 | 1.1065
2 | 0.14444 | 0.022905 | 0.010529 | 1.3446 | 0.99625 | 0.99005 | 0.76642 | 0.054402 | 0.81186 | 0.43144 | 0.86644 | 0.74086 | 0.7674 | 0.21518 | 1571.4423 | 259.6302 | 0.94259 | 0.8219 | 0.12093 | 0.23719 | 0.15186 | 3.4608 | 8.0552 | 423.2443 | 0.00080841 | 135.7157 | 108.3972 | 14.3564 | 132.0731 | 16.2748 | 1.9906 | 61.2294 | 16.2909 | 12.991 | 3026.8647 | 89.9832 | 106.7832 | 1953.2007 | 117.6211 | 83.3612 | 240.0905 | 276.291 | 247.2944 | 37.3056 | 49.3482 | 0.79669 | 0.054856 | 0.13611 | 0.016221 | 0.002327 | 8.681e-05 | 27.9568 | 12.8572 | 3.3232 | 0.90611 | 0.71181 | 0.1022 | 2.1155 | 52.8636 | 8.5629 | 0.25267 | 0.82595 | 19.4516 | 106.4675 | 40.0861 | 15.8479 | 155.8887 | 8.9551 | 0.035702 | 0.30827 | 0.74108 | 36.2688 | 21.1967 | 641.7404 | 141.1582 | 3.003 | 0.10035 | 0.68699 | 0.12422 | 352.5924 | 162.8506 | 95.0689 | 59.6434 | 15.8738 | 1033.751 | 271.8226 | 75.3181 | 83.921 | 253.9165 | 136.3858 | 96.5293 | 73.6926 | 8.589 | 0.7713 | 0.78391 | 0.53145 | 59.1703 | 5.8513 | 2.1042 | 2.7565 | 0.17247 | 7.7882e-05 | 33.1309 | 1.0867 | 0.23538 | 0.21046 | 0.17081 | 3.5726 | 0.96505 | 1.3887 | 0.44744 | 83.1093 | 13.6203 | 33.3173 | 8.3159 | 149.7317 | 128.4788 | 2293.5109 | 220.8352 | 375.1035 | 158.6356 | 902.1032 | 349.8236 | 91.9856 | 456.539 | 0.010985 | 0.090809 | 0.18615 | 0.058937 | 0.0095731 | 0.0056714 | 2.6164e-05 | 0.0026289 | 30.9862 | 13.5029 | 0.82873 | 0.18868 | 2.34 | 5.265 | 336.7091 | 68.4866 | 4.0317 | 4.7063 | 139.5733 | 8.4326 | 119.3742 | 47.5333 | 36.8199 | 84.3078 | 771.0095 | 68.5478 | 725.3888 | 10.165 | 120.4563 | 649.1031 | 167.9749 | 104.5588 | 61.9903 | 72.4262 | 217.9802 | 54.3251 | 8.1586 | 178.0678 | 96.69 | 9.6788 | 48.736 | 689.7955 | 5.9346 | 65.6326 | 71.2081 | 159.7854 | 269.8237 | 79.9968 | 57.1277 | 33.8267 | 43.9154 | 0.010824 | 0.00098308 | 0.24368 | 37.5356 | 1.9638 | 13.8815 | 3.1052 | 206.2491 | 8.0727 | 5.2765 | 0.45488 | 5838.5197 | 790.874 | 1376.1754 | 1480.9991 | 29.4182 | 1.157 | 27.1738 | 2.5409 | 5524.9872 | 1417.4381 | 603.0155 | 101.9937 | 144.0817 | 8.8507 | 146.8814 | 0.0013133 | 27.1227 | 0.15997 | 11.8516 | 90.3927 | 4.3769 | 65.0971 | 157.359 | 0.11902 | 0.29926 | 2.5069 | 3.093 | 0.26438 | 0.264 | 0.91141 | 0.1358 | 31.6137 | 0.0028698 | 13.9105 | 303.5843 | 0.025369 | 131.21 | 4.9571 | 0.046395 | 0.59949 | 0.27044 | 4.8812 | 0.096452 | 1.778 | 1.0935 | 1.5332 | 0.019051 | 0.11566 | 0.051021 | 4.5967 | 0.038772 | 0.52653 | 0.20881 | 8.9001 | 0.00045042 | 0.0036401 | 0.0028144 | 5.5961 | 0.020352 | 0.38314 | 0.20779 | 0.27799 | 0.0012191 | 0.019683 | 0.014207 | 1.3362 | 0.0051557 | 0.084405 | 0.052992 | 0.67623 | 0.0038143 | 0.044775 | 0.1896 | 0.53423 | 0.27465 | 1.0569 | 291.6064 | 0.015114 | 1.9396 | 0.012433 | 3.968 | 5.3937 | 2.2221 | 203.7233 | 0.29349 | 10.5729 | 8.8069 | 12.8529 | 103500.1032 | 7.7919 | 308.8744 | 8.9281 | 4.0509 | 2.0739 | 1.8825 | 2.528 | 1.6356 | 1.8567 | 13.4932 | 3.9386 | 0.77754 | 8.1614 | 2.6243 | 257.408 | 9.1659 | 0.48879 | 18.4672 | 29.327 | 703.6531 | 63.6725 | 4.7364 | 2.8506 | 8.5223 | 8.0703 | 0.2478 | 1.2576 | 5.5909 | 7.5314 | 6.057 | 0.0020571 | 0.0012286 | 0.0045331 | 1.6088 | 9.3468e-05 | 0.0064902 | 6.0236e-05 | 0.01695 | 0.0024841 | 0.0085788 | 12.9384 | 0.00070971 | 0.60537 | 0.32158 | 8.6142 | 1.3717 | 0.038985 | 1.3886 | 0.29393 | 0.018348 | 0.0082003 | 0.007608 | 0.0032731 | 0.0065702 | 0.006484 | 0.05992 | 0.069266 | 0.0037254 | 0.030741 | 0.010751 | 1.0453 | 0.00042691 | 0.00041314 | 0.10217 | 0.11756 | 2.9076 | 0.29057 | 0.020046 | 0.045595 | 0.026112 | 0.038792 | 0.0011093 | 0.005427 | 0.019585 | 0.023891 | 0.025324 | 0.038905 | 0.017084 | 0.05357 | 16.5491 | 0.0013655 | 0.10663 | 0.00087593 | 0.44324 | 0.05059 | 0.14258 | 7.993 | 0.010049 | 21.9441 | 14.7226 | 466.4744 | 29.1041 | 1.729 | 31.2524 | 13.6204 | 0.90524 | 0.11742 | 0.10496 | 0.053237 | 0.089935 | 0.16445 | 1.8933 | 1.421 | 0.048133 | 0.82191 | 0.16698 | 18.6845 | 0.0035419 | 0.0037059 | 10.5461 | 4.6861 | 161.9553 | 14.0609 | 1.6169 | 0.64306 | 0.41051 | 0.66586 | 0.022543 | 0.09202 | 0.37329 | 1.1641 | 0.99299 | 0.027232 | 0.010515 | 0.016135 | 6.7093 | 0.00090154 | 0.20757 | 0.00059668 | 1.0035 | 0.067278 | 0.11789 | 5.9098 | 0.008352 | 16.3784 | 8.2704 | 583.7099 | 18.7114 | 1.8008 | 17.7081 | 7.8197 | 0.56252 | 0.13847 | 0.21997 | 0.027998 | 0.11191 | 0.074624 | 1.9459 | 0.6137 | 0.16447 | 0.45374 | 0.22385 | 11.9937 | 0.0027223 | 0.0029974 | 3.6939 | 2.9031 | 57.8159 | 7.6183 | 2.9756 | 0.26106 | 0.27318 | 0.69945 | 0.013737 | 0.05258 | 0.2155 | 1.2464 | 1.0845 | 382.7994 | 446.0844 | 75.8961 | 2.7512 | 3.9295 | 1.4386 | 4.8551 | 2.6622 | 15.0351 | 0.9659 | 0.0025528 | 0.041786 | 0.031943 | 0.055403 | 1.2021 | 1.2369 | 13.9429 | 1.6613 | 1.3263
3 | 0.15752 | 0.034928 | 0.014105 | 1.1769 | 0.99937 | 0.99234 | 0.74764 | 0.094464 | 0.85312 | 0.55921 | 0.77528 | 0.76816 | 0.87225 | 0.17059 | 1240.5175 | 434.5004 | 0.94858 | 0.85187 | 0.125 | 0.1731 | 0.25993 | 3.2412 | 4.6824 | 335.7281 | 0.0089526 | 148.2284 | 129.2791 | 17.1543 | 144.3012 | 12.3142 | 1.8013 | 49.7253 | 14.9978 | 12.061 | 2970.2393 | 78.1536 | 83.8909 | 1769.4177 | 125.4101 | 94.2805 | 241.9692 | 225.9307 | 258.2824 | 30.7881 | 53.0546 | 0.70248 | 0.2907 | 0.23296 | 0.018422 | 0.0022911 | 7.4011e-05 | 37.5252 | 14.2171 | 2.5432 | 0.82633 | 0.49363 | 0.10895 | 2.5501 | 51.6885 | 6.2277 | 0.29511 | 0.77299 | 20.4689 | 76.7615 | 41.8105 | 19.6193 | 130.9679 | 7.9989 | 0.039904 | 0.32934 | 0.73476 | 44.0019 | 14.7589 | 756.8227 | 95.6178 | 3.5605 | 0.085809 | 0.60556 | 0.094258 | 224.24 | 152.4652 | 92.1461 | 67.9754 | 13.821 | 1143.2195 | 222.6203 | 80.9115 | 71.3473 | 226.474 | 176.0142 | 76.1199 | 84.3514 | 7.3641 | 0.64197 | 0.5476 | 0.49192 | 66.9876 | 6.169 | 1.7295 | 2.4702 | 0.1637 | 6.8786e-05 | 32.3626 | 1.0144 | 0.2571 | 0.27634 | 0.14711 | 3.3213 | 0.96014 | 0.88809 | 0.39422 | 105.4803 | 12.4545 | 38.38 | 9.3448 | 141.7234 | 126.6541 | 2195.358 | 242.1357 | 387.7126 | 173.5299 | 815.9686 | 405.4755 | 80.6494 | 398.1947 | 0.20029 | 0.15397 | 0.054455 | 0.067552 | 0.0097781 | 0.0050794 | 2.5039e-05 | 0.0022957 | 28.6227 | 12.7871 | 1.14 | 0.16495 | 2.6176 | 4.8069 | 433.3145 | 62.1298 | 3.2379 | 4.8 | 124.7536 | 9.3453 | 122.3301 | 49.4292 | 37.6592 | 77.8202 | 603.5091 | 73.5826 | 700.4482 | 10.1908 | 118.0073 | 706.5095 | 134.4766 | 85.6743 | 58.0722 | 71.6305 | 239.9673 | 60.5353 | 9.8763 | 189.9224 | 74.9381 | 10.1806 | 51.0976 | 515.9993 | 5.5776 | 87.1222 | 60.9297 | 191.2111 | 308.3001 | 75.4115 | 49.6029 | 30.0991 | 43.9931 | 0.012151 | 0.0014192 | 0.30381 | 38.7324 | 2.0295 | 13.5556 | 2.1035 | 276.0536 | 11.0511 | 5.6199 | 0.56827 | 6948.3999 | 755.802 | 1335.3117 | 1124.1257 | 30.0332 | 1.1088 | 24.6692 | 3.0813 | 4601.1945 | 1236.777 | 576.3209 | 99.0774 | 135.6477 | 9.7951 | 187.7081 | 0.0013807 | 30.0502 | 0.1438 | 14.2282 | 82.6694 | 5.4565 | 47.2371 | 163.1534 | 0.11154 | 0.28337 | 2.4466 | 2.9812 | 0.15776 | 0.25068 | 1.2915 | 0.19949 | 31.6323 | 0.0026989 | 14.4645 | 313.6851 | 0.02346 | 128.2908 | 5.5505 | 0.047279 | 0.6423 | 0.25314 | 4.6427 | 0.087118 | 1.7872 | 1.0347 | 1.5089 | 0.020175 | 0.12509 | 0.051497 | 4.5026 | 0.03914 | 0.49934 | 0.23089 | 7.739 | 0.00041501 | 0.0032146 | 0.0028471 | 5.4066 | 0.02095 | 0.34002 | 0.21658 | 0.28634 | 0.0012324 | 0.021929 | 0.01295 | 1.2101 | 0.0050175 | 0.087616 | 0.057074 | 0.68615 | 0.0035359 | 0.048226 | 0.16861 | 0.52417 | 0.29764 | 0.98904 | 255.2567 | 0.012071 | 1.9744 | 0.011546 | 4.0721 | 4.8797 | 2.8925 | 194.643 | 0.28668 | 9.1669 | 8.6666 | 12.6139 | 114325.1033 | 8.3847 | 297.8135 | 9.6627 | 4.5142 | 1.9775 | 2.1118 | 3.0578 | 1.5868 | 1.908 | 14.0886 | 4.3406 | 0.78064 | 8.8668 | 2.6449 | 277.9715 | 8.6072 | 0.44357 | 17.2688 | 26.6634 | 697.1222 | 61.1055 | 4.9433 | 3.0969 | 7.3639 | 7.6832 | 0.27406 | 1.2868 | 5.3363 | 6.9488 | 5.9846 | 0.0022486 | 0.0011633 | 0.00417 | 1.4139 | 8.5554e-05 | 0.0069408 | 5.8202e-05 | 0.018751 | 0.0026894 | 0.007361 | 13.3877 | 0.00073479 | 0.58284 | 0.29036 | 7.7963 | 1.2232 | 0.035543 | 1.1967 | 0.31346 | 0.017851 | 0.0070989 | 0.0073046 | 0.0036892 | 0.0057944 | 0.0065817 | 0.061135 | 0.072013 | 0.0034758 | 0.033049 | 0.010544 | 1.0314 | 0.00043549 | 0.00047239 | 0.091126 | 0.11251 | 2.577 | 0.27932 | 0.020659 | 0.042127 | 0.028305 | 0.035512 | 0.0012729 | 0.005158 | 0.019953 | 0.027142 | 0.024629 | 0.037476 | 0.018758 | 0.056672 | 17.6158 | 0.0011593 | 0.10233 | 0.00088618 | 0.43169 | 0.050119 | 0.14777 | 6.6393 | 0.010381 | 20.6421 | 15.1368 | 475.3982 | 27.4429 | 1.7874 | 25.7489 | 15.1075 | 0.92103 | 0.12123 | 0.09772 | 0.051829 | 0.097579 | 0.17807 | 2.0148 | 1.304 | 0.045755 | 0.77276 | 0.17599 | 19.5398 | 0.0034187 | 0.0032323 | 9.9047 | 5.0881 | 142.1618 | 15.1908 | 1.6925 | 0.59135 | 0.40606 | 0.61261 | 0.022946 | 0.09182 | 0.34769 | 1.0773 | 1.0961 | 0.024671 | 0.011086 | 0.015765 | 6.9197 | 0.00086233 | 0.19762 | 0.00063909 | 0.91584 | 0.070596 | 0.1225 | 4.9166 | 0.0077814 | 15.4912 | 9.1207 | 575.5888 | 20.7491 | 1.7681 | 19.4228 | 8.988 | 0.48911 | 0.15695 | 0.23675 | 0.030469 | 0.10555 | 0.077911 | 1.7588 | 0.64861 | 0.19118 | 0.45835 | 0.22074 | 11.7606 | 0.0029865 | 0.0029808 | 4.176 | 2.7353 | 65.6467 | 8.2001 | 3.1094 | 0.27153 | 0.32629 | 0.64322 | 0.012522 | 0.048449 | 0.20803 | 1.0798 | 1.1754 | 389.2279 | 480.5042 | 38.4394 | 2.2861 | 4.3184 | 1.6694 | 3.8255 | 3.348 | 20.6736 | 1.0024 | 0.0025874 | 0.047996 | 0.035832 | 0.045974 | 1.5479 | 1.5616 | 11.6628 | 1.2313 | 1.1466
4 | 0.18004 | 0.018512 | 0.011327 | 1.3052 | 0.99256 | 0.995 | 0.72699 | 0.025433 | 0.86103 | 0.50872 | 0.79173 | 0.81766 | 0.80546 | 0.17758 | 1506.1058 | 272.2307 | 0.96158 | 0.81687 | 0.18438 | 0.25956 | 0.12264 | 0.48658 | 4.0094 | 190.4988 | 0.0070941 | 179.5482 | 102.6791 | 14.8389 | 149.2628 | 14.1884 | 1.9586 | 58.5649 | 15.51 | 11.8164 | 2553.4767 | 99.0509 | 98.7318 | 1482.7411 | 133.0006 | 86.507 | 233.6586 | 285.7213 | 242.6503 | 34.7616 | 49.7168 | 0.72075 | 0.26517 | 0.30916 | 0.019613 | 0.0018474 | 9.4166e-05 | 39.266 | 13.9598 | 2.7719 | 0.94323 | 0.52947 | 0.080276 | 2.2595 | 58.3717 | 7.6025 | 0.32906 | 0.75805 | 21.745 | 103.2878 | 37.6637 | 19.9515 | 154.3653 | 8.4207 | 0.030164 | 0.27483 | 0.96253 | 32.272 | 19.4448 | 700.2941 | 112.6708 | 3.2284 | 0.10936 | 0.61756 | 0.085208 | 248.8497 | 125.9408 | 91.0359 | 55.19 | 16.6623 | 1215.3052 | 230.6089 | 92.7984 | 70.3505 | 294.3362 | 146.9094 | 82.5321 | 89.8138 | 8.7459 | 0.60685 | 0.894 | 0.40304 | 65.1355 | 5.0901 | 2.1476 | 2.3164 | 0.18827 | 6.5582e-05 | 26.5232 | 1.1366 | 0.22215 | 0.24491 | 0.18553 | 3.5314 | 0.95093 | 1.1624 | 0.38579 | 110.1205 | 14.6498 | 24.2426 | 9.5142 | 151.9079 | 161.1125 | 1803.9668 | 268.025 | 310.3038 | 171.2501 | 840.7122 | 369.2307 | 95.1193 | 467.7329 | 0.22944 | 0.2802 | 0.13466 | 0.085524 | 0.0084448 | 0.0068977 | 2.8519e-05 | 0.0018362 | 36.1738 | 14.2462 | 1.0217 | 0.14756 | 2.7088 | 6.3084 | 391.9875 | 78.7809 | 2.5877 | 5.4983 | 131.6784 | 10.3046 | 130.1168 | 50.2012 | 36.3937 | 82.9476 | 744.6657 | 55.2675 | 655.8164 | 9.6514 | 127.0738 | 693.5857 | 142.7806 | 91.4968 | 52.6096 | 73.8537 | 195.5571 | 61.7962 | 8.0272 | 195.413 | 85.8344 | 9.3835 | 44.608 | 627.9591 | 7.1339 | 84.2798 | 58.447 | 197.4066 | 283.6298 | 86.8215 | 47.411 | 36.1572 | 41.5657 | 0.01027 | 0.001385 | 0.23808 | 39.4615 | 2.4487 | 9.2303 | 3.2722 | 284.792 | 9.2805 | 5.9546 | 0.62193 | 6107.1837 | 932.2655 | 1418.6496 | 1266.7461 | 30.2691 | 1.3329 | 22.5855 | 2.9119 | 5256.2 | 1297.3371 | 631.2088 | 85.4889 | 129.7374 | 8.6765 | 157.2471 | 0.0012673 | 36.9126 | 0.14662 | 12.5444 | 54.5257 | 3.824 | 66.7555 | 201.9323 | 0.12161 | 0.23948 | 1.7634 | 3.1296 | 0.37476 | 0.23539 | 0.8539 | 0.16776 | 31.2293 | 0.0025733 | 14.2572 | 278.2108 | 0.023027 | 115.359 | 5.4778 | 0.049064 | 0.64721 | 0.26677 | 4.9728 | 0.094688 | 1.6548 | 1.0694 | 1.4533 | 0.018768 | 0.10692 | 0.058208 | 4.8072 | 0.036295 | 0.54147 | 0.21565 | 9.1998 | 0.00047569 | 0.00329 | 0.0030399 | 4.9004 | 0.020652 | 0.36196 | 0.22207 | 0.25033 | 0.0011233 | 0.019019 | 0.01407 | 1.2938 | 0.0053472 | 0.0925 | 0.056185 | 0.74757 | 0.0035594 | 0.045667 | 0.18571 | 0.54931 | 0.28976 | 1.0637 | 356.6514 | 0.016137 | 1.9313 | 0.012218 | 4.5258 | 5.5144 | 2.4484 | 186.65 | 0.38886 | 9.7424 | 8.4232 | 14.8498 | 120624.6333 | 8.51 | 312.2382 | 8.7802 | 4.7725 | 1.9499 | 2.0883 | 3.046 | 1.7645 | 1.6766 | 13.9887 | 3.7242 | 0.71051 | 8.3353 | 2.8494 | 270.8577 | 8.7997 | 0.42623 | 18.9652 | 25.1002 | 656.9978 | 69.6067 | 4.3701 | 2.7343 | 7.4246 | 7.8831 | 0.25032 | 1.2034 | 5.2088 | 7.4284 | 6.4817 | 0.0020263 | 0.0012188 | 0.0040149 | 1.3733 | 9.509e-05 | 0.0075468 | 6.3829e-05 | 0.01757 | 0.0028589 | 0.0086055 | 13.2267 | 0.00068038 | 0.67372 | 0.3204 | 8.1003 | 1.2947 | 0.036981 | 1.3972 | 0.30869 | 0.020909 | 0.0076282 | 0.007013 | 0.0038571 | 0.0058597 | 0.0072957 | 0.059848 | 0.080022 | 0.0034148 | 0.031832 | 0.010123 | 1.2332 | 0.0004807 | 0.0004027 | 0.10653 | 0.13189 | 3.096 | 0.2978 | 0.019562 | 0.05055 | 0.02711 | 0.032667 | 0.0011379 | 0.0050565 | 0.02147 | 0.023527 | 0.026636 | 0.041369 | 0.016331 | 0.055768 | 16.6632 | 0.0012741 | 0.097106 | 0.0008723 | 0.3856 | 0.053717 | 0.14015 | 7.2607 | 0.010688 | 19.7264 | 13.8869 | 531.8581 | 28.6047 | 1.7607 | 28.7104 | 14.6572 | 0.88526 | 0.10567 | 0.10452 | 0.059141 | 0.094224 | 0.16269 | 2.0496 | 1.4558 | 0.048782 | 0.80739 | 0.14955 | 19.06 | 0.0033807 | 0.0031167 | 10.622 | 5.6717 | 167.1937 | 14.2908 | 1.5893 | 0.69978 | 0.41576 | 0.58927 | 0.020355 | 0.087074 | 0.34141 | 1.1162 | 1.0232 | 0.026313 | 0.01141 | 0.013831 | 6.4947 | 0.00084348 | 0.24064 | 0.00063315 | 0.84569 | 0.065142 | 0.12221 | 5.4666 | 0.008297 | 14.5916 | 8.1668 | 535.4982 | 19.8538 | 1.8998 | 20.111 | 8.9222 | 0.58197 | 0.13945 | 0.21839 | 0.027673 | 0.11668 | 0.073224 | 1.9007 | 0.55199 | 0.17408 | 0.54477 | 0.21619 | 12.7573 | 0.0032157 | 0.0028857 | 3.8025 | 3.0135 | 60.6477 | 7.8232 | 3.2119 | 0.24465 | 0.28691 | 0.66613 | 0.012901 | 0.050673 | 0.22837 | 1.1631 | 1.1617 | 359.0103 | 477.2045 | 60.367 | 2.462 | 3.8372 | 1.0685 | 3.253 | 4.2571 | 18.0068 | 0.85842 | 0.0030289 | 0.044532 | 0.033009 | 0.053088 | 1.6443 | 1.6523 | 12.8513 | 1.2408 | 0.95395
5 | 0.17018 | 0.030529 | 0.018167 | 1.3785 | 0.99321 | 0.99487 | 0.90362 | 0.05921 | 0.88737 | 0.47438 | 0.7201 | 0.79159 | 0.85141 | 0.20319 | 1473.1809 | 152.2176 | 0.94285 | 0.79897 | 0.16713 | 0.15851 | 0.33777 | 0.2081 | 5.3552 | 618.0267 | 0.0019606 | 173.2875 | 139.9199 | 15.2787 | 148.0589 | 17.7439 | 1.9055 | 53.1521 | 15.1736 | 11.6069 | 2842.7443 | 75.8232 | 92.6152 | 1735.609 | 113.0715 | 77.622 | 270.2106 | 232.9244 | 250.7379 | 29.7919 | 46.3035 | 0.79384 | 0.2222 | 0.20407 | 0.018915 | 0.0019458 | 8.1647e-05 | 33.844 | 13.2392 | 2.5881 | 0.74471 | 0.61092 | 0.093923 | 2.4227 | 68.7222 | 6.8272 | 0.33513 | 0.91767 | 24.3968 | 94.9448 | 33.5251 | 18.7649 | 157.0231 | 8.0787 | 0.037165 | 0.24135 | 0.80336 | 31.3211 | 18.6179 | 812.9179 | 116.7026 | 2.983 | 0.093696 | 0.59219 | 0.11029 | 285.6396 | 160.9962 | 87.1194 | 64.0777 | 14.7174 | 1058.1161 | 218.05 | 96.4189 | 72.5704 | 284.669 | 141.0224 | 100.2608 | 90.5559 | 7.8731 | 0.70103 | 0.75195 | 0.25157 | 70.6733 | 6.9159 | 2.3702 | 2.6619 | 0.16833 | 7.2637e-05 | 30.6191 | 0.87252 | 0.20768 | 0.19087 | 0.12301 | 3.4003 | 0.96942 | 0.98514 | 0.47667 | 77.9312 | 12.745 | 35.146 | 7.9162 | 120.3544 | 139.5092 | 1779.4962 | 274.877 | 351.4493 | 166.0001 | 785.0642 | 345.2248 | 76.6932 | 452.0287 | 0.29074 | 0.04606 | 0.10909 | 0.082792 | 0.0093419 | 0.0059453 | 2.2452e-05 | 0.0020666 | 32.0509 | 9.7452 | 1.1247 | 0.13739 | 2.4542 | 6.7503 | 388.9478 | 88.9394 | 3.4213 | 5.0855 | 149.7759 | 9.6965 | 110.4001 | 42.9319 | 33.2673 | 81.1572 | 737.7522 | 69.526 | 609.0137 | 8.2037 | 114.5822 | 779.0624 | 151.7774 | 90.2879 | 61.2537 | 63.3998 | 193.9983 | 49.5237 | 8.7738 | 175.7958 | 98.1267 | 10.0652 | 46.0017 | 643.5841 | 6.8044 | 79.144 | 61.7943 | 187.2048 | 246.5122 | 96.0861 | 46.0763 | 32.5423 | 40.7765 | 0.0085908 | 0.0013034 | 0.32792 | 35.2503 | 2.4967 | 10.8766 | 2.8279 | 248.0121 | 7.9107 | 3.8449 | 0.55869 | 5990.7585 | 840.3169 | 1322.7152 | 1045.3914 | 35.6902 | 1.2371 | 20.8297 | 2.9275 | 5410.9205 | 1268.0725 | 620.8271 | 87.2558 | 138.4501 | 8.9409 | 170.256 | 0.001537 | 28.1332 | 0.1866 | 12.9339 | 85.6945 | 5.0329 | 60.0141 | 222.4631 | 0.10363 | 0.20188 | 1.1372 | 2.2338 | 0.1823 | 0.25895 | 1.0608 | 0.14748 | 36.3738 | 0.0029601 | 12.8397 | 286.4135 | 0.024034 | 117.8951 | 5.8032 | 0.04434 | 0.63752 | 0.26421 | 5.128 | 0.092543 | 1.7572 | 1.0888 | 1.507 | 0.018176 | 0.11985 | 0.057403 | 4.1894 | 0.040395 | 0.51895 | 0.20181 | 7.6102 | 0.00040723 | 0.0033859 | 0.0031293 | 5.4487 | 0.019741 | 0.37384 | 0.20625 | 0.24015 | 0.0012791 | 0.020886 | 0.012469 | 1.1887 | 0.0050584 | 0.095494 | 0.055024 | 0.69975 | 0.003841 | 0.044266 | 0.1771 | 0.51926 | 0.29869 | 0.99356 | 327.4251 | 0.013993 | 1.9674 | 0.012399 | 4.3252 | 4.3682 | 2.8275 | 198.3411 | 0.37619 | 9.6672 | 9.7144 | 13.9732 | 117250.8646 | 9.3771 | 300.6313 | 8.7017 | 4.6819 | 2.2232 | 1.8053 | 2.7356 | 1.7493 | 1.7841 | 14.5116 | 3.6689 | 0.75041 | 8.4693 | 2.8173 | 254.9036 | 8.7105 | 0.4514 | 19.4516 | 25.6626 | 668.358 | 66.9433 | 4.9565 | 2.9676 | 7.8012 | 7.2464 | 0.26054 | 1.206 | 4.6801 | 6.7376 | 5.9666 | 0.0022626 | 0.0013592 | 0.0043962 | 1.6035 | 9.0043e-05 | 0.0068501 | 5.7512e-05 | 0.018229 | 0.0024259 | 0.0079254 | 14.0863 | 0.00071423 | 0.58761 | 0.31571 | 7.8683 | 1.2406 | 0.037376 | 1.2493 | 0.32824 | 0.017998 | 0.0083605 | 0.0069645 | 0.0037536 | 0.0063019 | 0.006224 | 0.063489 | 0.073673 | 0.0033349 | 0.031405 | 0.010994 | 1.1287 | 0.00045268 | 0.00039608 | 0.1015 | 0.12351 | 3.0681 | 0.33189 | 0.02322 | 0.043 | 0.025457 | 0.037972 | 0.0012247 | 0.0057749 | 0.018524 | 0.024598 | 0.025768 | 0.039055 | 0.018572 | 0.061904 | 18.5719 | 0.0012575 | 0.095756 | 0.00086536 | 0.44171 | 0.051216 | 0.15503 | 6.894 | 0.011705 | 23.1663 | 12.7817 | 527.3622 | 30.99 | 1.9256 | 27.4113 | 13.8452 | 0.98008 | 0.10231 | 0.097247 | 0.06004 | 0.08496 | 0.18508 | 2.0008 | 1.5186 | 0.04342 | 0.88473 | 0.16899 | 20.349 | 0.0037622 | 0.0033097 | 9.4697 | 4.8957 | 152.8297 | 13.3873 | 1.8711 | 0.67606 | 0.42729 | 0.56048 | 0.019989 | 0.084201 | 0.37082 | 1.0284 | 1.1218 | 0.02941 | 0.0099866 | 0.014517 | 7.1847 | 0.00075725 | 0.22711 | 0.00055961 | 0.91149 | 0.060668 | 0.12068 | 5.4412 | 0.0087072 | 16.9255 | 8.4265 | 548.8507 | 20.983 | 1.7446 | 18.0525 | 7.5419 | 0.50379 | 0.15886 | 0.23311 | 0.032651 | 0.10914 | 0.071018 | 1.9611 | 0.59163 | 0.18097 | 0.47241 | 0.20016 | 12.1846 | 0.0027555 | 0.0028604 | 3.6384 | 2.7552 | 59.5589 | 8.266 | 2.9135 | 0.25311 | 0.30816 | 0.62474 | 0.014432 | 0.052863 | 0.24479 | 1.2627 | 1.2784 | 347.9576 | 466.5459 | 42.757 | 2.8529 | 3.6545 | 1.286 | 4.9281 | 3.6634 | 14.7132 | 0.98969 | 0.0028643 | 0.04647 | 0.034268 | 0.052291 | 1.3112 | 1.4409 | 15.8503 | 1.4717 | 1.3706
6 | 0.17328 | 0.015265 | 0.0062002 | 1.421 | 0.99811 | 0.99317 | 0.97599 | 0.069569 | 0.77997 | 0.61284 | 0.74943 | 0.80506 | 0.79379 | 0.19718 | 1659.7372 | 217.9551 | 0.95209 | 0.83302 | 0.14325 | 0.28983 | 0.1389 | 2.0657 | 4.3325 | 441.6906 | 0.0052703 | 169.1747 | 122.8537 | 16.3816 | 151.047 | 17.1561 | 1.8344 | 64.3809 | 16.6381 | 10.8822 | 2746.7243 | 92.5184 | 101.0944 | 1701.8787 | 123.9384 | 97.7483 | 233.245 | 241.6909 | 215.9211 | 34.1395 | 48.2329 | 0.84076 | 0.14897 | 0.34445 | 0.013533 | 0.0016101 | 9.5253e-05 | 38.8306 | 12.4007 | 2.9002 | 0.99559 | 0.64206 | 0.11488 | 2.5042 | 66.1254 | 4.1551 | 0.27604 | 0.84971 | 18.5042 | 111.1108 | 32.8386 | 20.3665 | 127.4205 | 9.3595 | 0.036208 | 0.32034 | 0.68733 | 42.1489 | 20.6247 | 569.7937 | 92.5769 | 3.3597 | 0.12427 | 0.41506 | 0.091734 | 218.6718 | 166.2219 | 76.9144 | 72.1169 | 18.1611 | 1340.1143 | 239.827 | 88.2352 | 81.5113 | 231.211 | 168.4584 | 86.234 | 83.3727 | 7.5642 | 0.80069 | 0.97952 | 0.25902 | 63.8029 | 6.1112 | 1.6688 | 2.1004 | 0.18387 | 8.2587e-05 | 37.5739 | 1.12 | 0.24091 | 0.26664 | 0.12792 | 2.9043 | 0.96212 | 1.3517 | 0.52729 | 87.3748 | 17.5631 | 27.4739 | 8.9351 | 122.6599 | 179.9201 | 2127.2456 | 212.8661 | 426.3083 | 187.4528 | 763.3146 | 361.6169 | 86.23 | 368.2747 | 0.39512 | 0.1065 | 0.18073 | 0.083618 | 0.0075716 | 0.0055571 | 2.4229e-05 | 0.0025048 | 31.4248 | 10.3289 | 0.98561 | 0.17125 | 2.5841 | 4.3225 | 291.6337 | 62.615 | 3.6355 | 5.8307 | 142.9616 | 9.5205 | 105.1183 | 49.2718 | 30.4638 | 99.3718 | 689.914 | 57.0914 | 712.0848 | 8.5271 | 139.2072 | 632.4362 | 127.8384 | 87.2919 | 59.5084 | 58.8387 | 213.0793 | 61.2643 | 8.6554 | 169.6019 | 94.965 | 12.6145 | 47.184 | 649.2623 | 7.0006 | 86.2523 | 64.2535 | 194.3751 | 261.1232 | 83.4917 | 44.8937 | 31.4356 | 47.1376 | 0.012361 | 0.001141 | 0.26898 | 34.8491 | 2.2412 | 11.2068 | 2.2392 | 326.1583 | 8.4241 | 5.4711 | 0.40958 | 7314.7639 | 917.9428 | 1244.4031 | 1349.6019 | 35.2742 | 0.74741 | 24.9626 | 2.8053 | 5061.6264 | 1754.1283 | 527.4541 | 93.7681 | 152.7229 | 8.4681 | 149.0849 | 0.0011044 | 34.5457 | 0.14115 | 13.3292 | 47.0061 | 3.9497 | 83.677 | 191.217 | 0.11793 | 0.23613 | 2.6644 | 3.3469 | 0.31272 | 0.25571 | 0.91609 | 0.18633 | 37.2954 | 0.002632 | 14.9492 | 294.3737 | 0.026759 | 129.0268 | 5.4282 | 0.050299 | 0.62443 | 0.27361 | 5.0494 | 0.095426 | 1.8065 | 1.0738 | 1.5628 | 0.019443 | 0.10973 | 0.053825 | 4.2603 | 0.037625 | 0.52903 | 0.21148 | 8.8799 | 0.00039996 | 0.0034248 | 0.0032269 | 5.4959 | 0.018523 | 0.33592 | 0.22443 | 0.25609 | 0.0011523 | 0.022086 | 0.014256 | 1.1231 | 0.00512 | 0.09417 | 0.049219 | 0.66417 | 0.0039407 | 0.046671 | 0.17202 | 0.53031 | 0.29357 | 1.0789 | 261.3359 | 0.016868 | 1.9993 | 0.012053 | 4.18 | 5.117 | 3.1458 | 197.1607 | 0.45514 | 10.5549 | 7.9788 | 14.2009 | 113379.6627 | 8.823 | 343.325 | 9.4958 | 4.1896 | 2.1576 | 1.7408 | 2.7834 | 1.5038 | 1.9494 | 12.9396 | 3.886 | 0.70004 | 7.9962 | 3.0457 | 267.1714 | 8.1364 | 0.46133 | 19.7563 | 27.842 | 595.1141 | 65.2725 | 4.1284 | 3.0046 | 7.4991 | 7.416 | 0.26791 | 1.2748 | 4.7471 | 7.6972 | 6.7546 | 0.0019413 | 0.0011406 | 0.0044442 | 1.4551 | 9.7715e-05 | 0.0066189 | 5.5069e-05 | 0.017939 | 0.0028807 | 0.0074224 | 13.0743 | 0.00073548 | 0.65009 | 0.32666 | 7.582 | 1.3299 | 0.037457 | 1.3027 | 0.29238 | 0.019785 | 0.0068906 | 0.0076468 | 0.003604 | 0.0056557 | 0.0072038 | 0.05565 | 0.080729 | 0.0039523 | 0.03477 | 0.011261 | 1.2101 | 0.00040253 | 0.00044001 | 0.098168 | 0.12862 | 3.018 | 0.31181 | 0.022902 | 0.049409 | 0.029209 | 0.036213 | 0.0010735 | 0.0048946 | 0.020254 | 0.025056 | 0.024095 | 0.03712 | 0.018135 | 0.061218 | 18.0352 | 0.0011423 | 0.10857 | 0.00076747 | 0.37984 | 0.044709 | 0.15261 | 6.7826 | 0.011977 | 20.2303 | 14.3024 | 509.0527 | 26.437 | 1.7691 | 26.1937 | 15.1578 | 0.94596 | 0.11603 | 0.092711 | 0.049845 | 0.095821 | 0.17443 | 1.956 | 1.4729 | 0.044314 | 0.79158 | 0.16531 | 19.4475 | 0.0032694 | 0.0037684 | 10.7036 | 4.9909 | 140.6147 | 15.3833 | 1.6562 | 0.68466 | 0.4529 | 0.65675 | 0.020654 | 0.10209 | 0.33465 | 0.97325 | 1.0751 | 0.029923 | 0.011987 | 0.014135 | 6.5586 | 0.00091049 | 0.22099 | 0.00060629 | 0.86213 | 0.063407 | 0.11551 | 5.5782 | 0.007987 | 17.7348 | 8.3476 | 523.954 | 18.3609 | 1.9918 | 20.4688 | 8.2548 | 0.57309 | 0.14652 | 0.2059 | 0.028346 | 0.11095 | 0.084254 | 1.7716 | 0.55748 | 0.16596 | 0.46389 | 0.20547 | 12.0816 | 0.003117 | 0.0032113 | 4.0326 | 2.6302 | 56.7686 | 8.6937 | 2.8644 | 0.24829 | 0.27108 | 0.6172 | 0.013199 | 0.049394 | 0.23698 | 1.1778 | 1.2015 | 369.9135 | 411.7324 | 50.6395 | 2.6747 | 4.4553 | 1.1865 | 3.7281 | 4.1824 | 11.2143 | 0.91791 | 0.0030466 | 0.045709 | 0.03496 | 0.043529 | 1.4271 | 1.3496 | 16.2955 | 1.7578 | 1.2236
7 | 0.13611 | 0.043164 | 0.020646 | 1.2226 | 0.99564 | 0.99139 | 0.76125 | 0.08094 | 0.88017 | 0.57892 | 0.71048 | 0.81194 | 0.77639 | 0.20555 | 1291.6368 | 499.9735 | 0.95297 | 0.85325 | 0.16194 | 0.30866 | 0.48133 | 1.1083 | 5.4631 | 373.3248 | 0.0094014 | 155.0918 | 118.1184 | 13.7263 | 168.6413 | 13.2921 | 2.3793 | 65.5528 | 15.8276 | 12.1893 | 2590.0965 | 84.9297 | 86.2941 | 1838.6171 | 103.0925 | 94.9904 | 310.3657 | 216.9217 | 212.0727 | 36.0095 | 57.176 | 0.74722 | 0.08134 | 0.38387 | 0.018875 | 0.0022316 | 8.8282e-05 | 31.2256 | 13.5908 | 3.1387 | 0.9585 | 0.68267 | 0.090233 | 2.7971 | 64.7927 | 3.0189 | 0.28596 | 0.81105 | 16.7918 | 99.4385 | 42.6384 | 18.9764 | 129.0463 | 9.1176 | 0.037949 | 0.2933 | 0.77706 | 33.3662 | 13.831 | 819.8907 | 87.3399 | 2.4056 | 0.073157 | 0.71143 | 0.098158 | 244.0451 | 168.7442 | 85.089 | 72.9392 | 17.3065 | 1159.0791 | 281.3278 | 69.7906 | 79.4794 | 273.0779 | 159.8816 | 87.9987 | 87.3689 | 8.1921 | 0.51532 | 0.93742 | 0.22242 | 54.416 | 6.8367 | 1.6934 | 2.6084 | 0.15547 | 8.4651e-05 | 28.8121 | 0.85414 | 0.26136 | 0.20102 | 0.18174 | 2.7949 | 0.95905 | 1.0211 | 0.53612 | 103.8412 | 17.1214 | 35.9376 | 9.7653 | 139.4877 | 112.9633 | 2094.7934 | 208.5127 | 345.1904 | 183.3115 | 690.5658 | 327.1475 | 82.1059 | 376.3172 | 0.056878 | 0.19618 | 0.21433 | 0.078444 | 0.008831 | 0.0070299 | 1.9646e-05 | 0.0025693 | 29.6701 | 13.2711 | 1.1888 | 0.18466 | 2.842 | 5.518 | 299.5239 | 66.9301 | 2.8619 | 4.4417 | 119.3904 | 8.5638 | 106.2987 | 52.8097 | 30.8436 | 88.5292 | 706.9774 | 60.0852 | 570.4619 | 9.0745 | 133.908 | 786.6478 | 150.4968 | 102.3097 | 55.2806 | 70.4122 | 211.222 | 58.9637 | 7.7407 | 202.7937 | 89.2912 | 9.6041 | 52.2796 | 580.7843 | 6.234 | 71.7237 | 68.5274 | 170.8018 | 250.9268 | 73.1496 | 43.6161 | 31.7476 | 48.7576 | 0.011153 | 0.0013277 | 0.3172 | 32.9242 | 2.699 | 12.9441 | 2.904 | 219.6815 | 11.8142 | 4.7698 | 0.3797 | 6697.0184 | 895.1683 | 1363.7548 | 1520.5284 | 33.4066 | 0.75917 | 21.2998 | 2.4282 | 4495.2056 | 1608.8683 | 477.7762 | 98.5009 | 154.8343 | 8.0051 | 177.4872 | 0.0013341 | 30.4485 | 0.17052 | 13.8063 | 77.6639 | 3.2213 | 72.6031 | 216.8144 | 0.10762 | 0.25691 | 2.7318 | 2.3375 | 0.35589 | 0.22965 | 1.2654 | 0.1283 | 36.7902 | 0.0030665 | 15.0511 | 289.5869 | 0.022677 | 110.2865 | 5.1839 | 0.045104 | 0.65068 | 0.26803 | 4.9301 | 0.093869 | 1.7454 | 1.1234 | 1.4745 | 0.018061 | 0.11485 | 0.0519 | 4.4126 | 0.038516 | 0.54675 | 0.21454 | 7.6615 | 0.00045248 | 0.0032695 | 0.0029411 | 4.6878 | 0.018604 | 0.38723 | 0.24477 | 0.29183 | 0.0010683 | 0.020018 | 0.012157 | 1.3115 | 0.0055959 | 0.096148 | 0.053981 | 0.75249 | 0.0033725 | 0.040248 | 0.17829 | 0.52953 | 0.3048 | 1.158 | 317.2204 | 0.017251 | 1.9853 | 0.011424 | 4.8138 | 5.7719 | 2.1596 | 200.5196 | 0.2422 | 9.5114 | 9.2858 | 13.7644 | 119607.9631 | 8.9021 | 321.0708 | 8.3357 | 4.3204 | 2.123 | 2.0041 | 2.7004 | 1.5489 | 1.6791 | 12.9864 | 3.9861 | 0.66119 | 8.6468 | 2.5893 | 275.8369 | 8.9263 | 0.47251 | 17.0015 | 28.5747 | 582.3502 | 67.8216 | 4.4599 | 3.0356 | 8.3109 | 8.4498 | 0.27572 | 1.2329 | 5.1063 | 7.2106 | 6.2616 | 0.0022146 | 0.0012861 | 0.0046657 | 1.5417 | 9.6273e-05 | 0.0076224 | 6.147e-05 | 0.01936 | 0.0025555 | 0.0081936 | 12.7304 | 0.00078691 | 0.67187 | 0.33252 | 7.3564 | 1.2784 | 0.036474 | 1.1846 | 0.30552 | 0.021332 | 0.0074956 | 0.0071137 | 0.0032257 | 0.0054542 | 0.0070153 | 0.061092 | 0.076712 | 0.0033094 | 0.035826 | 0.010729 | 1.1848 | 0.00040383 | 0.00046352 | 0.10379 | 0.11879 | 2.67 | 0.28326 | 0.022276 | 0.044217 | 0.028659 | 0.036375 | 0.0010507 | 0.0048591 | 0.01864 | 0.022644 | 0.025078 | 0.037992 | 0.015748 | 0.0574 | 19.6888 | 0.0012219 | 0.10311 | 0.00089455 | 0.45067 | 0.047185 | 0.15952 | 7.4569 | 0.011526 | 20.405 | 15.4008 | 457.8243 | 27.7718 | 1.8197 | 26.8768 | 14.0924 | 0.89455 | 0.11061 | 0.10272 | 0.056329 | 0.096329 | 0.17273 | 1.8677 | 1.3744 | 0.040872 | 0.84783 | 0.16468 | 21.1561 | 0.0032881 | 0.0036621 | 10.1944 | 5.2334 | 156.3949 | 13.5156 | 1.7364 | 0.60823 | 0.44186 | 0.58011 | 0.021129 | 0.09319 | 0.39634 | 1.0925 | 1.0599 | 0.029127 | 0.010544 | 0.015056 | 6.6814 | 0.00081924 | 0.23221 | 0.00055214 | 0.94101 | 0.062122 | 0.13559 | 5.3633 | 0.0081742 | 16.26 | 8.6849 | 543.3895 | 20.0751 | 1.717 | 18.3695 | 8.3367 | 0.55454 | 0.14593 | 0.22661 | 0.030709 | 0.10057 | 0.082533 | 2.055 | 0.59106 | 0.17017 | 0.51352 | 0.22276 | 12.3052 | 0.0032563 | 0.0027623 | 3.7314 | 3.0578 | 65.7693 | 8.749 | 3.0384 | 0.25873 | 0.28398 | 0.63407 | 0.012401 | 0.055674 | 0.2414 | 1.1247 | 1.3007 | 404.5507 | 492.498 | 57.2648 | 2.1416 | 4.1664 | 1.0218 | 3.4515 | 3.551 | 21.7918 | 0.95157 | 0.002838 | 0.043905 | 0.03618 | 0.05888 | 1.6035 | 1.1368 | 13.1285 | 1.8015 | 1.1953
8 | 0.13131 | 0.021348 | 0.02098 | 1.144 | 0.99881 | 0.99802 | 0.79446 | 0.032378 | 0.81476 | 0.49558 | 0.73258 | 0.82878 | 0.76384 | 0.16327 | 1327.7489 | 387.0367 | 0.94701 | 0.86359 | 0.14048 | 0.2122 | 0.24614 | 2.3706 | 3.7256 | 143.0399 | 0.0076047 | 152 | 120.6725 | 14.4534 | 159.0866 | 16.067 | 2.2928 | 54.2477 | 16.0163 | 11.8792 | 2425.6028 | 85.897 | 94.8599 | 1523.486 | 129.7315 | 78.6736 | 295.8568 | 246.6991 | 231.6996 | 32.54 | 54.512 | 0.91315 | 0.33833 | 0.1682 | 0.014616 | 0.0017979 | 6.5055e-05 | 28.8317 | 13.7976 | 2.4358 | 0.86699 | 0.50415 | 0.083323 | 2.25 | 57.2103 | 5.4434 | 0.24105 | 0.91033 | 26.5477 | 79.6366 | 25.946 | 17.1459 | 117.7257 | 9.9112 | 0.031664 | 0.31724 | 0.91953 | 27.4774 | 17.2035 | 653.9632 | 133.3403 | 2.4618 | 0.079403 | 0.64562 | 0.10319 | 228.6683 | 157.7097 | 101.919 | 58.682 | 14.903 | 1200.4092 | 244.8747 | 105.4057 | 90.5037 | 290.8757 | 160.7408 | 97.8165 | 71.9019 | 8.4797 | 0.58919 | 0.96556 | 0.54754 | 61.1313 | 5.6644 | 2.3524 | 2.7883 | 0.19234 | 9.5436e-05 | 29.6659 | 0.91109 | 0.20304 | 0.262 | 0.1569 | 3.2882 | 0.95329 | 1.1074 | 0.49615 | 93.8404 | 13.1732 | 32.4915 | 8.0497 | 123.9646 | 199.2871 | 1843.6199 | 268.9424 | 319.7696 | 162.0561 | 894.56 | 330.1975 | 98.9601 | 384.1681 | 0.17418 | 0.067872 | 0.076247 | 0.077491 | 0.0080625 | 0.0060508 | 2.7251e-05 | 0.0019545 | 33.7095 | 12.3725 | 1.1099 | 0.16791 | 2.4201 | 5.8288 | 345.1345 | 59.1215 | 3.7744 | 4.0094 | 120.9952 | 10.1388 | 134.0376 | 45.7076 | 34.5443 | 101.4651 | 649.8681 | 67.8142 | 583.6547 | 10.0073 | 127.8449 | 743.5348 | 125.5508 | 83.8274 | 51.6434 | 69.818 | 251.8143 | 56.3392 | 9.6163 | 162.1484 | 72.8207 | 10.7904 | 48.5111 | 679.3587 | 6.9229 | 82.5426 | 54.5435 | 162.2146 | 314.7043 | 76.7085 | 52.181 | 28.2305 | 44.9971 | 0.011817 | 0.0012676 | 0.25702 | 28.2023 | 2.7915 | 11.9338 | 3.1678 | 224.3594 | 11.4252 | 5.0167 | 0.4362 | 6527.2043 | 821.0568 | 1220.3991 | 1199.1336 | 31.2386 | 1.3069 | 24.1197 | 2.5576 | 4831.6354 | 1443.454 | 486.5464 | 101.1073 | 141.1184 | 9.5158 | 154.6807 | 0.0011308 | 39.2259 | 0.17308 | 14.689 | 87.894 | 5.8782 | 93.2786 | 162.9332 | 0.12198 | 0.24947 | 2.1721 | 3.7252 | 0.11277 | 0.23489 | 1.1914 | 0.15494 | 35.0377 | 0.0029207 | 13.8714 | 296.9879 | 0.025637 | 118.4058 | 5.3766 | 0.045846 | 0.65224 | 0.26302 | 4.5852 | 0.094895 | 1.7023 | 1.0799 | 1.5341 | 0.019951 | 0.11734 | 0.05445 | 4.6525 | 0.035235 | 0.55336 | 0.22028 | 8.5585 | 0.0004558 | 0.0031075 | 0.0029918 | 4.814 | 0.021273 | 0.4004 | 0.23823 | 0.24332 | 0.0011097 | 0.022664 | 0.012837 | 1.2452 | 0.0057578 | 0.089236 | 0.048888 | 0.75725 | 0.0037239 | 0.042873 | 0.17441 | 0.52192 | 0.26814 | 0.97802 | 362.1087 | 0.01747 | 2.0086 | 0.011609 | 3.8237 | 3.7961 | 2.6047 | 196.7571 | 0.48694 | 10.829 | 8.2472 | 14.2392 | 109003.4837 | 8.1344 | 302.9533 | 8.3021 | 4.8051 | 2.0896 | 1.9501 | 2.976 | 1.5437 | 1.7423 | 13.6237 | 3.8269 | 0.67411 | 7.8177 | 2.7902 | 273.6705 | 8.0049 | 0.41376 | 17.8007 | 28.1441 | 597.2861 | 62.3419 | 4.2002 | 2.7761 | 8.2037 | 8.2412 | 0.25286 | 1.2279 | 5.2756 | 6.8129 | 6.4075 | 0.0020721 | 0.0011947 | 0.0039424 | 1.5504 | 9.2758e-05 | 0.0077582 | 5.5816e-05 | 0.018914 | 0.0028126 | 0.0088697 | 12.7928 | 0.0006739 | 0.62015 | 0.28777 | 8.2802 | 1.4085 | 0.03611 | 1.2758 | 0.28361 | 0.02037 | 0.0070058 | 0.0071853 | 0.0038421 | 0.0061396 | 0.0066837 | 0.056984 | 0.072624 | 0.0035506 | 0.031066 | 0.011152 | 1.1492 | 0.00046894 | 0.00042992 | 0.092066 | 0.10945 | 2.7282 | 0.3285 | 0.021384 | 0.044411 | 0.026618 | 0.033954 | 0.0010661 | 0.0056648 | 0.020462 | 0.025929 | 0.023387 | 0.036436 | 0.016489 | 0.0584 | 18.9181 | 0.001133 | 0.090722 | 0.00079164 | 0.4236 | 0.051607 | 0.14877 | 7.7539 | 0.011017 | 22.112 | 13.2959 | 451.6691 | 30.1581 | 1.5948 | 28.1865 | 14.263 | 0.85527 | 0.11845 | 0.10651 | 0.052906 | 0.089416 | 0.18029 | 1.7895 | 1.3462 | 0.046353 | 0.86254 | 0.15683 | 19.09 | 0.003617 | 0.0033522 | 9.0579 | 4.962 | 151.7054 | 13.6964 | 1.6847 | 0.5743 | 0.38423 | 0.62753 | 0.021616 | 0.095366 | 0.38206 | 1.0482 | 1.0384 | 0.026206 | 0.010397 | 0.016014 | 7.5001 | 0.00087987 | 0.20888 | 0.00062701 | 0.88342 | 0.06414 | 0.12945 | 5.0404 | 0.0090067 | 15.7551 | 8.1354 | 486.8294 | 17.6018 | 1.8374 | 20.3518 | 7.983 | 0.55107 | 0.15174 | 0.23191 | 0.031058 | 0.097822 | 0.084962 | 1.8689 | 0.57565 | 0.1763 | 0.50554 | 0.19448 | 13.0037 | 0.00278 | 0.0031307 | 3.9503 | 3.0006 | 62.5157 | 7.7104 | 3.3177 | 0.23608 | 0.30086 | 0.72128 | 0.013627 | 0.051778 | 0.22951 | 1.097 | 1.0904 | 438.3691 | 525.104 | 70.1369 | 2.6249 | 3.5864 | 1.2441 | 4.4869 | 3.927 | 21.0226 | 1.0205 | 0.0029213 | 0.048532 | 0.032843 | 0.057207 | 1.2507 | 1.5832 | 12.291 | 1.4808 | 0.93558
9 | 0.14517 | 0.016845 | 0.0082075 | 1.3883 | 0.9921 | 0.99859 | 0.94982 | 0.03008 | 0.89811 | 0.62955 | 0.67749 | 0.87309 | 0.86106 | 0.22316 | 2057.8926 | 247.097 | 0.95725 | 0.844 | 0.19997 | 0.32793 | 0.45062 | 0.37878 | 5.83 | 540.9993 | 0.0040534 | 164.3532 | 115.5959 | 13.9671 | 122.8619 | 12.9185 | 1.8873 | 63.8969 | 13.4987 | 11.2102 | 2393.8025 | 97.6703 | 87.5897 | 1625.2056 | 131.29 | 76.2318 | 302.6094 | 270.2154 | 208.1114 | 35.7407 | 45.2121 | 0.92286 | 0.24899 | 0.036608 | 0.015657 | 0.0017527 | 7.7717e-05 | 36.6959 | 10.7141 | 3.5108 | 0.73487 | 0.63501 | 0.11131 | 2.0719 | 71.1188 | 3.5219 | 0.25805 | 0.86765 | 17.2419 | 121.0665 | 30.5552 | 18.3307 | 149.0655 | 9.6818 | 0.038465 | 0.2623 | 0.65954 | 38.8293 | 18.0067 | 897.2792 | 114.6511 | 2.5547 | 0.11528 | 0.6697 | 0.10051 | 332.2904 | 139.8381 | 100.1676 | 60.3952 | 14.3517 | 1102.7284 | 258.0956 | 107.8342 | 78.218 | 271.9195 | 172.501 | 81.2973 | 78.8065 | 7.1677 | 0.44897 | 0.8084 | 0.48145 | 58.5413 | 7.1254 | 1.6221 | 2.1975 | 0.16079 | 6.9954e-05 | 31.7302 | 0.95284 | 0.24703 | 0.20468 | 0.19161 | 2.4167 | 0.95139 | 1.136 | 0.5003 | 107.2962 | 15.6938 | 26.8456 | 8.1409 | 156.4804 | 165.8394 | 2052.192 | 234.2191 | 294.1967 | 195.4236 | 860.8549 | 316.1261 | 91.3507 | 446.7003 | 0.24401 | 0.16246 | 0.028244 | 0.068616 | 0.0078392 | 0.0062156 | 2.3977e-05 | 0.0024215 | 34.2196 | 10.3128 | 1.0044 | 0.14509 | 2.7497 | 6.1252 | 349.0842 | 71.4879 | 2.6619 | 6.1985 | 147.3078 | 8.0131 | 113.5831 | 51.545 | 31.8306 | 98.7385 | 692.2819 | 61.2407 | 588.8533 | 9.4516 | 119.3559 | 826.9485 | 153.9362 | 95.6339 | 53.3098 | 76.9166 | 230.0397 | 55.2344 | 10.1001 | 173.8598 | 83.7652 | 10.4993 | 50.1766 | 592.16 | 5.9061 | 72.0073 | 57.808 | 201.0858 | 241.9481 | 97.1483 | 42.8109 | 36.3485 | 51.5492 | 0.0087606 | 0.0013458 | 0.30942 | 30.1135 | 2.1344 | 10.417 | 2.3327 | 281.0397 | 10.3087 | 4.7106 | 0.52006 | 6742.9344 | 876.3687 | 1540.48 | 1239.1886 | 27.5747 | 0.89988 | 25.2955 | 3.1232 | 4674.6857 | 1171.3344 | 512.0279 | 105.5687 | 145.9537 | 7.6985 | 193.1096 | 0.0014933 | 36.0952 | 0.16241 | 11.5315 | 83.9704 | 6.0432 | 80.0136 | 208.8059 | 0.12356 | 0.26878 | 1.0778 | 2.0821 | 0.33444 | 0.20889 | 0.8605 | 0.17498 | 33.8373 | 0.0026762 | 13.2435 | 311.545 | 0.024299 | 116.2693 | 5.5042 | 0.045375 | 0.62828 | 0.25568 | 4.8281 | 0.097527 | 1.8174 | 1.1288 | 1.5842 | 0.019575 | 0.11206 | 0.052067 | 4.3743 | 0.035545 | 0.50683 | 0.20555 | 9.0836 | 0.00042888 | 0.0037194 | 0.0027655 | 5.0237 | 0.021634 | 0.38272 | 0.22885 | 0.2559 | 0.0012685 | 0.021126 | 0.01358 | 1.3214 | 0.00488 | 0.085665 | 0.051276 | 0.66601 | 0.0034238 | 0.04377 | 0.18172 | 0.53798 | 0.25651 | 1.0352 | 373.2054 | 0.017882 | 1.989 | 0.012859 | 4.6898 | 4.6098 | 3.0432 | 202.5259 | 0.46159 | 8.9745 | 8.7144 | 14.6769 | 123755.8121 | 8.2869 | 317.7337 | 9.1851 | 3.9708 | 2.002 | 1.871 | 2.6358 | 1.4956 | 1.7189 | 13.1271 | 4.1825 | 0.6975 | 7.6903 | 2.5247 | 244.272 | 8.3149 | 0.45446 | 17.2381 | 26.3851 | 618.6756 | 70.3953 | 4.6591 | 2.9433 | 7.7026 | 7.0386 | 0.28928 | 1.1552 | 5.1341 | 7.185 | 5.6722 | 0.0022038 | 0.0011535 | 0.0038788 | 1.4949 | 8.121e-05 | 0.0072215 | 6.0828e-05 | 0.017245 | 0.0023845 | 0.0080928 | 13.6072 | 0.00070509 | 0.62421 | 0.31397 | 8.7801 | 1.2015 | 0.035053 | 1.3288 | 0.30904 | 0.018947 | 0.0072731 | 0.0066252 | 0.003518 | 0.0063955 | 0.0063226 | 0.054638 | 0.078112 | 0.003679 | 0.029758 | 0.010004 | 1.047 | 0.00047389 | 0.00044292 | 0.10485 | 0.11531 | 2.6492 | 0.325 | 0.022005 | 0.048741 | 0.029772 | 0.034401 | 0.0011683 | 0.0057989 | 0.019157 | 0.026324 | 0.025631 | 0.043779 | 0.017804 | 0.054805 | 17.267 | 0.0012476 | 0.10133 | 0.00080267 | 0.3997 | 0.052463 | 0.15199 | 7.9028 | 0.010251 | 21.7308 | 12.8881 | 499.4073 | 29.4554 | 1.8733 | 26.6476 | 14.4687 | 0.84889 | 0.1082 | 0.10864 | 0.056843 | 0.086074 | 0.16919 | 2.0331 | 1.5075 | 0.047482 | 0.91746 | 0.1573 | 21.2501 | 0.0036809 | 0.003329 | 9.7573 | 5.5643 | 144.0914 | 14.6912 | 1.6275 | 0.66754 | 0.43038 | 0.55515 | 0.022713 | 0.099561 | 0.35018 | 1.0018 | 1.109 | 0.029635 | 0.01084 | 0.015721 | 7.6735 | 0.00089134 | 0.22397 | 0.00057707 | 1.0161 | 0.066122 | 0.13639 | 5.6577 | 0.009017 | 17.2475 | 7.6849 | 584.27 | 20.2326 | 1.9717 | 18.7043 | 7.5814 | 0.52756 | 0.16069 | 0.22405 | 0.029562 | 0.11456 | 0.071764 | 1.7418 | 0.57092 | 0.17773 | 0.53642 | 0.2288 | 13.424 | 0.0030962 | 0.0027354 | 3.5009 | 2.8586 | 67.7472 | 7.9817 | 3.2945 | 0.26912 | 0.27989 | 0.68507 | 0.014529 | 0.053709 | 0.22099 | 1.2153 | 1.1923 | 445.7706 | 439.7457 | 76.6878 | 1.9759 | 4.0072 | 1.4085 | 3.1211 | 3.8319 | 13.5461 | 0.96943 | 0.0028885 | 0.04524 | 0.030388 | 0.041155 | 1.5314 | 1.3416 | 12.3727 | 1.5522 | 0.99675
10 | 0.1828 | 0.02051 | 0.014537 | 1.1024 | 0.99671 | 0.99446 | 0.70331 | 0.050358 | 0.8668 | 0.58883 | 0.76511 | 0.77179 | 0.83542 | 0.21707 | 1429.6107 | 230.5958 | 0.94672 | 0.85752 | 0.15771 | 0.29291 | 0.07066 | 1.8322 | 1.4591 | 314.1983 | 0.0029789 | 157.275 | 124.5806 | 14.608 | 127.2927 | 14.4913 | 2.1753 | 60.4056 | 13.87 | 11.4536 | 2990.1155 | 83.6573 | 95.2038 | 1698.0228 | 105.8714 | 87.9221 | 259.9421 | 263.0351 | 254.0624 | 29.4485 | 58.3161 | 0.89956 | 0.30029 | 0.09484 | 0.017392 | 0.0018779 | 7.9855e-05 | 35.5771 | 9.7301 | 3.0457 | 0.92132 | 0.56087 | 0.098962 | 2.713 | 53.9093 | 1.5404 | 0.30684 | 0.8896 | 22.5876 | 90.0023 | 38.7872 | 22.935 | 150.771 | 7.9069 | 0.036892 | 0.23318 | 0.84367 | 39.6273 | 12.1606 | 911.9195 | 79.9227 | 2.7723 | 0.076131 | 0.38728 | 0.10704 | 305.509 | 159.35 | 88.8597 | 62.299 | 14.3182 | 1066.7311 | 254.7902 | 74.487 | 74.2085 | 265.7034 | 150.3066 | 87.3334 | 92.3393 | 8.4174 | 0.49957 | 0.82521 | 0.15493 | 62.4838 | 5.5843 | 1.7833 | 2.299 | 0.17762 | 8.5702e-05 | 38.9956 | 1.3405 | 0.21088 | 0.23506 | 0.12899 | 2.549 | 0.95792 | 0.99678 | 0.55491 | 67.2977 | 16.6477 | 38.7859 | 9.5999 | 137.5366 | 147.6006 | 2166.2848 | 277.947 | 418.1631 | 180.751 | 716.0368 | 308.9935 | 82.5379 | 420.9661 | 0.3429 | 0.39426 | 0.010182 | 0.065529 | 0.0099298 | 0.0053617 | 2.0439e-05 | 0.0024453 | 38.5279 | 14.1217 | 0.91135 | 0.19071 | 2.1336 | 4.1969 | 364.8744 | 93.9019 | 2.7124 | 5.1454 | 132.8998 | 7.9012 | 112.6931 | 48.2353 | 34.4668 | 103.6958 | 725.3141 | 65.8878 | 731.4298 | 10.6234 | 130.5594 | 752.9426 | 141.6621 | 106.4096 | 54.2135 | 62.0118 | 248.0416 | 51.5236 | 9.9611 | 188.1468 | 79.0869 | 12.0729 | 40.8917 | 541.6992 | 5.6408 | 74.1274 | 55.4976 | 178.0145 | 294.4215 | 84.9439 | 49.0957 | 35.3141 | 39.9922 | 0.011409 | 0.0010586 | 0.3098 | 36.0965 | 1.9952 | 12.3271 | 3.052 | 267.2204 | 11.5705 | 5.2368 | 0.47511 | 5599.3204 | 943.953 | 1522.3935 | 1280.31 | 31.0529 | 0.70459 | 23.4496 | 3.0497 | 4853.9397 | 1800.9562 | 541.2218 | 83.3197 | 136.8113 | 8.0853 | 182.0859 | 0.0011518 | 27.1009 | 0.18766 | 11.1578 | 74.2877 | 6.3592 | 49.8092 | 218.0596 | 0.11215 | 0.22947 | 2.9482 | 2.6507 | 0.28037 | 0.26691 | 1.3583 | 0.16268 | 33.2869 | 0.0028407 | 14.8514 | 323.7364 | 0.023664 | 122.447 | 5.0373 | 0.047555 | 0.67089 | 0.25807 | 4.5176 | 0.090931 | 1.8486 | 1.0569 | 1.499 | 0.018596 | 0.12227 | 0.054837 | 4.0232 | 0.039721 | 0.51125 | 0.21263 | 8.2423 | 0.00043001 | 0.0033157 | 0.0032817 | 5.1441 | 0.022038 | 0.3568 | 0.2187 | 0.2507 | 0.0012517 | 0.019328 | 0.014659 | 1.1506 | 0.0048043 | 0.10061 | 0.054734 | 0.7367 | 0.0033482 | 0.04154 | 0.17605 | 0.51111 | 0.25483 | 1.1751 | 323.9868 | 0.01421 | 1.9366 | 0.012144 | 3.6953 | 3.9181 | 2.6685 | 192.579 | 0.1366 | 10.7057 | 8.9695 | 14.3745 | 122864.0689 | 9.3252 | 292.4777 | 9.5749 | 4.4445 | 2.1715 | 1.9316 | 2.6091 | 1.7035 | 2.0234 | 15.0706 | 3.9961 | 0.67059 | 8.2173 | 2.5666 | 243.095 | 8.2274 | 0.43492 | 20.0397 | 25.355 | 690.3076 | 59.481 | 4.7898 | 2.7067 | 8.4202 | 7.1109 | 0.24376 | 1.2944 | 5.2937 | 6.5367 | 6.8143 | 0.0019611 | 0.0011822 | 0.0046058 | 1.5798 | 9.7115e-05 | 0.0072796 | 5.8619e-05 | 0.020262 | 0.0027792 | 0.0081671 | 12.5412 | 0.00080223 | 0.61239 | 0.27632 | 7.6355 | 1.2922 | 0.040033 | 1.3717 | 0.31512 | 0.018774 | 0.0080781 | 0.0063574 | 0.003301 | 0.0064118 | 0.0069477 | 0.062466 | 0.075484 | 0.0039141 | 0.030101 | 0.0099955 | 1.1046 | 0.00044709 | 0.00044743 | 0.099535 | 0.12117 | 2.6115 | 0.29107 | 0.019804 | 0.047506 | 0.029887 | 0.036734 | 0.0011971 | 0.0052042 | 0.021947 | 0.026639 | 0.027415 | 0.038243 | 0.016785 | 0.062726 | 16.958 | 0.0011749 | 0.10028 | 0.0008401 | 0.42992 | 0.053084 | 0.16191 | 7.0699 | 0.01142 | 22.3467 | 13.4345 | 538.0577 | 26.6626 | 1.8385 | 30.2532 | 13.3296 | 0.82845 | 0.10105 | 0.091818 | 0.050487 | 0.090893 | 0.16535 | 1.6927 | 1.5296 | 0.047095 | 0.90837 | 0.17927 | 17.8993 | 0.003655 | 0.0035268 | 9.6159 | 5.2744 | 158.5206 | 13.1518 | 1.7988 | 0.65265 | 0.44714 | 0.59771 | 0.019409 | 0.087911 | 0.35504 | 1.1285 | 0.97842 | 0.026755 | 0.010276 | 0.015505 | 6.3611 | 0.00083099 | 0.23676 | 0.00054368 | 0.97294 | 0.062269 | 0.11383 | 5.3093 | 0.0092053 | 17.378 | 8.0463 | 506.0697 | 17.3974 | 1.8191 | 19.9028 | 7.6708 | 0.54182 | 0.15466 | 0.22317 | 0.029148 | 0.10215 | 0.07971 | 2.0399 | 0.63501 | 0.17977 | 0.46982 | 0.22978 | 13.3095 | 0.0032464 | 0.0030553 | 4.1522 | 2.6714 | 59.2963 | 8.3871 | 3.1408 | 0.27658 | 0.31641 | 0.64733 | 0.014213 | 0.056555 | 0.23511 | 1.1214 | 1.124 | 377.1399 | 450.8723 | 62.3839 | 1.9611 | 3.1798 | 1.1984 | 4.2499 | 2.8296 | 19.5781 | 0.86812 | 0.0027007 | 0.049058 | 0.031059 | 0.049961 | 1.3697 | 1.6152 | 16.5137 | 1.6105 | 1.0518
11 | 0.18452 | 0.039067 | 0.012691 | 1.1228 | 0.99063 | 0.9908 | 0.87722 | 0.074528 | 0.84935 | 0.70471 | 0.64292 | 0.83198 | 0.82953 | 0.18398 | 1864.9859 | 209.2925 | 0.93688 | 0.87426 | 0.17163 | 0.33911 | 0.42786 | 2.7864 | 3.3176 | 563.808 | 0.00045222 | 145.7801 | 109.6549 | 15.1572 | 162.5559 | 13.5213 | 2.2148 | 59.5099 | 12.792 | 12.6994 | 2350.9714 | 81.1529 | 102.1346 | 1557.7107 | 103.7553 | 96.8645 | 285.3046 | 253.6891 | 227.0945 | 35.4091 | 51.3981 | 0.87011 | 0.19599 | 0.0026817 | 0.013875 | 0.0020246 | 9.1749e-05 | 36.1362 | 10.3563 | 3.1014 | 0.70241 | 0.52177 | 0.085918 | 2.7546 | 49.4108 | 10.0268 | 0.34635 | 0.85779 | 27.0892 | 89.1951 | 31.0557 | 23.9423 | 120.977 | 10.0721 | 0.032065 | 0.30245 | 0.87388 | 43.1863 | 13.1966 | 556.3938 | 108.4861 | 3.8721 | 0.083686 | 0.41837 | 0.11998 | 343.9607 | 130.0071 | 98.128 | 58.1249 | 15.0898 | 1081.6418 | 227.7845 | 98.8677 | 90.9716 | 239.0287 | 172.1732 | 78.7042 | 85.4495 | 6.9385 | 0.47661 | 0.86242 | 0.3482 | 61.2931 | 5.0217 | 1.9953 | 2.8457 | 0.19951 | 9.0186e-05 | 30.4172 | 1.3174 | 0.20598 | 0.22 | 0.17609 | 2.7111 | 0.96641 | 1.2151 | 0.34326 | 89.9054 | 12.2971 | 36.9048 | 8.4573 | 129.2457 | 192.7573 | 1998.4761 | 221.888 | 368.2392 | 185.4779 | 790.6379 | 398.2133 | 94.0102 | 388.8299 | 0.15173 | 0.32228 | 0.095427 | 0.074091 | 0.010235 | 0.0058463 | 2.1179e-05 | 0.0021001 | 32.6352 | 10.7284 | 1.0986 | 0.1504 | 2.0719 | 5.2046 | 307.659 | 93.385 | 3.7193 | 5.3254 | 156.3358 | 8.1719 | 136.1399 | 41.6462 | 35.3746 | 93.3198 | 633.8428 | 63.0426 | 676.0503 | 8.239 | 105.854 | 616.3849 | 130.9757 | 100.9887 | 63.3346 | 77.8686 | 199.2682 | 47.0243 | 9.0074 | 151.1378 | 75.5581 | 11.3312 | 42.1601 | 666.4402 | 6.5997 | 76.2264 | 53.6005 | 167.1912 | 295.9655 | 73.7368 | 47.8571 | 29.3204 | 52.5245 | 0.010095 | 0.0010996 | 0.26129 | 28.8691 | 2.0726 | 10.2299 | 2.6548 | 323.7554 | 10.5884 | 4.0125 | 0.50262 | 6333.3899 | 957.5692 | 1556.3196 | 1334.5397 | 27.2048 | 1.2609 | 26.7204 | 2.7051 | 5996.1663 | 1616.3163 | 618.4361 | 104.401 | 147.8125 | 9.6292 | 169.1558 | 0.0014346 | 38.5819 | 0.16797 | 14.8997 | 63.3355 | 3.2906 | 89.75 | 179.2198 | 0.11 | 0.25089 | 2.0908 | 3.4922 | 0.20544 | 0.21734 | 1.1471 | 0.17049 | 35.5806 | 0.0025529 | 13.1109 | 319.3985 | 0.025695 | 124.707 | 5.7158 | 0.042828 | 0.6339 | 0.27117 | 5.2336 | 0.0891 | 1.7188 | 1.1594 | 1.4905 | 0.018323 | 0.11408 | 0.053693 | 4.3153 | 0.038358 | 0.53898 | 0.19641 | 9.0093 | 0.00043643 | 0.0034554 | 0.0029219 | 5.5596 | 0.02012 | 0.37067 | 0.23009 | 0.26843 | 0.0011592 | 0.020469 | 0.012245 | 1.277 | 0.0049177 | 0.091492 | 0.0522 | 0.78383 | 0.0037862 | 0.047007 | 0.19208 | 0.5462 | 0.27181 | 1.0862 | 236.1648 | 0.012393 | 1.9599 | 0.011961 | 3.1885 | 5.6265 | 2.9022 | 192.7258 | 0.34651 | 10.1031 | 8.133 | 12.7526 | 106944.0471 | 8.6066 | 306.294 | 9.0631 | 4.4085 | 2.042 | 1.9223 | 2.9951 | 1.684 | 1.9596 | 12.6635 | 4.2105 | 0.69029 | 8.7322 | 2.9813 | 262.7365 | 7.6699 | 0.43685 | 19.1983 | 29.2064 | 679.2862 | 69.6628 | 4.8102 | 2.9123 | 8.0869 | 7.8068 | 0.27108 | 1.3123 | 5.4757 | 6.4113 | 6.5566 | 0.0021718 | 0.0012562 | 0.0039942 | 1.4601 | 9.096e-05 | 0.0071579 | 5.3941e-05 | 0.019278 | 0.0027433 | 0.0076046 | 12.0247 | 0.00072364 | 0.57283 | 0.32777 | 8.5581 | 1.253 | 0.034189 | 1.1743 | 0.32593 | 0.019967 | 0.0069369 | 0.0068021 | 0.0035886 | 0.0054102 | 0.0070907 | 0.055982 | 0.077975 | 0.0035861 | 0.030534 | 0.009802 | 1.0767 | 0.00040866 | 0.00045514 | 0.090188 | 0.12654 | 2.9149 | 0.32084 | 0.021657 | 0.041895 | 0.025992 | 0.034518 | 0.0012362 | 0.0047775 | 0.022074 | 0.025307 | 0.023823 | 0.036891 | 0.01693 | 0.059743 | 19.1649 | 0.0013598 | 0.10996 | 0.0009034 | 0.37438 | 0.048212 | 0.1642 | 6.9987 | 0.012225 | 22.6799 | 13.5437 | 495.4626 | 25.9738 | 1.8535 | 27.623 | 15.3406 | 0.9812 | 0.11448 | 0.095439 | 0.049944 | 0.10023 | 0.17495 | 1.9537 | 1.2814 | 0.044896 | 0.8164 | 0.15326 | 20.6395 | 0.0037306 | 0.0036062 | 10.1364 | 4.7561 | 148.905 | 13.8425 | 1.8065 | 0.68922 | 0.43803 | 0.63234 | 0.022232 | 0.094657 | 0.38849 | 1.1773 | 1.1846 | 0.028371 | 0.011825 | 0.01476 | 7.3554 | 0.00080121 | 0.22278 | 0.00053436 | 0.92522 | 0.069121 | 0.1305 | 5.1485 | 0.0088273 | 15.9447 | 8.505 | 511.0171 | 19.4982 | 1.7396 | 21.1665 | 8.4875 | 0.49557 | 0.16542 | 0.24012 | 0.027239 | 0.1059 | 0.083447 | 2.0326 | 0.53599 | 0.1859 | 0.49192 | 0.22651 | 12.7461 | 0.0030415 | 0.0031614 | 3.9328 | 3.1701 | 57.1708 | 8.1308 | 3.2633 | 0.27304 | 0.32092 | 0.71451 | 0.013431 | 0.056167 | 0.20956 | 1.2779 | 1.1094 | 452.1736 | 510.1831 | 72.633 | 2.4005 | 2.869 | 1.4933 | 4.0345 | 2.7225 | 18.7335 | 0.90686 | 0.0027211 | 0.046632 | 0.0315 | 0.051877 | 1.1564 | 1.4925 | 13.2116 | 1.294 | 1.2973
12 | 0.1526 | 0.025268 | 0.0084708 | 1.4459 | 0.99478 | 0.99916 | 0.88218 | 0.067606 | 0.79821 | 0.54147 | 0.65976 | 0.81909 | 0.86626 | 0.23878 | 1778.5963 | 356.2791 | 0.95833 | 0.80556 | 0.17772 | 0.1803 | 0.089592 | 0.83367 | 5.0051 | 303.1063 | 0.0049535 | 142.6107 | 94.9545 | 15.8442 | 165.4286 | 13.7677 | 1.5452 | 69.5122 | 17.2614 | 9.5516 | 2909.9722 | 93.76 | 105.4847 | 1894.2499 | 101.6148 | 102.2252 | 292.3103 | 228.5704 | 199.353 | 31.6569 | 51.1212 | 0.86344 | 0.18469 | 0.37031 | 0.015147 | 0.0021254 | 6.9355e-05 | 37.9106 | 10.1718 | 2.8759 | 0.82576 | 0.56708 | 0.10702 | 2.4809 | 67.1747 | 12.3143 | 0.26708 | 0.82965 | 18.2881 | 124.4522 | 28.4416 | 17.8715 | 148.5926 | 8.7077 | 0.031266 | 0.25182 | 0.76645 | 34.1822 | 12.6479 | 859.5016 | 105.1573 | 2.7075 | 0.097092 | 0.48074 | 0.096505 | 279.9557 | 150.2414 | 98.4951 | 66.3205 | 15.4599 | 1323.4003 | 263.6936 | 86.1815 | 69.272 | 281.0333 | 143.586 | 91.0608 | 80.9586 | 7.7782 | 0.82579 | 0.67267 | 0.45262 | 67.7065 | 5.9514 | 2.3012 | 2.4024 | 0.1662 | 7.9602e-05 | 35.093 | 1.1655 | 0.25182 | 0.22888 | 0.14294 | 2.8308 | 0.96397 | 1.3009 | 0.52149 | 95.8832 | 17.9437 | 28.7169 | 8.7346 | 143.9254 | 205.3954 | 1861.5235 | 253.1999 | 411.314 | 202.5877 | 697.8683 | 319.6669 | 89.6205 | 479.1726 | 0.12755 | 0.04063 | 0.05849 | 0.080317 | 0.0091238 | 0.0052561 | 1.9728e-05 | 0.0022267 | 34.6435 | 11.8885 | 0.95185 | 0.20049 | 2.374 | 4.9832 | 330.2165 | 83.6931 | 2.912 | 5.6317 | 136.7463 | 9.9781 | 125.8368 | 41.0417 | 29.5625 | 96.918 | 583.332 | 63.6706 | 683.131 | 10.586 | 131.7022 | 725.8103 | 160.1027 | 105.1361 | 56.1426 | 65.7553 | 221.8717 | 52.7143 | 7.8676 | 196.5429 | 82.1534 | 10.3967 | 47.9443 | 662.9725 | 6.7368 | 68.5646 | 56.6712 | 182.9967 | 281.7779 | 85.1746 | 56.4286 | 34.2921 | 50.7793 | 0.0084182 | 0.0011664 | 0.27354 | 36.4667 | 2.6546 | 13.2994 | 2.2524 | 337.1157 | 7.7228 | 5.7113 | 0.59665 | 6622.618 | 782.3719 | 1268.8632 | 1436.5508 | 34.6953 | 1.0127 | 25.9278 | 2.3843 | 5185.1758 | 1322.8817 | 590.7447 | 89.2577 | 117.5209 | 9.253 | 192.1803 | 0.0012429 | 31.7499 | 0.17664 | 11.8192 | 56.2717 | 6.1266 | 54.7848 | 201.0359 | 0.10827 | 0.2224 | 1.382 | 3.9963 | 0.22593 | 0.23891 | 1.1759 | 0.15069 | 32.6463 | 0.0026065 | 14.1041 | 307.7986 | 0.022983 | 123.3599 | 5.6305 | 0.048323 | 0.63982 | 0.2618 | 5.0902 | 0.085803 | 1.9351 | 1.0478 | 1.4296 | 0.019057 | 0.1128 | 0.055018 | 4.4815 | 0.040022 | 0.53394 | 0.21824 | 7.9383 | 0.00041971 | 0.0036009 | 0.0029778 | 5.2963 | 0.019536 | 0.35844 | 0.21088 | 0.26282 | 0.0011741 | 0.020676 | 0.01347 | 1.1115 | 0.0055566 | 0.10011 | 0.050793 | 0.72259 | 0.0038846 | 0.043563 | 0.1837 | 0.51404 | 0.26084 | 1.0925 | 273.8688 | 0.016399 | 1.9732 | 0.012703 | 5.207 | 4.1871 | 3.0591 | 195.4164 | 0.24714 | 9.2381 | 8.3993 | 13.8062 | 104150.2132 | 9.2665 | 323.1631 | 9.399 | 4.1138 | 1.9198 | 1.8195 | 2.6817 | 1.4714 | 1.8859 | 14.6868 | 4.2801 | 0.68319 | 7.4566 | 2.7294 | 251.7722 | 8.5198 | 0.40089 | 18.5974 | 25.813 | 631.84 | 67.1388 | 4.7161 | 3.1317 | 7.0584 | 8.1264 | 0.29278 | 1.1706 | 4.9436 | 7.3955 | 5.8356 | 0.0021563 | 0.0013139 | 0.0041206 | 1.5137 | 8.0986e-05 | 0.0064646 | 6.1971e-05 | 0.019029 | 0.0028226 | 0.0079995 | 13.8767 | 0.00076024 | 0.63314 | 0.28446 | 7.4947 | 1.2126 | 0.038563 | 1.3396 | 0.29907 | 0.019201 | 0.0072055 | 0.0076915 | 0.003467 | 0.0059465 | 0.0068933 | 0.062061 | 0.081072 | 0.003447 | 0.035062 | 0.010354 | 1.2203 | 0.00046551 | 0.00048086 | 0.096148 | 0.12636 | 2.8481 | 0.29665 | 0.019928 | 0.045959 | 0.02883 | 0.032874 | 0.0011896 | 0.0053577 | 0.01816 | 0.026025 | 0.026436 | 0.040429 | 0.017302 | 0.057892 | 18.1112 | 0.0013172 | 0.098049 | 0.00091405 | 0.45346 | 0.048736 | 0.15021 | 7.616 | 0.011153 | 21.1681 | 15.2331 | 518.1617 | 30.4164 | 1.6222 | 29.4783 | 13.9125 | 0.96929 | 0.10616 | 0.099272 | 0.054396 | 0.091626 | 0.17101 | 1.8588 | 1.4936 | 0.045504 | 0.76881 | 0.18085 | 21.5213 | 0.0033643 | 0.0034288 | 10.3259 | 5.3568 | 145.481 | 15.1371 | 1.839 | 0.58537 | 0.46398 | 0.67201 | 0.01956 | 0.090563 | 0.38461 | 1.0182 | 1.0341 | 0.027953 | 0.010972 | 0.015375 | 7.0128 | 0.00079814 | 0.22868 | 0.00055631 | 0.94661 | 0.061494 | 0.13441 | 5.6918 | 0.0081197 | 17.5319 | 9.0386 | 502.792 | 18.5266 | 1.9047 | 19.5977 | 8.8462 | 0.52137 | 0.15003 | 0.19807 | 0.032054 | 0.099897 | 0.080361 | 1.8038 | 0.54357 | 0.19001 | 0.48426 | 0.21675 | 11.3343 | 0.0029183 | 0.0030955 | 4.1018 | 2.8941 | 67.0232 | 7.776 | 3.0593 | 0.26619 | 0.27612 | 0.7377 | 0.012703 | 0.049085 | 0.24626 | 1.3112 | 1.16 | 413.1378 | 526.2274 | 68.9748 | 2.5266 | 3.7623 | 1.3892 | 4.3128 | 3.7307 | 9.5757 | 1.0103 | 0.002641 | 0.043013 | 0.035549 | 0.059525 | 1.1664 | 1.5167 | 11.5013 | 1.5326 | 1.3564
13 | 0.13561 | 0.031126 | 0.0095344 | 1.408 | 0.99358 | 0.99649 | 0.917 | 0.096727 | 0.83972 | 0.52693 | 0.69402 | 0.73513 | 0.78409 | 0.23109 | 988.8799 | 335.5563 | 0.94908 | 0.82014 | 0.13459 | 0.19139 | 0.39598 | 2.9447 | 6.8389 | 383.4432 | 0.0014042 | 128.0825 | 114.6552 | 11.9973 | 156.6959 | 16.5514 | 2.0819 | 48.3005 | 15.2484 | 10.1953 | 2481.0734 | 76.1787 | 96.774 | 1654.3825 | 111.2312 | 81.0451 | 289.0102 | 220.5157 | 260.6283 | 28.8196 | 47.525 | 0.92842 | 0.32651 | 0.10659 | 0.014085 | 0.0021907 | 8.4548e-05 | 32.296 | 12.1872 | 3.364 | 0.76028 | 0.59089 | 0.088659 | 2.3106 | 46.8393 | 2.5476 | 0.24686 | 0.77633 | 23.472 | 101.7816 | 36.5257 | 14.9552 | 124.0356 | 10.1518 | 0.038556 | 0.24596 | 0.85505 | 40.2678 | 13.5844 | 784.3615 | 121.5013 | 2.114 | 0.12929 | 0.51588 | 0.079409 | 334.4151 | 135.5829 | 82.2232 | 65.84 | 17.4511 | 1292.0097 | 285.0381 | 85.6099 | 80.9496 | 250.5809 | 182.5231 | 78.0264 | 81.3448 | 7.1112 | 0.40504 | 0.71092 | 0.17008 | 50.4317 | 5.162 | 2.1738 | 2.6961 | 0.14645 | 7.1639e-05 | 36.1143 | 0.92948 | 0.23044 | 0.27367 | 0.16039 | 2.4838 | 0.95588 | 0.90951 | 0.42193 | 74.2127 | 19.3382 | 31.3772 | 7.6578 | 154.7152 | 172.6494 | 2016.2777 | 264.6049 | 293.0306 | 197.7088 | 909.1755 | 357.5963 | 78.514 | 486.4578 | 0.035537 | 0.24687 | 0.021881 | 0.074904 | 0.0082308 | 0.006643 | 2.3503e-05 | 0.0026025 | 26.6484 | 11.6505 | 0.87996 | 0.18264 | 2.2652 | 4.4048 | 399.6839 | 87.4915 | 3.3834 | 4.9278 | 135.4519 | 9.8849 | 118.0393 | 46.3634 | 37.0559 | 78.9183 | 761.434 | 71.5239 | 704.5117 | 8.8533 | 110.9174 | 636.51 | 166.3802 | 108.5509 | 57.1667 | 59.8467 | 218.569 | 48.0632 | 8.5555 | 182.1371 | 93.7318 | 11.5301 | 53.6472 | 555.2079 | 6.0351 | 78.0224 | 62.0755 | 210.4103 | 256.563 | 90.1788 | 44.3737 | 32.4701 | 47.9482 | 0.0093758 | 0.0012109 | 0.29552 | 33.9022 | 2.3821 | 14.1145 | 2.5575 | 237.1276 | 12.2355 | 5.8671 | 0.46765 | 7513.9695 | 803.9677 | 1405.995 | 1468.978 | 26.8255 | 0.79968 | 23.5646 | 2.997 | 4754.1582 | 1852.5842 | 488.529 | 82.2736 | 155.5083 | 9.0972 | 190.0489 | 0.0015706 | 32.772 | 0.15145 | 12.2146 | 48.6792 | 4.5275 | 61.6919 | 187.5161 | 0.10471 | 0.27212 | 1.8373 | 3.2813 | 0.23687 | 0.24663 | 1.2275 | 0.19166 | 35.875 | 0.0027509 | 13.3791 | 327.1462 | 0.022169 | 127.6708 | 5.2078 | 0.046048 | 0.65879 | 0.2577 | 4.7105 | 0.093471 | 1.7983 | 1.1524 | 1.6064 | 0.017646 | 0.1226 | 0.05338 | 4.4455 | 0.036328 | 0.55599 | 0.208 | 8.1625 | 0.00043921 | 0.003782 | 0.0028875 | 5.2142 | 0.019086 | 0.35235 | 0.23382 | 0.28996 | 0.0012476 | 0.020195 | 0.013057 | 1.3431 | 0.0058298 | 0.098849 | 0.057251 | 0.76531 | 0.0036712 | 0.04823 | 0.19439 | 0.53827 | 0.25182 | 1.1046 | 341.9998 | 0.016688 | 2.004 | 0.011053 | 5.0654 | 4.4219 | 2.3562 | 202.2585 | 0.41369 | 9.8878 | 8.5178 | 13.6181 | 121694.8029 | 9.1611 | 336.1128 | 8.0276 | 4.3552 | 2.2415 | 1.8467 | 2.7457 | 1.6583 | 1.7934 | 12.8025 | 4.0605 | 0.74924 | 7.7317 | 2.9619 | 286.9814 | 9.1016 | 0.47716 | 16.7954 | 28.7266 | 663.1398 | 66.2585 | 4.6037 | 2.5844 | 7.2004 | 7.9584 | 0.28054 | 1.1914 | 5.5412 | 6.4602 | 6.6988 | 0.0019237 | 0.0013009 | 0.00448 | 1.3628 | 8.6294e-05 | 0.0064131 | 6.3595e-05 | 0.018593 | 0.0025444 | 0.0087431 | 11.8711 | 0.00076981 | 0.65536 | 0.31045 | 7.7432 | 1.3077 | 0.040866 | 1.4142 | 0.27973 | 0.020472 | 0.0079843 | 0.0074537 | 0.003714 | 0.0064943 | 0.0073785 | 0.057979 | 0.068447 | 0.0037136 | 0.032419 | 0.011298 | 1.1158 | 0.00043322 | 0.00047345 | 0.10807 | 0.12998 | 2.946 | 0.27541 | 0.020982 | 0.048098 | 0.024743 | 0.038757 | 0.0011608 | 0.0055233 | 0.020916 | 0.025546 | 0.02311 | 0.043201 | 0.018077 | 0.063861 | 16.3723 | 0.0013304 | 0.099557 | 0.00077948 | 0.38475 | 0.046722 | 0.15837 | 7.1344 | 0.011284 | 20.9245 | 13.0255 | 454.1227 | 31.269 | 1.7047 | 30.9292 | 13.0056 | 0.82464 | 0.10381 | 0.099724 | 0.052357 | 0.10328 | 0.17961 | 1.9038 | 1.2745 | 0.042504 | 0.79805 | 0.15033 | 20.8434 | 0.0031383 | 0.0031652 | 9.1771 | 4.8467 | 139.5874 | 14.4811 | 1.7149 | 0.64662 | 0.39354 | 0.63837 | 0.020966 | 0.08609 | 0.35968 | 0.98973 | 1.0134 | 0.025799 | 0.012127 | 0.014373 | 7.083 | 0.00083606 | 0.21806 | 0.00058553 | 0.89359 | 0.0695 | 0.12644 | 5.5416 | 0.0093771 | 15.535 | 7.6211 | 491.5209 | 19.7354 | 1.7872 | 20.6996 | 8.6315 | 0.53332 | 0.15597 | 0.22875 | 0.031762 | 0.11835 | 0.077073 | 1.7295 | 0.60617 | 0.1712 | 0.49588 | 0.20637 | 11.2035 | 0.0028113 | 0.0032509 | 4.0634 | 2.7129 | 63.6952 | 9.1338 | 3.1839 | 0.2636 | 0.29355 | 0.68839 | 0.013119 | 0.054888 | 0.23309 | 1.1863 | 1.2351 | 419.7569 | 395.7279 | 51.8107 | 2.8039 | 4.5249 | 1.1072 | 4.6516 | 2.9865 | 10.1844 | 0.93351 | 0.0027573 | 0.040789 | 0.034606 | 0.046474 | 1.5652 | 1.6411 | 14.4539 | 1.3232 | 1.2644
14 | 0.1899 | 0.024008 | 0.015567 | 1.2686 | 0.99199 | 0.99667 | 0.81235 | 0.040919 | 0.87504 | 0.44698 | 0.60198 | 0.78387 | 0.89684 | 0.20998 | 1118.6706 | 296.4302 | 0.94478 | 0.83373 | 0.1547 | 0.16433 | 0.29525 | 1.2048 | 2.1188 | 482.4287 | 0.0058359 | 142.4332 | 98.2454 | 13.0795 | 155.4019 | 15.5901 | 2.1325 | 62.1937 | 14.6979 | 12.6347 | 2660.2649 | 99.8767 | 80.8803 | 1916.9421 | 122.2822 | 84.9149 | 267.7239 | 259.8501 | 210.9469 | 33.1244 | 59.2335 | 0.82668 | 0.16882 | 0.1915 | 0.016828 | 0.0019773 | 7.6196e-05 | 29.8488 | 11.0103 | 2.7222 | 1.028 | 0.66237 | 0.11281 | 2.642 | 60.9912 | 2.081 | 0.30561 | 0.83832 | 27.6751 | 84.339 | 31.6936 | 22.1694 | 122.3339 | 9.2609 | 0.035283 | 0.29632 | 0.90934 | 37.8216 | 21.5803 | 518.9416 | 101.1424 | 3.4519 | 0.1087 | 0.52975 | 0.07574 | 258.8955 | 141.9416 | 89.8034 | 70.0531 | 16.3711 | 1256.3802 | 215.6764 | 91.1171 | 88.1569 | 277.2989 | 154.5197 | 89.108 | 76.8889 | 8.9079 | 0.8554 | 0.66743 | 0.31137 | 57.4416 | 4.815 | 2.0736 | 2.0277 | 0.19413 | 8.0257e-05 | 28.096 | 1.0521 | 0.215 | 0.23957 | 0.13496 | 2.952 | 0.95606 | 1.3597 | 0.41734 | 86.0948 | 19.4691 | 29.1833 | 8.5051 | 146.0455 | 188.9099 | 1736.3419 | 228.2672 | 399.6265 | 200.6214 | 746.821 | 355.0622 | 98.0453 | 428.5661 | 0.30386 | 0.12877 | 0.12783 | 0.07192 | 0.0080088 | 0.0065085 | 2.4504e-05 | 0.0023364 | 30.2052 | 13.7788 | 0.85158 | 0.15498 | 2.5423 | 6.4097 | 311.6542 | 75.0573 | 3.1465 | 5.9694 | 128.4858 | 8.6634 | 138.646 | 39.3274 | 32.7445 | 82.5558 | 712.4539 | 62.4702 | 629.5647 | 8.6382 | 105.045 | 740.4541 | 138.9059 | 99.4232 | 62.6893 | 66.7869 | 237.9347 | 52.2597 | 9.7406 | 183.7742 | 91.5276 | 12.3226 | 42.7415 | 548.0311 | 7.2703 | 85.1381 | 71.5998 | 164.753 | 303.4942 | 81.4857 | 54.1125 | 33.0935 | 42.5623 | 0.0091264 | 0.0011808 | 0.22798 | 29.2468 | 2.1659 | 9.1184 | 2.5951 | 254.6439 | 10.8757 | 3.9437 | 0.39115 | 6243.5784 | 765.7207 | 1205.965 | 1392.3048 | 32.1305 | 1.1966 | 21.3988 | 2.7769 | 5116.0276 | 1660.4835 | 544.7545 | 90.4622 | 150.5771 | 9.9083 | 149.6974 | 0.0015166 | 28.9464 | 0.15416 | 14.1473 | 62.259 | 4.8023 | 77.0147 | 210.7204 | 0.12556 | 0.25863 | 2.3927 | 2.4685 | 0.2039 | 0.26001 | 1.0372 | 0.12002 | 34.4413 | 0.0027676 | 14.6715 | 306.9165 | 0.02245 | 110.9789 | 5.283 | 0.044737 | 0.6763 | 0.27926 | 5.0045 | 0.08905 | 1.8343 | 1.1071 | 1.4791 | 0.019655 | 0.1166 | 0.056797 | 4.5636 | 0.037893 | 0.52252 | 0.20663 | 7.8848 | 0.00048105 | 0.0035504 | 0.0030508 | 4.9276 | 0.021895 | 0.34495 | 0.23792 | 0.26424 | 0.0010904 | 0.021714 | 0.012344 | 1.2245 | 0.0054871 | 0.093389 | 0.055674 | 0.64835 | 0.0034367 | 0.04257 | 0.16131 | 0.54294 | 0.28894 | 1.1296 | 282.1355 | 0.014931 | 1.9964 | 0.011839 | 3.6191 | 5.2365 | 2.2816 | 188.7424 | 0.21078 | 10.3964 | 9.5909 | 14.6017 | 124522.9689 | 9.0067 | 349.9065 | 9.2575 | 4.5616 | 2.0593 | 2.0567 | 2.9587 | 1.7262 | 1.8256 | 14.4195 | 3.7821 | 0.74079 | 8.5795 | 2.8549 | 283.3889 | 7.5521 | 0.46549 | 18.8124 | 27.3654 | 652.8845 | 61.4432 | 4.8623 | 2.8215 | 8.1226 | 6.9655 | 0.24107 | 1.1182 | 5.0108 | 7.0989 | 6.8724 | 0.002143 | 0.0012355 | 0.0046488 | 1.479 | 8.7666e-05 | 0.0066502 | 6.4712e-05 | 0.01696 | 0.0024084 | 0.0076876 | 12.2288 | 0.00077875 | 0.66254 | 0.27334 | 8.6652 | 1.1838 | 0.034736 | 1.2027 | 0.28826 | 0.020777 | 0.007388 | 0.0072429 | 0.0033182 | 0.0058899 | 0.0074842 | 0.056809 | 0.068331 | 0.0038483 | 0.032 | 0.011613 | 1.0651 | 0.0004186 | 0.00041139 | 0.10532 | 0.12526 | 2.8604 | 0.30592 | 0.021874 | 0.049495 | 0.026857 | 0.038104 | 0.0011242 | 0.0056858 | 0.02107 | 0.023163 | 0.026219 | 0.039776 | 0.018331 | 0.060476 | 19.196 | 0.0013022 | 0.10399 | 0.00085198 | 0.40342 | 0.049939 | 0.16705 | 6.7212 | 0.012034 | 23.5991 | 14.0306 | 515.6361 | 28.3852 | 1.6319 | 27.8502 | 14.842 | 0.83889 | 0.11268 | 0.10925 | 0.054149 | 0.098965 | 0.15965 | 1.7751 | 1.3966 | 0.041534 | 0.83293 | 0.16013 | 18.3292 | 0.0032275 | 0.0035584 | 10.8056 | 5.5526 | 150.3784 | 13.2617 | 1.5566 | 0.62462 | 0.43633 | 0.60657 | 0.019781 | 0.098493 | 0.36605 | 1.0405 | 1.1672 | 0.027846 | 0.010869 | 0.014354 | 6.8589 | 0.00086958 | 0.23087 | 0.00056882 | 0.95164 | 0.071267 | 0.1257 | 5.8598 | 0.0086181 | 16.7426 | 7.7804 | 539.1105 | 18.2638 | 1.6358 | 18.8976 | 8.184 | 0.51527 | 0.13587 | 0.20791 | 0.028645 | 0.11294 | 0.075892 | 1.9114 | 0.63154 | 0.18472 | 0.53 | 0.20895 | 11.5354 | 0.003173 | 0.0027136 | 4.0163 | 2.8354 | 61.7018 | 7.5501 | 2.8858 | 0.28128 | 0.31308 | 0.67338 | 0.01395 | 0.051815 | 0.23962 | 1.227 | 1.3093 | 424.4338 | 425.4188 | 67.3064 | 2.2236 | 3.4191 | 1.5645 | 4.7171 | 3.2243 | 12.6157 | 0.94324 | 0.0027661 | 0.044771 | 0.032456 | 0.056086 | 1.6736 | 1.4153 | 14.0892 | 1.6316 | 1.1538
15 | 0.14855 | 0.0071156 | 0.028629 | 1.4705 | 0.99716 | 0.99977 | 0.86023 | 0.076848 | 0.88186 | 0.69455 | 0.80692 | 0.84768 | 0.80008 | 0.19065 | 2172.9537 | 191.0212 | 0.95541 | 0.84782 | 0.20533 | 0.27778 | 0.17188 | 2.7087 | 7.2014 | 257.1186 | 0.0067218 | 131.2758 | 100.685 | 16.0299 | 136.3892 | 14.7832 | 2.0358 | 56.4208 | 17.0417 | 13.1235 | 2520.97 | 90.772 | 82.4223 | 1509.507 | 107.8954 | 100.9816 | 264.7276 | 215.386 | 235.5934 | 32.0171 | 46.587 | 0.88525 | 0.12939 | 0.27785 | 0.016542 | 0.001779 | 9.076e-05 | 30.7733 | 11.1417 | 3.2316 | 0.78823 | 0.58643 | 0.1194 | 1.9366 | 69.149 | 9.5437 | 0.29351 | 0.80908 | 24.6841 | 125.852 | 34.5503 | 23.3441 | 136.2814 | 8.5801 | 0.033728 | 0.31205 | 0.97978 | 30.17 | 18.9635 | 854.6128 | 138.3792 | 2.2003 | 0.094774 | 0.56551 | 0.080552 | 298.2882 | 154.6306 | 82.6748 | 56.8593 | 16.1806 | 1313.6041 | 234.9914 | 79.182 | 75.9967 | 243.9837 | 166.7379 | 93.9348 | 71.0083 | 8.3017 | 0.55638 | 0.59595 | 0.43865 | 55.4161 | 6.2621 | 1.9262 | 2.5086 | 0.14067 | 8.7712e-05 | 27.1978 | 1.2323 | 0.25568 | 0.19337 | 0.15068 | 3.4631 | 0.95804 | 1.0482 | 0.46191 | 71.9208 | 14.8464 | 39.8232 | 8.6011 | 127.5142 | 206.8939 | 2226.096 | 257.4809 | 339.5385 | 190.0296 | 768.1555 | 385.6469 | 88.8239 | 392.4542 | 0.32186 | 0.21794 | 0.078225 | 0.059724 | 0.010485 | 0.0067505 | 2.2993e-05 | 0.0018939 | 36.3963 | 11.1042 | 1.0677 | 0.17881 | 2.1634 | 5.9833 | 416.168 | 65.4194 | 2.9862 | 6.0214 | 152.4298 | 9.631 | 107.8778 | 50.9727 | 35.673 | 93.7443 | 620.33 | 70.9475 | 640.1097 | 9.7911 | 124.1004 | 815.7418 | 157.0778 | 94.1734 | 49.7687 | 60.9106 | 202.5619 | 50.6992 | 9.4972 | 164.9426 | 81.2749 | 11.8936 | 43.4919 | 583.492 | 7.2802 | 76.7396 | 66.4756 | 186.4683 | 318.9826 | 94.6512 | 52.644 | 34.7036 | 46.5555 | 0.0097361 | 0.0011144 | 0.2224 | 38.3424 | 2.8735 | 12.0334 | 2.4826 | 298.5279 | 12.2883 | 4.5672 | 0.49287 | 6430.178 | 864.7464 | 1445.9955 | 1096.5163 | 33.8157 | 0.97676 | 22.1074 | 2.4977 | 5853.4346 | 1128.5606 | 594.7791 | 109.0748 | 123.1387 | 10.1195 | 163.2742 | 0.0015907 | 29.3189 | 0.14831 | 14.5192 | 69.9554 | 3.7388 | 92.0745 | 232.6922 | 0.10622 | 0.24541 | 2.2419 | 3.5948 | 0.12311 | 0.20534 | 1.3282 | 0.19328 | 30.6284 | 0.0028093 | 12.5474 | 281.4672 | 0.02394 | 120.5487 | 5.5637 | 0.046889 | 0.60679 | 0.25936 | 4.8499 | 0.10071 | 1.8842 | 1.1124 | 1.4435 | 0.01891 | 0.10845 | 0.049699 | 4.7233 | 0.041619 | 0.52453 | 0.21011 | 8.5176 | 0.00041055 | 0.0034987 | 0.0032176 | 5.337 | 0.018347 | 0.39409 | 0.22461 | 0.28117 | 0.0010997 | 0.020932 | 0.01316 | 1.2587 | 0.0053692 | 0.084973 | 0.052535 | 0.71108 | 0.0034895 | 0.041192 | 0.18793 | 0.54129 | 0.28297 | 1.1434 | 249.7 | 0.014688 | 1.9442 | 0.012683 | 5.2743 | 4.7502 | 2.4133 | 199.344 | 0.072476 | 9.4452 | 9.3218 | 15.2439 | 111757.5371 | 8.1651 | 344.6526 | 9.3478 | 4.6366 | 2.1427 | 1.7635 | 2.8064 | 1.7221 | 1.7679 | 14.3017 | 3.8041 | 0.64855 | 8.0531 | 2.6879 | 279.5496 | 8.871 | 0.40725 | 18.0979 | 24.278 | 642.9338 | 64.9449 | 4.5522 | 2.6206 | 8.3414 | 8.4087 | 0.27744 | 1.123 | 5.6532 | 6.8945 | 6.314 | 0.0019793 | 0.0012782 | 0.0039239 | 1.4311 | 9.3902e-05 | 0.0067568 | 6.2444e-05 | 0.018338 | 0.0026505 | 0.0074697 | 11.6232 | 0.00069143 | 0.69154 | 0.29109 | 8.4747 | 1.2612 | 0.041356 | 1.2166 | 0.31994 | 0.021007 | 0.0073298 | 0.0064857 | 0.0035593 | 0.0057411 | 0.0067409 | 0.053286 | 0.074701 | 0.0037701 | 0.034047 | 0.010917 | 1.1393 | 0.00042195 | 0.00040664 | 0.10042 | 0.11942 | 2.8255 | 0.32373 | 0.01924 | 0.04356 | 0.029402 | 0.037016 | 0.0010927 | 0.0051408 | 0.020734 | 0.027323 | 0.024486 | 0.042482 | 0.015884 | 0.061601 | 17.4815 | 0.0013056 | 0.093764 | 0.0008243 | 0.41239 | 0.049071 | 0.15615 | 7.3647 | 0.010895 | 22.6161 | 13.6739 | 482.4687 | 30.5677 | 1.8995 | 30.4788 | 14.8666 | 0.93542 | 0.1135 | 0.10753 | 0.057167 | 0.086862 | 0.15854 | 1.9264 | 1.3196 | 0.041202 | 0.86759 | 0.16243 | 18.2762 | 0.0035625 | 0.0034554 | 10.0319 | 5.1166 | 163.7995 | 15.5611 | 1.6393 | 0.60445 | 0.46128 | 0.65363 | 0.019142 | 0.095979 | 0.39369 | 1.0071 | 1.154 | 0.028523 | 0.010088 | 0.015261 | 7.581 | 0.00081524 | 0.21014 | 0.00060135 | 0.99034 | 0.066734 | 0.13333 | 5.2178 | 0.0078231 | 14.8715 | 8.5608 | 557.2118 | 17.7183 | 1.6696 | 17.4364 | 9.1308 | 0.50649 | 0.1425 | 0.21307 | 0.031623 | 0.098452 | 0.076326 | 1.9941 | 0.61667 | 0.19442 | 0.52369 | 0.21217 | 13.16 | 0.0030631 | 0.0031869 | 3.8903 | 3.1057 | 66.4984 | 8.4421 | 2.9537 | 0.25076 | 0.29798 | 0.72554 | 0.013338 | 0.057557 | 0.22483 | 1.1053 | 1.2636 | 431.4637 | 415.7947 | 41.6202 | 2.7112 | 3.0901 | 1.6416 | 3.6188 | 3.297 | 12.0781 | 0.89561 | 0.0029626 | 0.042058 | 0.033869 | 0.042178 | 1.4703 | 1.3887 | 16.8125 | 1.4156 | 0.98563
16 | 0.16635 | 0.026116 | 0.023054 | 1.2011 | 0.99967 | 0.99361 | 0.67748 | 0.044277 | 0.83097 | 0.56585 | 0.83939 | 0.72485 | 0.84401 | 0.17479 | 1176.8492 | 277.1405 | 0.95098 | 0.82658 | 0.18936 | 0.2198 | 0.34923 | 3.3492 | 6.3039 | 465.8094 | 0.0062979 | 149.0964 | 111.3686 | 17.7261 | 135.8793 | 15.7039 | 2.0654 | 44.3272 | 14.3628 | 10.3961 | 2300.8804 | 81.7149 | 88.0496 | 1463.4221 | 114.7625 | 80.618 | 250.7986 | 281.8538 | 197.544 | 31.3 | 44.4688 | 0.75264 | 0.097485 | 0.32771 | 0.016996 | 0.0017066 | 7.3053e-05 | 32.5271 | 11.8707 | 2.9911 | 0.72113 | 0.48259 | 0.10587 | 2.1637 | 59.989 | 11.3771 | 0.32382 | 0.79476 | 21.6248 | 115.1021 | 29.8891 | 21.1629 | 144.7919 | 7.701 | 0.033306 | 0.28104 | 0.68094 | 28.0846 | 16.6545 | 604.7526 | 86.0673 | 3.0931 | 0.072262 | 0.44056 | 0.088524 | 294.6168 | 132.2342 | 80.0006 | 61.7565 | 16.811 | 1359.1173 | 248.1593 | 101.0535 | 76.7269 | 261.53 | 178.0791 | 98.4676 | 70.3263 | 8.0441 | 0.41465 | 0.73794 | 0.41428 | 50.2205 | 5.4099 | 1.83 | 2.3743 | 0.18149 | 9.3817e-05 | 37.0204 | 1.3741 | 0.21897 | 0.25313 | 0.17269 | 2.6525 | 0.95423 | 1.2729 | 0.47983 | 78.7499 | 15.2778 | 26.4139 | 9.9761 | 135.8327 | 110.4965 | 2066.687 | 238.5013 | 302.1244 | 152.4362 | 875.0436 | 392.6463 | 96.1818 | 412.2234 | 0.40916 | 0.2252 | 0.16788 | 0.080641 | 0.010669 | 0.0062435 | 2.1783e-05 | 0.0023547 | 39.6286 | 11.4509 | 1.0517 | 0.1627 | 2.6497 | 5.7714 | 370.5806 | 82.0653 | 3.8633 | 4.5548 | 123.6388 | 8.9252 | 115.6179 | 44.5724 | 33.8146 | 101.9168 | 593.0563 | 66.8036 | 666.6363 | 8.9317 | 122.5621 | 668.7956 | 162.4861 | 82.9671 | 49.9951 | 74.251 | 257.8166 | 63.0825 | 8.416 | 167.6173 | 84.316 | 12.2299 | 54.0748 | 618.6365 | 6.1759 | 70.5658 | 59.3314 | 180.6436 | 263.3054 | 78.4545 | 46.9204 | 30.0741 | 51.3188 | 0.010526 | 0.0014011 | 0.28731 | 33.4759 | 2.544 | 8.801 | 3.2335 | 316.7837 | 9.5556 | 4.9292 | 0.61143 | 6917.916 | 731.0816 | 1292.087 | 1397.8791 | 31.7709 | 0.88554 | 26.4444 | 2.8771 | 4979.3835 | 1526.5832 | 498.4647 | 92.3637 | 131.076 | 10.2324 | 157.4857 | 0.001211 | 31.7053 | 0.16259 | 11.3921 | 66.9739 | 4.0954 | 74.1635 | 166.8894 | 0.11992 | 0.22626 | 2.8567 | 2.5432 | 0.39335 | 0.21382 | 1.3116 | 0.18163 | 33.5795 | 0.0030293 | 13.0446 | 271.0112 | 0.024912 | 121.1617 | 5.4073 | 0.047022 | 0.66428 | 0.24369 | 5.2889 | 0.091688 | 1.7672 | 1.0372 | 1.5193 | 0.020276 | 0.11667 | 0.056445 | 4.3942 | 0.036712 | 0.51641 | 0.22388 | 8.7731 | 0.00046007 | 0.0037438 | 0.0031652 | 5.266 | 0.021496 | 0.34682 | 0.21378 | 0.28285 | 0.0010841 | 0.02145 | 0.013898 | 1.1552 | 0.0049727 | 0.090247 | 0.050106 | 0.7771 | 0.0037064 | 0.040955 | 0.16465 | 0.51388 | 0.30913 | 1.1559 | 380.4558 | 0.013504 | 1.9812 | 0.011331 | 3.4842 | 6.0165 | 2.5248 | 190.6664 | 0.32411 | 9.8171 | 8.8911 | 13.1263 | 109685.4863 | 8.7591 | 353.8306 | 8.5694 | 4.4828 | 1.8812 | 1.9814 | 2.5869 | 1.6278 | 1.8761 | 13.8782 | 4.3904 | 0.76355 | 8.4361 | 3.0049 | 292.7904 | 8.4597 | 0.42195 | 20.1448 | 24.8189 | 681.6847 | 63.0408 | 4.1041 | 2.6666 | 7.9548 | 8.3331 | 0.26641 | 1.3406 | 5.0637 | 7.0126 | 6.1585 | 0.0018914 | 0.0013356 | 0.0040734 | 1.5624 | 8.9207e-05 | 0.0073377 | 5.9561e-05 | 0.019763 | 0.0026044 | 0.0084321 | 13.9864 | 0.00066283 | 0.60112 | 0.29478 | 8.2189 | 1.1652 | 0.037776 | 1.3577 | 0.32358 | 0.018219 | 0.0082532 | 0.0067478 | 0.0036385 | 0.0060358 | 0.0063693 | 0.058273 | 0.079306 | 0.0033581 | 0.033671 | 0.011531 | 1.2442 | 0.00045564 | 0.00046524 | 0.095425 | 0.11573 | 3.045 | 0.31605 | 0.021289 | 0.042542 | 0.027592 | 0.032026 | 0.0012109 | 0.0054653 | 0.02132 | 0.024368 | 0.026974 | 0.040841 | 0.019113 | 0.063541 | 19.4317 | 0.0012378 | 0.10911 | 0.00084802 | 0.40566 | 0.05429 | 0.16637 | 7.3006 | 0.010482 | 21.3847 | 14.9685 | 521.8313 | 26.2435 | 1.8875 | 28.992 | 15.4834 | 0.91091 | 0.11024 | 0.091021 | 0.051317 | 0.10107 | 0.15408 | 1.7255 | 1.3385 | 0.040628 | 0.90513 | 0.17766 | 20.2248 | 0.0035074 | 0.0033933 | 9.8083 | 5.6528 | 165.4095 | 14.8453 | 1.7645 | 0.63418 | 0.458 | 0.62297 | 0.021466 | 0.096885 | 0.3435 | 1.083 | 1.1414 | 0.025595 | 0.011897 | 0.014014 | 6.6322 | 0.00088462 | 0.201 | 0.00053858 | 0.96804 | 0.064818 | 0.12468 | 4.8645 | 0.0079478 | 14.9335 | 7.5498 | 564.9661 | 20.9342 | 1.8719 | 19.1051 | 8.7448 | 0.54403 | 0.15306 | 0.23457 | 0.027548 | 0.10694 | 0.078939 | 1.8376 | 0.56523 | 0.16056 | 0.51949 | 0.19841 | 12.5087 | 0.0031464 | 0.0029018 | 4.2485 | 2.7952 | 60.9699 | 8.9601 | 3.158 | 0.27858 | 0.29139 | 0.7068 | 0.014648 | 0.050014 | 0.22424 | 1.2998 | 1.2885 | 394.6107 | 460.9653 | 48.1648 | 2.098 | 2.7521 | 1.3033 | 4.5897 | 2.971 | 16.8764 | 1.0297 | 0.0029574 | 0.041421 | 0.030858 | 0.054642 | 1.4982 | 1.2288 | 14.8471 | 1.3301 | 1.278
17 | 0.15415 | 0.013763 | 0.016464 | 1.2838 | 0.99001 | 0.99702 | 0.93062 | 0.063493 | 0.90136 | 0.62517 | 0.53853 | 0.84197 | 0.88272 | 0.22629 | 1382.5439 | 176.5502 | 0.94033 | 0.83993 | 0.14841 | 0.25417 | 0.46854 | 1.4876 | 2.4164 | 242.052 | 0.0096862 | 138.3795 | 117.3228 | 16.3657 | 152.0501 | 16.8802 | 1.6721 | 51.8408 | 13.9435 | 13.9804 | 2812.5774 | 96.4854 | 90.7654 | 1867.2483 | 120.0337 | 91.5815 | 300.0991 | 264.6646 | 221.4224 | 36.7056 | 55.5585 | 0.8533 | 0.11129 | 0.23559 | 0.017849 | 0.002152 | 8.4956e-05 | 29.4992 | 11.4037 | 3.2638 | 0.87993 | 0.61547 | 0.10015 | 2.3814 | 63.0006 | 8.1407 | 0.35542 | 0.88502 | 22.9233 | 108.4986 | 26.5085 | 15.9802 | 139.0357 | 9.5256 | 0.034562 | 0.27517 | 0.95297 | 44.5973 | 19.8694 | 723.4144 | 128.1633 | 3.7187 | 0.089068 | 0.46264 | 0.11352 | 239.6377 | 145.6774 | 93.6028 | 69.3267 | 17.1512 | 1174.4676 | 261.2351 | 82.2433 | 82.5059 | 222.2799 | 152.2516 | 84.9328 | 79.7682 | 6.8163 | 0.55458 | 0.57042 | 0.20249 | 52.596 | 5.3998 | 2.219 | 1.9699 | 0.17405 | 9.2738e-05 | 34.9838 | 0.97813 | 0.22662 | 0.18049 | 0.16678 | 3.0889 | 0.96422 | 1.2611 | 0.40861 | 70.5911 | 17.0496 | 30.4297 | 9.8186 | 118.2112 | 176.1648 | 1888.5502 | 245.0795 | 361.2496 | 164.385 | 811.399 | 401.8253 | 99.5891 | 437.3515 | 0.12903 | 0.41881 | 0.033894 | 0.069587 | 0.010063 | 0.00547 | 2.6617e-05 | 0.0021916 | 35.5528 | 13.075 | 0.8111 | 0.19691 | 1.9865 | 5.4297 | 382.8951 | 85.9944 | 3.0503 | 4.3337 | 157.7981 | 9.1499 | 137.4005 | 40.2235 | 29.3096 | 89.766 | 619.5963 | 55.9997 | 556.0406 | 10.4371 | 138.3098 | 676.8714 | 158.5104 | 81.5152 | 48.6432 | 78.4453 | 244.905 | 48.5642 | 9.1654 | 154.9063 | 76.5812 | 10.923 | 44.1903 | 616.8562 | 6.3879 | 81.8015 | 70.265 | 175.0665 | 307.5192 | 89.3084 | 51.0227 | 28.7987 | 45.3337 | 0.011711 | 0.00099246 | 0.32615 | 27.2091 | 2.6105 | 10.9352 | 2.1261 | 295.3532 | 10.0184 | 4.28 | 0.44354 | 5701.2531 | 857.227 | 1472.8601 | 1091.4932 | 32.8612 | 0.93979 | 26.1907 | 2.6529 | 5679.4599 | 1488.8972 | 580.4826 | 88.3533 | 157.1326 | 10.0349 | 177.8811 | 0.0012963 | 35.4573 | 0.1567 | 12.7441 | 94.3426 | 5.1391 | 80.6627 | 171.4799 | 0.12622 | 0.28769 | 1.6508 | 3.8905 | 0.30618 | 0.22777 | 0.98052 | 0.14009 | 32.3636 | 0.0028901 | 14.3826 | 299.1955 | 0.024515 | 108.7658 | 5.2588 | 0.043744 | 0.61873 | 0.24529 | 4.7493 | 0.09196 | 1.8646 | 0.99795 | 1.3994 | 0.019363 | 0.12125 | 0.054052 | 4.5409 | 0.037794 | 0.49226 | 0.22596 | 8.0777 | 0.00047273 | 0.0035572 | 0.0027376 | 4.7961 | 0.019952 | 0.36621 | 0.23203 | 0.27021 | 0.0011917 | 0.019118 | 0.014446 | 1.2845 | 0.0053002 | 0.097043 | 0.048185 | 0.71505 | 0.0036046 | 0.042397 | 0.16732 | 0.52368 | 0.30115 | 1.1135 | 218.7344 | 0.013189 | 1.9481 | 0.012941 | 3.2194 | 5.0305 | 2.3218 | 206.4793 | 0.089524 | 10.2388 | 9.5012 | 13.4541 | 110963.2552 | 7.8244 | 356.5823 | 8.4479 | 4.208 | 1.9253 | 1.9037 | 2.9194 | 1.5974 | 1.8388 | 14.933 | 4.408 | 0.72461 | 7.5088 | 2.6659 | 291.0134 | 7.9634 | 0.48169 | 18.2576 | 24.5946 | 625.863 | 68.6079 | 4.53 | 2.7539 | 7.759 | 7.55 | 0.25597 | 1.144 | 4.7716 | 7.6083 | 5.7721 | 0.0020963 | 0.0013824 | 0.0041807 | 1.6375 | 8.2979e-05 | 0.0075599 | 5.9207e-05 | 0.019965 | 0.0025874 | 0.0083451 | 12.3941 | 0.00079909 | 0.63923 | 0.302 | 8.0385 | 1.3393 | 0.040624 | 1.2911 | 0.27827 | 0.019411 | 0.007906 | 0.0066342 | 0.0031939 | 0.0062694 | 0.0075835 | 0.064205 | 0.070633 | 0.0035127 | 0.034404 | 0.010511 | 1.0941 | 0.00041416 | 0.00042354 | 0.097596 | 0.12279 | 2.7859 | 0.27807 | 0.022622 | 0.050067 | 0.026533 | 0.03738 | 0.0011072 | 0.0052782 | 0.019356 | 0.023364 | 0.022701 | 0.041901 | 0.017661 | 0.059308 | 18.6719 | 0.0013456 | 0.10708 | 0.00075944 | 0.39176 | 0.045562 | 0.16092 | 6.9131 | 0.011589 | 21.0643 | 13.738 | 487.3345 | 29.7634 | 1.9318 | 30.6037 | 13.2124 | 0.93332 | 0.099708 | 0.094217 | 0.055552 | 0.094532 | 0.15477 | 1.8213 | 1.2999 | 0.046551 | 0.92594 | 0.17165 | 19.9073 | 0.003703 | 0.0037527 | 10.9147 | 5.4424 | 162.4774 | 12.8791 | 1.7811 | 0.66088 | 0.41678 | 0.58525 | 0.020128 | 0.089585 | 0.36228 | 1.18 | 1.1325 | 0.025197 | 0.010642 | 0.016281 | 6.294 | 0.00078296 | 0.2355 | 0.00061458 | 0.98496 | 0.058635 | 0.12756 | 5.8202 | 0.0091139 | 16.6372 | 8.9095 | 515.2205 | 20.5112 | 1.9478 | 17.524 | 7.7898 | 0.4931 | 0.14832 | 0.21576 | 0.032605 | 0.1163 | 0.082133 | 1.8238 | 0.59788 | 0.16401 | 0.49912 | 0.2038 | 12.9566 | 0.0027132 | 0.0027821 | 3.5762 | 2.9763 | 63.9001 | 8.9729 | 3.3756 | 0.24074 | 0.31753 | 0.65286 | 0.013926 | 0.047944 | 0.21825 | 1.1998 | 1.2548 | 357.7077 | 404.2971 | 46.6774 | 2.5774 | 3.2943 | 1.5064 | 4.1274 | 3.4356 | 8.8293 | 0.85289 | 0.0030049 | 0.042727 | 0.031623 | 0.048623 | 1.2684 | 1.2629 | 15.0876 | 1.5793 | 1.1221
18 | 0.16045 | 0.028056 | 0.0040045 | 1.4819 | 0.99536 | 0.99574 | 0.818 | 0.02006 | 0.85645 | 0.60384 | 0.62801 | 0.85664 | 0.81984 | 0.23354 | 1715.0949 | 303.9274 | 0.96028 | 0.84087 | 0.19256 | 0.22898 | 0.19272 | 0.72086 | 2.8556 | 754.6624 | 0.0083163 | 166.2846 | 126.4423 | 12.5927 | 179.5072 | 14.8594 | 2.2437 | 54.8759 | 13.0428 | 12.4017 | 2654.4853 | 86.889 | 91.0909 | 1807.1555 | 109.7157 | 98.5992 | 278.7006 | 237.3369 | 204.1938 | 28.2168 | 52.1805 | 0.81881 | 0.24712 | 0.13822 | 0.019281 | 0.0015744 | 6.7242e-05 | 34.7431 | 9.8633 | 3.5579 | 0.97709 | 0.54246 | 0.094005 | 2.8788 | 48.4327 | 4.6569 | 0.27181 | 0.87596 | 25.3758 | 92.6103 | 27.3883 | 24.5593 | 141.5988 | 8.7342 | 0.032966 | 0.26714 | 0.88488 | 28.8547 | 15.2031 | 737.987 | 82.5267 | 2.2867 | 0.11306 | 0.57311 | 0.11567 | 274.7989 | 129.2124 | 96.1861 | 63.7102 | 15.5989 | 1380.7177 | 241.5423 | 106.918 | 86.6024 | 247.4068 | 164.5247 | 91.9884 | 87.5159 | 8.996 | 0.74654 | 0.92601 | 0.27933 | 71.6649 | 6.9604 | 2.0165 | 2.5454 | 0.14379 | 8.9455e-05 | 33.8276 | 1.0237 | 0.2327 | 0.17088 | 0.19682 | 2.6095 | 0.96782 | 1.0942 | 0.36233 | 93.058 | 18.7088 | 37.6045 | 9.0812 | 130.4297 | 100.5838 | 2256.5473 | 231.6822 | 325.1065 | 168.8732 | 735.6959 | 377.4887 | 102.1123 | 488.0447 | 0.084669 | 0.35004 | 0.15627 | 0.064317 | 0.0073282 | 0.0049528 | 2.5483e-05 | 0.0021583 | 27.8759 | 9.8875 | 0.92416 | 0.14154 | 2.7987 | 6.5235 | 361.6273 | 91.0442 | 3.929 | 3.9901 | 144.8364 | 7.7831 | 128.9738 | 42.2846 | 32.2064 | 87.9155 | 776.3506 | 58.5624 | 644.3117 | 9.5471 | 108.1646 | 716.4968 | 146.8714 | 96.703 | 58.6057 | 67.3145 | 252.5452 | 59.6227 | 7.6597 | 160.9078 | 79.5336 | 11.0689 | 45.1963 | 607.5058 | 6.5134 | 68.421 | 65.4366 | 206.0962 | 265.7993 | 91.4011 | 55.3707 | 27.649 | 42.5247 | 0.0096792 | 0.0012884 | 0.24886 | 32.3242 | 2.3353 | 9.7487 | 2.9792 | 214.4598 | 9.0532 | 4.4104 | 0.53287 | 7113.5756 | 909.3278 | 1513.7256 | 1315.2533 | 28.1532 | 0.83413 | 20.3243 | 3.1747 | 5870.8378 | 1777.9746 | 568.3354 | 107.0468 | 120.0794 | 9.3187 | 174.9197 | 0.001626 | 37.9203 | 0.18306 | 13.0104 | 58.6598 | 4.6943 | 52.1342 | 182.8416 | 0.11349 | 0.26634 | 1.4807 | 2.8826 | 0.13665 | 0.21944 | 1.0071 | 0.17674 | 34.0644 | 0.0030018 | 12.5015 | 271.7447 | 0.025179 | 112.9776 | 5.3308 | 0.045648 | 0.62133 | 0.24837 | 4.7757 | 0.099279 | 1.725 | 1.0967 | 1.5454 | 0.019209 | 0.11446 | 0.053132 | 4.6259 | 0.037253 | 0.56256 | 0.2158 | 8.322 | 0.00044568 | 0.0036713 | 0.0030838 | 5.0006 | 0.019273 | 0.33458 | 0.2128 | 0.26 | 0.0012115 | 0.019621 | 0.014501 | 1.1427 | 0.0056557 | 0.098288 | 0.047644 | 0.65394 | 0.003262 | 0.045267 | 0.1707 | 0.54586 | 0.28349 | 1.0447 | 346.705 | 0.01348 | 1.9639 | 0.011163 | 4.5399 | 5.8443 | 2.7328 | 187.7999 | 0.15446 | 9.3385 | 8.197 | 13.095 | 108259.4109 | 8.0191 | 328.0364 | 8.6664 | 4.0282 | 2.2642 | 1.776 | 2.8976 | 1.5781 | 1.7042 | 13.3785 | 4.4629 | 0.73003 | 7.3318 | 2.7582 | 265.5658 | 7.8313 | 0.41496 | 17.9564 | 26.0037 | 635.5794 | 64.3422 | 4.4143 | 3.087 | 7.5998 | 7.6119 | 0.28394 | 1.2452 | 5.386 | 7.6775 | 6.6148 | 0.0019038 | 0.0013576 | 0.0042988 | 1.5274 | 8.4534e-05 | 0.0068003 | 5.5906e-05 | 0.016754 | 0.0027287 | 0.0082646 | 13.7128 | 0.00074664 | 0.6824 | 0.30339 | 8.4163 | 1.3617 | 0.038215 | 1.2583 | 0.33288 | 0.017561 | 0.0080333 | 0.006509 | 0.0034555 | 0.005552 | 0.0068213 | 0.063225 | 0.066962 | 0.0032813 | 0.035781 | 0.0096661 | 1.1789 | 0.00044514 | 0.00045572 | 0.093089 | 0.11162 | 2.7648 | 0.30217 | 0.020745 | 0.04514 | 0.028131 | 0.035714 | 0.0012496 | 0.0053759 | 0.020058 | 0.022921 | 0.022765 | 0.042963 | 0.018956 | 0.056304 | 17.815 | 0.0012896 | 0.095071 | 0.00091857 | 0.39522 | 0.046463 | 0.14165 | 7.8289 | 0.011816 | 19.8648 | 14.5367 | 480.4073 | 27.2142 | 1.6495 | 29.9178 | 14.4234 | 0.87324 | 0.104 | 0.10176 | 0.059658 | 0.0929 | 0.18181 | 1.7613 | 1.3645 | 0.043209 | 0.78294 | 0.16184 | 19.7138 | 0.0031863 | 0.0031997 | 11.0476 | 5.1655 | 155.8038 | 14.9992 | 1.8308 | 0.61732 | 0.42062 | 0.57211 | 0.021993 | 0.098653 | 0.37704 | 1.0615 | 1.0581 | 0.02892 | 0.011671 | 0.016482 | 7.2992 | 0.00077826 | 0.21384 | 0.00061941 | 1.0234 | 0.05925 | 0.11324 | 5.7727 | 0.0085465 | 15.1903 | 7.8157 | 527.2564 | 19.2786 | 1.8657 | 18.5658 | 8.062 | 0.52271 | 0.14398 | 0.20567 | 0.029731 | 0.10379 | 0.074179 | 1.8608 | 0.64416 | 0.16883 | 0.53957 | 0.21388 | 11.4794 | 0.0028875 | 0.0032679 | 3.6066 | 2.6483 | 58.5562 | 8.5072 | 3.4565 | 0.25589 | 0.30949 | 0.66129 | 0.014174 | 0.055183 | 0.20622 | 1.1512 | 1.1293 | 409.1893 | 514.8597 | 58.2298 | 2.0403 | 3.2609 | 1.145 | 3.0573 | 4.0908 | 17.6674 | 0.89135 | 0.0028164 | 0.049686 | 0.03656 | 0.047827 | 1.6916 | 1.4823 | 11.9251 | 1.7162 | 1.0336
19 | 0.16399 | 0.010347 | 0.011919 | 1.1983 | 0.99798 | 0.99179 | 0.68829 | 0.037687 | 0.7741 | 0.38237 | 0.73523 | 0.78462 | 0.88674 | 0.19311 | 1955.6033 | 381.5387 | 0.96474 | 0.78193 | 0.17908 | 0.20155 | 0.38895 | 2.4024 | 4.3005 | 691.3496 | 0.0031479 | 160.4289 | 104.9518 | 16.9834 | 140.3101 | 15.3889 | 2.0007 | 58.0691 | 14.3953 | 11.1098 | 3077.7221 | 95.8119 | 81.6447 | 1596.8575 | 117.8837 | 85.9525 | 256.6816 | 275.0925 | 224.661 | 37.4594 | 54.1903 | 0.7645 | 0.36277 | 0.075627 | 0.017921 | 0.0020537 | 6.6309e-05 | 33.2731 | 12.5417 | 3.4445 | 0.80557 | 0.69637 | 0.087023 | 2.0418 | 43.6097 | 10.4635 | 0.35031 | 0.89955 | 19.4141 | 86.3507 | 40.7349 | 16.8321 | 133.0469 | 8.1954 | 0.034465 | 0.23786 | 0.70579 | 26.3685 | 17.5146 | 600.2458 | 123.8601 | 2.8369 | 0.11915 | 0.53468 | 0.12189 | 318.5533 | 136.5901 | 79.5131 | 66.9868 | 18.0328 | 1241.108 | 268.503 | 70.4499 | 85.5713 | 260.4041 | 138.7066 | 80.7331 | 91.6919 | 6.7844 | 0.72077 | 0.64541 | 0.32307 | 68.8806 | 6.6628 | 1.9072 | 2.2247 | 0.18655 | 7.4085e-05 | 39.4493 | 1.2887 | 0.26867 | 0.21747 | 0.15493 | 3.0486 | 0.95262 | 1.1902 | 0.43861 | 100.4638 | 16.0877 | 33.7282 | 9.1635 | 148.4658 | 155.0476 | 1940.1974 | 259.8005 | 385.1433 | 154.2188 | 709.7958 | 307.6447 | 83.644 | 403.673 | 0.10152 | 0.29183 | 0.14262 | 0.072492 | 0.010841 | 0.0070928 | 2.0973e-05 | 0.0026839 | 27.3423 | 12.0819 | 0.9642 | 0.1567 | 1.9637 | 4.8642 | 411.1788 | 95.8968 | 4.1441 | 5.5653 | 153.8423 | 8.801 | 124.4883 | 43.8905 | 28.4465 | 86.2087 | 662.4342 | 65.5438 | 601.2539 | 8.3567 | 115.8312 | 766.2242 | 144.7342 | 88.9001 | 47.9027 | 63.8866 | 226.659 | 57.8186 | 8.2185 | 191.4787 | 86.8117 | 11.2984 | 49.8125 | 531.121 | 7.433 | 66.1758 | 67.2557 | 200.1859 | 274.5234 | 93.6669 | 50.4023 | 35.7704 | 39.5595 | 0.010619 | 0.0010534 | 0.28995 | 30.6214 | 2.2954 | 11.6441 | 3.3729 | 310.1759 | 9.8349 | 6.2282 | 0.57698 | 7204.5252 | 832.151 | 1477.9156 | 1162.6886 | 28.3868 | 0.67835 | 22.8784 | 2.5967 | 5760.1878 | 1707.6997 | 555.0033 | 107.7038 | 132.626 | 8.4004 | 161.8494 | 0.0014518 | 34.1965 | 0.17971 | 13.4366 | 72.4537 | 5.6335 | 55.972 | 194.3359 | 0.11432 | 0.19578 | 1.9532 | 3.6818 | 0.27287 | 0.22383 | 1.0974 | 0.12496 | 36.6228 | 0.0029441 | 12.7401 | 274.2748 | 0.026422 | 126.2057 | 5.6866 | 0.047963 | 0.68885 | 0.25106 | 5.041 | 0.090145 | 1.7422 | 1.0102 | 1.3713 | 0.018416 | 0.11146 | 0.055749 | 4.4609 | 0.0371 | 0.53281 | 0.22271 | 7.989 | 0.00039474 | 0.0031412 | 0.0027001 | 5.6577 | 0.02056 | 0.37651 | 0.24672 | 0.24732 | 0.001138 | 0.02229 | 0.01339 | 1.204 | 0.0054386 | 0.10134 | 0.050626 | 0.70489 | 0.0039307 | 0.048814 | 0.18194 | 0.52674 | 0.27786 | 1.1846 | 299.3403 | 0.012723 | 1.957 | 0.012538 | 4.9691 | 4.1025 | 2.9497 | 204.9806 | 0.18214 | 10.0034 | 9.1868 | 15.1027 | 115899.4058 | 7.971 | 334.318 | 8.9512 | 4.2492 | 2.0152 | 2.0341 | 2.8598 | 1.6714 | 1.9847 | 15.2903 | 4.2555 | 0.71968 | 7.9541 | 2.8884 | 248.0933 | 8.1529 | 0.43123 | 19.6189 | 26.9276 | 603.4188 | 59.0202 | 4.2716 | 2.9815 | 7.0939 | 7.3273 | 0.25692 | 1.3162 | 4.8556 | 6.6143 | 5.8431 | 0.002286 | 0.0012004 | 0.0043421 | 1.3925 | 8.3455e-05 | 0.0069964 | 5.4261e-05 | 0.017712 | 0.0025146 | 0.0077613 | 11.8314 | 0.00078082 | 0.69644 | 0.28095 | 8.8621 | 1.3843 | 0.040199 | 1.3521 | 0.28762 | 0.020015 | 0.007814 | 0.0074918 | 0.0037767 | 0.0060542 | 0.007157 | 0.053496 | 0.073371 | 0.0038872 | 0.033495 | 0.011442 | 1.2033 | 0.00039421 | 0.00042603 | 0.094036 | 0.11013 | 2.9896 | 0.28504 | 0.022567 | 0.046288 | 0.027818 | 0.033364 | 0.0012439 | 0.0049743 | 0.018977 | 0.026945 | 0.027131 | 0.044044 | 0.017523 | 0.053708 | 17.137 | 0.0012053 | 0.10498 | 0.00083217 | 0.43676 | 0.045329 | 0.1685 | 8.0541 | 0.010233 | 23.8569 | 15.5002 | 466.9858 | 29.3952 | 1.6693 | 26.5004 | 13.5022 | 0.96121 | 0.10937 | 0.09572 | 0.057587 | 0.098166 | 0.18455 | 1.8303 | 1.433 | 0.04836 | 0.87849 | 0.15457 | 20.7351 | 0.0033122 | 0.0034931 | 10.4459 | 5.3204 | 168.8124 | 12.9571 | 1.7246 | 0.59423 | 0.39815 | 0.6016 | 0.018928 | 0.084758 | 0.40057 | 1.1078 | 0.99916 | 0.026785 | 0.01136 | 0.016774 | 6.7833 | 0.0007693 | 0.21563 | 0.00058847 | 0.85737 | 0.068223 | 0.11923 | 5.279 | 0.0093543 | 15.2294 | 7.9119 | 558.3099 | 19.1252 | 1.9217 | 18.2435 | 8.6853 | 0.47932 | 0.16373 | 0.20123 | 0.03012 | 0.11432 | 0.072532 | 1.9237 | 0.62421 | 0.18206 | 0.50955 | 0.19174 | 11.1327 | 0.0028546 | 0.0029329 | 3.5355 | 3.0894 | 64.9882 | 7.9606 | 3.4055 | 0.24308 | 0.28897 | 0.60837 | 0.012231 | 0.057839 | 0.20376 | 1.1448 | 1.1414 | 372.3742 | 502.6699 | 53.8083 | 2.3973 | 3.5199 | 1.3407 | 3.3236 | 4.3557 | 7.6828 | 0.87805 | 0.0025951 | 0.043542 | 0.033331 | 0.050095 | 1.2883 | 1.3046 | 13.5583 | 1.3633 | 1.0765

## ngB-Senegal-results
Element | N recovery | P recovery | K recovery | TEA results | LCA results
Feature | Total N [% N] | Total P [% P] | Total K [% K] | Annual net cost [USD/cap/yr] | GlobalWarming [kg CO2-eq/cap/yr] | H_Ecosystems [points/cap/yr] | H_Health [points/cap/yr] | H_Resources [points/cap/yr]
0 | 52.5242 | 37.332 | 22.6321 | 122.5052 | 106.5368 | 0.2572 | 15.9826 | 10.8495
1 | 52.5242 | 37.332 | 22.6321 | 151.844 | 124.0495 | 0.33999 | 16.4477 | 18.5495
2 | 52.5242 | 37.332 | 22.6321 | 109.8709 | 93.7319 | 0.27586 | 11.2855 | 12.5384
3 | 52.5242 | 37.332 | 22.6321 | 154.5085 | 110.7079 | 0.28255 | 17.6214 | 12.6013
4 | 52.5242 | 37.332 | 22.6321 | 134.9757 | 83.8124 | 0.24526 | 7.8024 | 11.3952
5 | 52.5242 | 37.332 | 22.6321 | 112.6369 | 92.9562 | 0.25818 | 10.7499 | 10.9817
6 | 52.5242 | 37.332 | 22.6321 | 119.5241 | 107.1397 | 0.28584 | 16.8956 | 11.6804
7 | 52.5242 | 37.332 | 22.6321 | 163.4852 | 110.7497 | 0.26729 | 14.0637 | 13.7385
8 | 52.5242 | 37.332 | 22.6321 | 132.5664 | 98.6354 | 0.30025 | 9.0446 | 12.886
9 | 52.5242 | 37.332 | 22.6321 | 122.8959 | 85.9716 | 0.25589 | 8.2151 | 11.7519
10 | 52.5242 | 37.332 | 22.6321 | 115.3926 | 86.7403 | 0.21415 | 10.4371 | 10.1458
11 | 52.5242 | 37.332 | 22.6321 | 117.1898 | 116.3968 | 0.28037 | 15.8949 | 13.2896
12 | 52.5242 | 37.332 | 22.6321 | 113.1154 | 106.3727 | 0.32219 | 12.579 | 14.3137
13 | 52.5242 | 37.332 | 22.6321 | 100.4119 | 104.3188 | 0.21963 | 16.3663 | 10.0649
14 | 52.5242 | 37.332 | 22.6321 | 125.0654 | 85.469 | 0.23467 | 10.6877 | 9.9186
15 | 52.5242 | 37.332 | 22.6321 | 116.505 | 104.1961 | 0.25624 | 15.6189 | 11.9979
16 | 52.5242 | 37.332 | 22.6321 | 111.9362 | 88.403 | 0.22543 | 8.7374 | 8.9748
17 | 52.5242 | 37.332 | 22.6321 | 101.697 | 99.263 | 0.2719 | 14.7779 | 10.9788
18 | 52.5242 | 37.332 | 22.6321 | 144.6231 | 78.9222 | 0.23545 | 6.5809 | 11.3361
19 | 52.5242 | 37.332 | 22.6321 | 122.331 | 99.1722 | 0.34769 | 9.7645 | 14.8581

## ngB-South Africa-param
Element | Excretion-B1 | [21 empty] | MURT-B2 | [11 empty] | NEWgenerator an MBR-B3 | [36 empty] | Sludge pasteurization-B4 | [8 empty] | NEWgenerator ion exchange-B5 | [39 empty] | NEWgenerator chlorination-B6 | [24 empty] | NEWgenerator controls-B8 | [41 empty] | NEWgenerator housing-B9 | [9 empty] | NEWgenerator pretreatment-B10 | [11 empty] | NEWgenerator foundation-B11 |  | MURT-B2 |  |  | TEA |  |  |  | LCA | [225 empty] | NEWgenerator gridtied-B7 | [7 empty] | Excretion-B1 | LCA |  |  |  | TEA
Feature | Excretion N prot [fraction] | Excretion P prot v [fraction] | Excretion P prot a [fraction] | Excretion K cal [g K/1000 kcal] | Excretion N exc [fraction of intake] | Excretion P exc [fraction of intake] | Excretion K exc [fraction of intake] | Excretion e exc [fraction of intake] | Excretion N ur [fraction of total] | Excretion P ur [fraction of total] | Excretion K ur [fraction of total] | Excretion e fec [fraction of total] | Excretion N ur NH3 [fraction of total N in urine] | Excretion N fec NH3 [fraction of total N in feces] | Excretion ur exc [g/cap/d] | Excretion fec exc [g/cap/d] | Excretion ur moi [fraction] | Excretion fec moi [fraction] | Excretion mg ur [g Mg/cap/d] | Excretion mg fec [g Mg/cap/d] | Excretion ca ur [g Ca/cap/d] | Excretion ca fec [g Ca/cap/d] | MURT collection period [days] | MURT sludge accum rate [L/cap/yr] | MURT N volatilization [fraction of N input] | MURT squatting pan cost [USD] | MURT urinal cost [USD] | MURT led cost [USD] | MURT anticor floor cost [USD] | MURT fan cost [USD] | MURT circuit change cost [USD] | MURT pipe cost [USD] | MURT squatting pan weight [kg] | MURT urinal weight [kg] | NEWgenerator an MBR anmbr reactor tank [USD] | NEWgenerator an MBR anmbr reactor media [USD] | NEWgenerator an MBR anmbr reactor fittings [USD] | NEWgenerator an MBR anmbr membrane module [USD] | NEWgenerator an MBR anmbr permeate pump [USD] | NEWgenerator an MBR anmbr backwash pump [USD] | NEWgenerator an MBR anmbr water pump [USD] | NEWgenerator an MBR anmbr membrane fittings [USD] | NEWgenerator an MBR anmbr biogas gas bag [USD] | NEWgenerator an MBR anmbr biogas fittings [USD] | NEWgenerator an MBR anmbr biogas ventilation [USD] | NEWgenerator an MBR anmbr COD removal [ratio] | NEWgenerator an MBR anmbr TN removal [ratio] | NEWgenerator an MBR anmbr TP removal [ratio] | NEWgenerator an MBR anmbr water pump energy percycle [kWh] | NEWgenerator an MBR anmbr permeate pump energy percycle [kWh] | NEWgenerator an MBR anmbr backwash pump energy percycle [kWh] | NEWgenerator an MBR anmbr batch cycle perday [# batches day-1] | NEWgenerator an MBR anmbr labor maintenance membrane chem cleaning [hrs/yr] | NEWgenerator an MBR anmbr labor maintenance sludge removal [hrs/yr] | NEWgenerator an MBR anmbr labor replacement membrane pump [hrs/yr] | NEWgenerator an MBR anmbr labor replacement permeate pump [hrs/yr] | NEWgenerator an MBR anmbr labor replacement membrane module [hrs/yr] | NEWgenerator an MBR anmbr labor replacement misc repairs [hr/y] | NEWgenerator an MBR anmbr reactor weight [kg] | NEWgenerator an MBR anmbr tau [d] | NEWgenerator an MBR anmbr soluble methane fraction [nan] | NEWgenerator an MBR anmbr VSS TSS ratio [nan] | NEWgenerator an MBR anmbr membrane weight [kg] | NEWgenerator an MBR anmbr PE weight [kg] | NEWgenerator an MBR anmbr PVC weight [kg] | NEWgenerator an MBR anmbr plastic weight [kg] | NEWgenerator an MBR anmbr piping [USD] | NEWgenerator an MBR anmbr piping PVC weight [kg] | NEWgenerator an MBR anmbr sludge yield [kg-VSS/kg-BOD removed] | NEWgenerator an MBR anmbr methane yield [m3-CH4/kg COD removed] | NEWgenerator an MBR dissolved methane HFMC removed [nan] | Sludge pasteurization sludge dryer weight [kg] | Sludge pasteurization sludge barrel weight [kg] | Sludge pasteurization sludge dryer [USD] | Sludge pasteurization sludge barrel [USD] | Sludge pasteurization sludge labor maintenance [h] | Fraction biogas lost [fraction] | Biogas efficiency [fraction] | Heat loss [fraction] | Sludge temperature [fraction] | NEWgenerator ion exchange ion eq2 tank [USD] | NEWgenerator ion exchange ion eq2 pump [USD] | NEWgenerator ion exchange ion eq2 powered valve [USD] | NEWgenerator ion exchange ion eq2 fittings [USD] | NEWgenerator ion exchange ion zeolite tanks [USD] | NEWgenerator ion exchange ion filtration media [USD] | NEWgenerator ion exchange ion gac [USD] | NEWgenerator ion exchange ion zeolite [USD] | NEWgenerator ion exchange ion zeolite fittings [USD] | NEWgenerator ion exchange ion eq3 tank [USD] | NEWgenerator ion exchange ion eq3 pump [USD] | NEWgenerator ion exchange ion eq3 filter [USD] | NEWgenerator ion exchange ion eq3 fittings [USD] | NEWgenerator ion exchange ion COD removal [nan] | NEWgenerator ion exchange ion TN removal [nan] | NEWgenerator ion exchange ion TP removal [nan] | NEWgenerator ion exchange ion labor maintenance zeolite regeneration [hr/y] | NEWgenerator ion exchange ion labor maintenance GAC replacement [hr/y] | NEWgenerator ion exchange ion labor replacement zeolite [hr/y] | NEWgenerator ion exchange ion labor replacement misc repairs [hr/y] | NEWgenerator ion exchange ion labor replacement other pump [hrs/yr] | NEWgenerator ion exchange ion backwash pump energy percycle [kWh] | NEWgenerator ion exchange ion batch cycle perday [# batches day-1] | NEWgenerator ion exchange ion gac unit cost [USD/kg] | NEWgenerator ion exchange ion zeolite unit cost [USD/kg] | NEWgenerator ion exchange ion na cl unit cost [USD/kg] | NEWgenerator ion exchange ion na OH unit cost [USD/kg] | NEWgenerator ion exchange ion regen freq per yr [events/yr] | NEWgenerator ion exchange ion regen efficiency [nan] | NEWgenerator ion exchange ion polycarbonate weight [kg] | NEWgenerator ion exchange ion steel weight [kg] | NEWgenerator ion exchange ion PE weight [kg] | NEWgenerator ion exchange ion PVC weight [kg] | NEWgenerator ion exchange ion plastic weight [kg] | NEWgenerator ion exchange ion piping PVC weight [kg] | NEWgenerator ion exchange ion piping [USD] | NEWgenerator ion exchange ion replacement scenario drums [USD] | NEWgenerator ion exchange ion largerncs scenario zeolite tanks [USD] | NEWgenerator ion exchange ion largerncs scenario zeolite [USD] | NEWgenerator ion exchange ion zeolite fittings largerncs [USD] | NEWgenerator chlorination chlorination recycle pump [USD] | NEWgenerator chlorination chlorination electochlorinator [USD] | NEWgenerator chlorination chlorination powered valve [USD] | NEWgenerator chlorination chlorination fittings [USD] | NEWgenerator chlorination chlorination tanks [USD] | NEWgenerator chlorination chlorination COD removal [%] | NEWgenerator chlorination chlorination TN removal [%] | NEWgenerator chlorination chlorination TP removal [%] | NEWgenerator chlorination chlorination chlorinator energy percycle [kWh] | NEWgenerator chlorination chlorination pump energy percycle [kWh] | NEWgenerator chlorination chlorination ventilation energy percycle [kWh] | NEWgenerator chlorination chlorination valve energy percycle [kWh] | NEWgenerator chlorination chlorination product water pump energy percycle [kWh] | NEWgenerator chlorination chlorination batch cycle per day [# batches day-1] | NEWgenerator chlorination chlorination labor maintenance chlorinator recharging [hr/y] | NEWgenerator chlorination chlorination labor replacement chlorinator replacement [hr/y] | NEWgenerator chlorination chlorination labor replacement other pump [hr/y] | NEWgenerator chlorination chlorination labor replacement misc repairs [hr/y] | NEWgenerator chlorination chlorination na cl dosage [mg/L] | NEWgenerator chlorination chlorination throughput flow [L/d] | NEWgenerator chlorination chlorination PE weight [kg] | NEWgenerator chlorination chlorination PVC weight [kg] | NEWgenerator chlorination chlorination electronics active weight [kg] | NEWgenerator chlorination chlorination piping [USD] | NEWgenerator chlorination chlorination piping PVC weight [kg] | NEWgenerator controls control box enclosure panel [USD] | NEWgenerator controls control box arduino microcontroller [USD] | NEWgenerator controls control box microcontroller din rails [USD] | NEWgenerator controls control box wifi [USD] | NEWgenerator controls control box solid state relays [USD] | NEWgenerator controls control box other relays [USD] | NEWgenerator controls control box conductors [USD] | NEWgenerator controls control box din rails [USD] | NEWgenerator controls control sensors enclosure panel [USD] | NEWgenerator controls control sensors signal conditioners [USD] | NEWgenerator controls control sensors din rails [USD] | NEWgenerator controls control sensors voltage converter [USD] | NEWgenerator controls control orp enclosure panel [USD] | NEWgenerator controls control orp voltage converter [USD] | NEWgenerator controls control orp controller [USD] | NEWgenerator controls control orp probe [USD] | NEWgenerator controls control orp cables [USD] | NEWgenerator controls control pump enclosure panel [USD] | NEWgenerator controls control pump voltage converter [USD] | NEWgenerator controls control pump voltage rectifier [USD] | NEWgenerator controls control pump box relay [USD] | NEWgenerator controls control sensors level sensor [USD] | NEWgenerator controls control sensors level switch [USD] | NEWgenerator controls control sensors flow switches [USD] | NEWgenerator controls control sensors proximity sensor [USD] | NEWgenerator controls control stranded cables [USD] | NEWgenerator controls control sensor cables [USD] | NEWgenerator controls control cable glands [USD] | NEWgenerator controls control gauge ferrules [USD] | NEWgenerator controls control zip ties [USD] | NEWgenerator controls control terminal block jumper [USD] | NEWgenerator controls control system energy percycle [kW] | NEWgenerator controls control system ORP energy percycle [kW] | NEWgenerator controls control background runtime energy perday [kWh] | NEWgenerator controls control batch cycle perday [# batches day-1] | NEWgenerator controls control labor replacement misc repairs [hr/y] | NEWgenerator controls control polycarbonate weight [kg] | NEWgenerator controls control aluminum weight [kg] | NEWgenerator controls control cable length [m] | NEWgenerator controls control electronics passive weight [kg] | NEWgenerator controls control electronics active weight [kg] | NEWgenerator controls control control units weight [kg] | NEWgenerator housing housing framework [USD] | NEWgenerator housing housing framework shipping [USD] | NEWgenerator housing housing fittings [USD] | NEWgenerator housing housing steel weight [kg] | NEWgenerator housing housing zinc coated steel weight [kg] | NEWgenerator housing housing zinc coat [m2] | NEWgenerator housing housing aluminum weight [kg] | NEWgenerator housing housing PE weight [kg] | NEWgenerator housing housing largerncs framework [USD] | NEWgenerator housing cheaper housing framework [USD] | NEWgenerator pretreatment pretreatment eq tank [USD] | NEWgenerator pretreatment pretreatment tank PE weight [kg] | NEWgenerator pretreatment pretreatment piping [USD] | NEWgenerator pretreatment pretreatment piping PVC weight [kg] | NEWgenerator pretreatment pretreatment feed pump [USD] | NEWgenerator pretreatment pretreatment feed pump energy percycle [kWh] | NEWgenerator pretreatment pretreatment batch cycle perday [# batches day-1] | NEWgenerator pretreatment pretreatment labor replacement other pump [hrs/yr] | NEWgenerator pretreatment pretreatment labor screen pit cleaning [hrs/yr] | NEWgenerator pretreatment pretreatment barscreen cost [USD] | NEWgenerator pretreatment pretreatment barscreen weight [kg] | NEWgenerator pretreatment pretreatment barscreen [USD] | NEWgenerator foundation foundation concrete unit cost [USD m-3] | NEWgenerator foundation foundation concrete thickness [m] | Max ch4 emission [g CH4/g COD] | Full degradation time [yr] | Log degradation [-] | Price factor [-] | Zeolite price [USD/kg] | GAC price [USD/kg] | Na OH price [USD/kg] | CH4 CF [kg CO2-eq/kg CH4] | CH4 ecosystems CF [points/kg CH4] | CH4 health CF [points/kg CH4] | N2O CF [kg CO2-eq/kg N2O] | N2O ecosystems CF [points/kg N2O] | N2O health CF [points/kg N2O] | N fertilizer CF [kg CO2-eq/kg N] | N fertilizer ecosystems CF [points/kg N] | N fertilizer health CF [points/kg N] | N fertilizer resources CF [points/kg N] | P fertilizer CF [kg CO2-eq/kg P] | P fertilizer ecosystems CF [points/kg P] | P fertilizer health CF [points/kg P] | P fertilizer resources CF [points/kg P] | K fertilizer CF [kg CO2-eq/kg K] | K fertilizer ecosystems CF [points/kg K] | K fertilizer health CF [points/kg K] | K fertilizer resources CF [points/kg K] | Conc nh3 CF [kg CO2-eq/kg] | Conc nh3 ecosystems CF [points/kg] | Conc nh3 health CF [points/kg] | Conc nh3 resources CF [points/kg] | GAC CF [kg CO2-eq/kg] | GAC ecosystems CF [points/kg] | GAC health CF [points/kg] | GAC resources CF [points/kg] | Zeolite CF [kg CO2-eq/kg] | Zeolite ecosystems CF [points/kg] | Zeolite health CF [points/kg] | Zeolite resources CF [points/kg] | Na cl CF [kg CO2-eq/kg] | Na cl ecosystems CF [points/kg] | Na cl health CF [points/kg] | Na cl resources CF [points/kg] | Na OH CF [kg CO2-eq/kg] | Na OH ecosystems CF [points/kg] | Na OH health CF [points/kg] | Na OH resources CF [points/kg] | LPG CF [kg CO2-eq/kg] | LPG ecosystems CF [points/kg] | LPG health CF [points/kg] | LPG resources CF [points/kg] | Excavation-Global warming [kg CO2-eq/m3] | Brick-Global warming [kg CO2-eq/kg] | Cement-Global warming [kg CO2-eq/kg] | Concrete-Global warming [kg CO2-eq/m3] | Gravel-Global warming [kg CO2-eq/kg] | Plastic-Global warming [kg CO2-eq/kg] | Sand-Global warming [kg CO2-eq/kg] | Stainless steel-global warming [kg CO2-eq/kg] | Stainless steel sheet-global warming [kg CO2-eq/kg] | Steel-Global warming [kg CO2-eq/kg] | Wood-Global warming [kg CO2-eq/m3] | Trucking-Global warming [kg CO2-eq/tonne*km] | Electric motor-global warming [kg CO2-eq/ea] | Electronics-Global warming [kg CO2-eq/kg] | Catalytic converter-global warming [kg CO2-eq/ea] | Oil heat exchanger-global warming [kg CO2-eq/ea] | Pump-Global warming [kg CO2-eq/ea] | Hydronic heat exchanger-global warming [kg CO2-eq/ea] | Electric connectors-global warming [kg CO2-eq/kg] | Electric cables-global warming [kg CO2-eq/m] | PVC-Global warming [kg CO2-eq/kg] | PE-Global warming [kg CO2-eq/kg] | Polymer-Global warming [kg CO2-eq/kg] | Cationic resin-global warming [kg CO2-eq/kg] | Ceramic-Global warming [kg CO2-eq/kg] | Fan-Global warming [kg CO2-eq/kg] | Aluminum-Global warming [kg CO2-eq/kg] | LPG-Global warming [kg CO2-eq/kg] | Zinc coat-global warming [kg CO2-eq/m2] | Polyacrylamide-Global warming [kg CO2-eq/kg] | Photovoltaic panel-global warming [kg CO2-eq/m2] | GACProduction-Global warming [kg CO2-eq/kg] | GACRegeneration-Global warming [kg CO2-eq/kg] | Switches-Global warming [kg CO2-eq/kg] | Control units-global warming [kg CO2-eq/kg] | Electronics active-global warming [kg CO2-eq/kg] | Electronics passive-global warming [kg CO2-eq/kg] | Transformers-Global warming [kg CO2-eq/kg] | Fertilizer offset-global warming [kg CO2-eq/kg] | Polycarbonate-Global warming [kg CO2-eq/kg] | Membrane-Global warming [kg CO2-eq/kg] | Na cl-global warming [kg CO2-eq/kg] | Na oh-global warming [kg CO2-eq/kg] | Zeolite-Global warming [kg CO2-eq/kg] | Battery-Global warming [kg CO2-eq/kg] | Lithium battery-global warming [kg CO2-eq/kg] | Excavation-H ecosystems [kg CO2-eq/m3] | Brick-H ecosystems [kg CO2-eq/kg] | Cement-H ecosystems [kg CO2-eq/kg] | Concrete-H ecosystems [kg CO2-eq/m3] | Gravel-H ecosystems [kg CO2-eq/kg] | Plastic-H ecosystems [kg CO2-eq/kg] | Sand-H ecosystems [kg CO2-eq/kg] | Stainless steel-h ecosystems [kg CO2-eq/kg] | Stainless steel sheet-h ecosystems [kg CO2-eq/kg] | Steel-H ecosystems [kg CO2-eq/kg] | Wood-H ecosystems [kg CO2-eq/m3] | Trucking-H ecosystems [kg CO2-eq/tonne*km] | Electric motor-h ecosystems [kg CO2-eq/ea] | Electronics-H ecosystems [kg CO2-eq/kg] | Catalytic converter-h ecosystems [kg CO2-eq/ea] | Oil heat exchanger-h ecosystems [kg CO2-eq/ea] | Pump-H ecosystems [kg CO2-eq/ea] | Hydronic heat exchanger-h ecosystems [kg CO2-eq/ea] | Electric connectors-h ecosystems [kg CO2-eq/kg] | Electric cables-h ecosystems [kg CO2-eq/m] | PVC-H ecosystems [kg CO2-eq/kg] | PE-H ecosystems [kg CO2-eq/kg] | Polymer-H ecosystems [kg CO2-eq/kg] | Cationic resin-h ecosystems [kg CO2-eq/kg] | Ceramic-H ecosystems [kg CO2-eq/kg] | Fan-H ecosystems [kg CO2-eq/kg] | Aluminum-H ecosystems [kg CO2-eq/kg] | LPG-H ecosystems [kg CO2-eq/kg] | Zinc coat-h ecosystems [kg CO2-eq/m2] | Polyacrylamide-H ecosystems [kg CO2-eq/kg] | Photovoltaic panel-h ecosystems [kg CO2-eq/m2] | GACProduction-H ecosystems [kg CO2-eq/kg] | GACRegeneration-H ecosystems [kg CO2-eq/kg] | Switches-H ecosystems [kg CO2-eq/kg] | Control units-h ecosystems [kg CO2-eq/kg] | Electronics active-h ecosystems [kg CO2-eq/kg] | Electronics passive-h ecosystems [kg CO2-eq/kg] | Transformers-H ecosystems [kg CO2-eq/kg] | Fertilizer offset-h ecosystems [kg CO2-eq/kg] | Polycarbonate-H ecosystems [kg CO2-eq/kg] | Membrane-H ecosystems [kg CO2-eq/kg] | Na cl-h ecosystems [kg CO2-eq/kg] | Na oh-h ecosystems [kg CO2-eq/kg] | Zeolite-H ecosystems [kg CO2-eq/kg] | Battery-H ecosystems [kg CO2-eq/kg] | Lithium battery-h ecosystems [kg CO2-eq/kg] | Excavation-H health [kg CO2-eq/m3] | Brick-H health [kg CO2-eq/kg] | Cement-H health [kg CO2-eq/kg] | Concrete-H health [kg CO2-eq/m3] | Gravel-H health [kg CO2-eq/kg] | Plastic-H health [kg CO2-eq/kg] | Sand-H health [kg CO2-eq/kg] | Stainless steel-h health [kg CO2-eq/kg] | Stainless steel sheet-h health [kg CO2-eq/kg] | Steel-H health [kg CO2-eq/kg] | Wood-H health [kg CO2-eq/m3] | Trucking-H health [kg CO2-eq/tonne*km] | Electric motor-h health [kg CO2-eq/ea] | Electronics-H health [kg CO2-eq/kg] | Catalytic converter-h health [kg CO2-eq/ea] | Oil heat exchanger-h health [kg CO2-eq/ea] | Pump-H health [kg CO2-eq/ea] | Hydronic heat exchanger-h health [kg CO2-eq/ea] | Electric connectors-h health [kg CO2-eq/kg] | Electric cables-h health [kg CO2-eq/m] | PVC-H health [kg CO2-eq/kg] | PE-H health [kg CO2-eq/kg] | Polymer-H health [kg CO2-eq/kg] | Cationic resin-h health [kg CO2-eq/kg] | Ceramic-H health [kg CO2-eq/kg] | Fan-H health [kg CO2-eq/kg] | Aluminum-H health [kg CO2-eq/kg] | LPG-H health [kg CO2-eq/kg] | Zinc coat-h health [kg CO2-eq/m2] | Polyacrylamide-H health [kg CO2-eq/kg] | Photovoltaic panel-h health [kg CO2-eq/m2] | GACProduction-H health [kg CO2-eq/kg] | GACRegeneration-H health [kg CO2-eq/kg] | Switches-H health [kg CO2-eq/kg] | Control units-h health [kg CO2-eq/kg] | Electronics active-h health [kg CO2-eq/kg] | Electronics passive-h health [kg CO2-eq/kg] | Transformers-H health [kg CO2-eq/kg] | Fertilizer offset-h health [kg CO2-eq/kg] | Polycarbonate-H health [kg CO2-eq/kg] | Membrane-H health [kg CO2-eq/kg] | Na cl-h health [kg CO2-eq/kg] | Na oh-h health [kg CO2-eq/kg] | Zeolite-H health [kg CO2-eq/kg] | Battery-H health [kg CO2-eq/kg] | Lithium battery-h health [kg CO2-eq/kg] | Excavation-H resources [kg CO2-eq/m3] | Brick-H resources [kg CO2-eq/kg] | Cement-H resources [kg CO2-eq/kg] | Concrete-H resources [kg CO2-eq/m3] | Gravel-H resources [kg CO2-eq/kg] | Plastic-H resources [kg CO2-eq/kg] | Sand-H resources [kg CO2-eq/kg] | Stainless steel-h resources [kg CO2-eq/kg] | Stainless steel sheet-h resources [kg CO2-eq/kg] | Steel-H resources [kg CO2-eq/kg] | Wood-H resources [kg CO2-eq/m3] | Trucking-H resources [kg CO2-eq/tonne*km] | Electric motor-h resources [kg CO2-eq/ea] | Electronics-H resources [kg CO2-eq/kg] | Catalytic converter-h resources [kg CO2-eq/ea] | Oil heat exchanger-h resources [kg CO2-eq/ea] | Pump-H resources [kg CO2-eq/ea] | Hydronic heat exchanger-h resources [kg CO2-eq/ea] | Electric connectors-h resources [kg CO2-eq/kg] | Electric cables-h resources [kg CO2-eq/m] | PVC-H resources [kg CO2-eq/kg] | PE-H resources [kg CO2-eq/kg] | Polymer-H resources [kg CO2-eq/kg] | Cationic resin-h resources [kg CO2-eq/kg] | Ceramic-H resources [kg CO2-eq/kg] | Fan-H resources [kg CO2-eq/kg] | Aluminum-H resources [kg CO2-eq/kg] | LPG-H resources [kg CO2-eq/kg] | Zinc coat-h resources [kg CO2-eq/m2] | Polyacrylamide-H resources [kg CO2-eq/kg] | Photovoltaic panel-h resources [kg CO2-eq/m2] | GACProduction-H resources [kg CO2-eq/kg] | GACRegeneration-H resources [kg CO2-eq/kg] | Switches-H resources [kg CO2-eq/kg] | Control units-h resources [kg CO2-eq/kg] | Electronics active-h resources [kg CO2-eq/kg] | Electronics passive-h resources [kg CO2-eq/kg] | Transformers-H resources [kg CO2-eq/kg] | Fertilizer offset-h resources [kg CO2-eq/kg] | Polycarbonate-H resources [kg CO2-eq/kg] | Membrane-H resources [kg CO2-eq/kg] | Na cl-h resources [kg CO2-eq/kg] | Na oh-h resources [kg CO2-eq/kg] | Zeolite-H resources [kg CO2-eq/kg] | Battery-H resources [kg CO2-eq/kg] | Lithium battery-h resources [kg CO2-eq/kg] | NEWgenerator gridtied grid power ac conversion [USD] | NEWgenerator gridtied grid power dc distribution [USD] | NEWgenerator gridtied grid power misc [USD] | NEWgenerator gridtied grid labor replacement misc repairs [hr/y] | NEWgenerator gridtied grid polycarbonate weight [kg] | NEWgenerator gridtied grid aluminium weight [kg] | NEWgenerator gridtied grid electronics passive weight [kg] | NEWgenerator gridtied grid electronics active weight [kg] | Operator daily wage [USD/h] | Energy gwp [kg CO2-eq/kWh] | Energy h ecosystems [points/kWh] | Energy h health [points/kWh] | Energy h resources [points/kWh] | Nacl price [USD/kg] | Lpg price [USD/kg] | N fertilizer price [USD/kg N] | P fertilizer price [USD/kg P] | K fertilizer price [USD/kg K] | Nh3 fertilizer price [USD/kg N]
0 | 0.15919 | 0.032201 | 0.024847 | 1.1748 | 0.99216 | 0.99426 | 0.86153 | 0.069913 | 0.87352 | 0.63717 | 0.67879 | 0.82763 | 0.82716 | 0.23061 | 1422.5635 | 92.0368 | 0.95616 | 0.82396 | 0.19405 | 0.27198 | 0.44486 | 3.456 | 5.1276 | 367.7699 | 0.007407 | 128.1125 | 97.1057 | 13.9151 | 144.3799 | 16.0424 | 1.7735 | 45.6779 | 17.0617 | 11.6282 | 2300.2754 | 99.0776 | 101.5937 | 1735.4043 | 120.0686 | 79.5635 | 243.2648 | 217.6243 | 208.5753 | 29.4661 | 46.5454 | 0.70966 | 0.063522 | 0.12915 | 0.015762 | 0.0022996 | 8.5072e-05 | 31.6298 | 9.9566 | 2.7258 | 0.7004 | 0.57785 | 0.10714 | 2.4144 | 62.3945 | 1.5447 | 0.3416 | 0.7837 | 22.3364 | 121.1285 | 42.0801 | 18.7362 | 131.7309 | 8.2675 | 0.031371 | 0.32395 | 0.97987 | 33.0154 | 15.4819 | 847.6045 | 91.3179 | 2.2083 | 0.07448 | 0.59766 | 0.075681 | 292.4536 | 136.8732 | 82.1884 | 60.9048 | 15.3733 | 1332.7145 | 222.0219 | 77.9508 | 77.6706 | 244.9117 | 143.4162 | 95.7696 | 90.0429 | 7.1523 | 0.58781 | 0.97782 | 0.22387 | 70.0671 | 4.9593 | 2.3617 | 2.3318 | 0.16093 | 8.8911e-05 | 28.12 | 1.3047 | 0.21729 | 0.23761 | 0.12419 | 3.3096 | 0.96208 | 0.86653 | 0.44444 | 106.1505 | 15.0394 | 35.8119 | 8.6531 | 134.9478 | 197.1504 | 1798.8437 | 241.227 | 407.5134 | 158.5472 | 834.288 | 304.8463 | 85.2604 | 462.2705 | 0.038176 | 0.11033 | 0.088671 | 0.064499 | 0.010738 | 0.005496 | 2.1176e-05 | 0.0020347 | 32.635 | 13.2033 | 0.81545 | 0.1517 | 2.8404 | 4.3041 | 383.7197 | 86.8837 | 3.4884 | 4.0796 | 150.6308 | 9.7916 | 105.7775 | 51.413 | 33.4537 | 97.3371 | 666.2114 | 72.1377 | 728.0494 | 10.0691 | 134.8959 | 654.0111 | 127.8579 | 86.4679 | 61.8684 | 77.6153 | 219.0255 | 54.3051 | 9.464 | 152.4186 | 86.9248 | 10.6213 | 48.0424 | 632.6692 | 5.9871 | 86.8339 | 54.3468 | 170.607 | 258.5183 | 87.4318 | 53.7155 | 30.85 | 52.3361 | 0.011815 | 0.0011545 | 0.27896 | 28.9785 | 2.5136 | 9.981 | 2.2931 | 278.1461 | 10.8459 | 3.9823 | 0.45972 | 5607.943 | 952.6135 | 1472.1023 | 1293.2658 | 32.5865 | 0.98253 | 23.6101 | 2.9213 | 5972.1463 | 1292.8753 | 505.0159 | 105.6283 | 135.0304 | 7.7333 | 183.4393 | 0.0011997 | 38.0796 | 0.18529 | 12.8259 | 59.4898 | 5.5408 | 82.287 | 202.5256 | 0.11968 | 0.27114 | 1.2375 | 3.8762 | 0.29113 | 0.24282 | 0.96361 | 0.13457 | 31.8203 | 0.0029545 | 14.7602 | 276.926 | 0.025043 | 117.9809 | 5.2615 | 0.045409 | 0.65548 | 0.25498 | 4.7039 | 0.088581 | 1.6726 | 1.0533 | 1.4646 | 0.020033 | 0.12178 | 0.056616 | 4.2183 | 0.039518 | 0.54905 | 0.22766 | 8.902 | 0.00043988 | 0.0031732 | 0.0029572 | 5.6361 | 0.01879 | 0.34462 | 0.22079 | 0.26643 | 0.0012001 | 0.019383 | 0.012228 | 1.1228 | 0.0054181 | 0.096021 | 0.052407 | 0.75949 | 0.0036235 | 0.042023 | 0.16618 | 0.52849 | 0.25438 | 1.065 | 282.2311 | 0.016315 | 1.9942 | 0.011359 | 4.0589 | 3.9598 | 3.1393 | 187.068 | 0.28725 | 9.1752 | 9.647 | 14.7217 | 120492.5572 | 8.0126 | 310.632 | 7.9745 | 4.1151 | 1.9469 | 2.1088 | 2.8147 | 1.7339 | 1.7402 | 14.4761 | 4.1078 | 0.737 | 8.9088 | 2.9341 | 245.6404 | 8.745 | 0.40271 | 18.2561 | 28.1622 | 612.7605 | 68.7309 | 4.7028 | 2.8126 | 8.1237 | 7.1789 | 0.29109 | 1.2865 | 5.042 | 7.3355 | 6.5438 | 0.0020491 | 0.0011569 | 0.0041553 | 1.5289 | 8.7922e-05 | 0.0072368 | 5.9057e-05 | 0.018219 | 0.0023739 | 0.0087641 | 13.2828 | 0.0006946 | 0.60896 | 0.30249 | 7.9211 | 1.354 | 0.036424 | 1.3996 | 0.28448 | 0.021247 | 0.0080314 | 0.0075738 | 0.0035615 | 0.0062701 | 0.006364 | 0.064274 | 0.073925 | 0.0035101 | 0.03047 | 0.010079 | 1.0544 | 0.00046697 | 0.00048148 | 0.1004 | 0.11033 | 2.9514 | 0.3296 | 0.019685 | 0.050038 | 0.026177 | 0.038648 | 0.0011617 | 0.0054987 | 0.018846 | 0.023393 | 0.025834 | 0.04394 | 0.015845 | 0.06076 | 16.6704 | 0.0012449 | 0.10435 | 0.00080427 | 0.45327 | 0.051541 | 0.14336 | 7.9854 | 0.011072 | 23.6728 | 13.2717 | 518.9592 | 28.1045 | 1.6721 | 26.2511 | 15.4228 | 0.8234 | 0.10408 | 0.098934 | 0.059297 | 0.087476 | 0.16898 | 1.9575 | 1.3322 | 0.04562 | 0.76764 | 0.15312 | 18.3299 | 0.0031447 | 0.0031683 | 9.6099 | 5.4631 | 147.2657 | 15.0028 | 1.6339 | 0.64734 | 0.44604 | 0.62079 | 0.019708 | 0.085569 | 0.38065 | 1.0211 | 1.0314 | 0.025973 | 0.010911 | 0.014788 | 6.9846 | 0.00079652 | 0.24019 | 0.00054799 | 0.95194 | 0.067303 | 0.12774 | 5.6349 | 0.0093229 | 14.7597 | 7.7039 | 543.8133 | 18.5621 | 1.8535 | 19.3718 | 7.7425 | 0.49518 | 0.14846 | 0.22503 | 0.032139 | 0.10746 | 0.076781 | 1.8063 | 0.59194 | 0.16498 | 0.51183 | 0.23028 | 13.3886 | 0.0030628 | 0.0029797 | 3.7712 | 2.769 | 59.3231 | 7.5102 | 3.3723 | 0.25684 | 0.30006 | 0.62069 | 0.012581 | 0.057973 | 0.22213 | 1.2606 | 1.0975 | 369.9337 | 409.3905 | 63.5672 | 1.9981 | 2.9144 | 1.5817 | 4.1009 | 3.382 | 12.8942 | 0.99624 | 0.0026697 | 0.045235 | 0.031571 | 0.23238 | 2.4889 | 0.74902 | 5.9448 | 0.71123 | 0.66986
1 | 0.15285 | 0.037549 | 0.019013 | 1.2546 | 0.99413 | 0.99684 | 0.97628 | 0.057385 | 0.82989 | 0.35815 | 0.66851 | 0.81606 | 0.81717 | 0.20733 | 1933.0416 | 223.1564 | 0.94696 | 0.76741 | 0.15925 | 0.17143 | 0.29675 | 2.8485 | 5.3763 | 752.3396 | 0.00095112 | 146.7528 | 109.6674 | 13.616 | 136.806 | 15.0329 | 2.334 | 55.3986 | 16.1615 | 12.6393 | 2550.2271 | 89.6786 | 89.0825 | 1510.5398 | 105.4372 | 100.2981 | 265.0282 | 224.9298 | 231.7204 | 36.2506 | 44.5737 | 0.72662 | 0.26767 | 0.2378 | 0.01695 | 0.002322 | 7.9029e-05 | 30.1008 | 13.7651 | 3.1115 | 0.83346 | 0.65524 | 0.11624 | 1.9392 | 45.5966 | 3.1934 | 0.25835 | 0.90939 | 24.3389 | 125.7053 | 38.8007 | 22.679 | 156.8668 | 9.7898 | 0.033406 | 0.32947 | 0.81493 | 42.7052 | 14.1366 | 546.6557 | 126.8744 | 2.5554 | 0.081793 | 0.70252 | 0.078881 | 217.2016 | 156.257 | 85.4417 | 71.5935 | 14.7971 | 1269.1482 | 284.9954 | 73.0433 | 74.9093 | 257.5041 | 176.5899 | 89.7409 | 79.9252 | 9.0163 | 0.64424 | 0.80467 | 0.38595 | 55.0921 | 6.5573 | 2.1096 | 2.5696 | 0.1907 | 8.6102e-05 | 38.7086 | 1.271 | 0.20552 | 0.21909 | 0.15139 | 2.7205 | 0.95442 | 1.4097 | 0.34995 | 71.0806 | 19.2238 | 24.8928 | 10.0581 | 122.0076 | 164.6566 | 1728.8831 | 255.6302 | 352.7959 | 185.4048 | 753.954 | 406.7243 | 77.726 | 429.9237 | 0.20089 | 0.20748 | 0.026356 | 0.067069 | 0.010092 | 0.0070653 | 2.25e-05 | 0.0026789 | 34.0573 | 11.1685 | 1.0768 | 0.17807 | 2.1371 | 6.3431 | 357.8736 | 65.1237 | 2.7594 | 3.9626 | 122.5456 | 9.1255 | 119.6423 | 46.8609 | 35.3818 | 104.3507 | 593.8247 | 55.7605 | 653.9951 | 9.8077 | 116.1996 | 802.7349 | 146.6632 | 105.3242 | 57.7109 | 65.5063 | 206.4305 | 60.6633 | 9.9981 | 177.8051 | 72.8217 | 12.5593 | 44.2175 | 596.4144 | 5.5432 | 70.6474 | 61.4566 | 169.0211 | 277.265 | 73.51 | 52.8255 | 33.7368 | 40.2149 | 0.01234 | 0.0011251 | 0.27016 | 36.1675 | 2.4796 | 11.4637 | 2.7297 | 285.1023 | 8.848 | 5.062 | 0.59078 | 6326.3149 | 815.4518 | 1395.0787 | 1076.9527 | 27.1914 | 1.1522 | 20.5251 | 3.0944 | 5238.6235 | 1321.7202 | 564.2945 | 96.0332 | 126.6189 | 9.4667 | 150.1532 | 0.0013581 | 26.7573 | 0.15456 | 12.6871 | 57.3933 | 3.5752 | 53.0777 | 176.5838 | 0.1181 | 0.25483 | 1.3213 | 3.4164 | 0.34884 | 0.25355 | 1.0853 | 0.18909 | 32.2684 | 0.0027308 | 13.9162 | 316.4475 | 0.02572 | 122.7279 | 5.6384 | 0.046756 | 0.66496 | 0.24603 | 5.0267 | 0.092693 | 1.8883 | 1.0795 | 1.4683 | 0.019357 | 0.10725 | 0.058042 | 4.1314 | 0.037878 | 0.49849 | 0.20525 | 7.5953 | 0.00043489 | 0.0034321 | 0.0031743 | 4.893 | 0.020718 | 0.33351 | 0.23133 | 0.26268 | 0.0012825 | 0.020274 | 0.012539 | 1.1868 | 0.0051721 | 0.088803 | 0.055233 | 0.71429 | 0.0036651 | 0.044999 | 0.18843 | 0.533 | 0.30616 | 1.1761 | 230.8616 | 0.012312 | 1.9443 | 0.011072 | 3.7611 | 5.5975 | 2.9195 | 199.3621 | 0.33653 | 9.3058 | 9 | 12.6755 | 123570.9119 | 8.3764 | 353.0889 | 9.577 | 4.6875 | 1.9316 | 1.9451 | 2.8521 | 1.6751 | 1.7789 | 12.9203 | 4.2428 | 0.74925 | 7.485 | 2.591 | 295.1484 | 8.406 | 0.44807 | 19.7614 | 26.5532 | 626.1084 | 58.7744 | 4.5395 | 2.8685 | 7.9522 | 6.9913 | 0.2413 | 1.2922 | 5.3361 | 7.7278 | 6.6151 | 0.0019092 | 0.0012822 | 0.0039079 | 1.3758 | 8.8556e-05 | 0.0065536 | 6.2221e-05 | 0.016924 | 0.0023954 | 0.0075948 | 13.8298 | 0.00075404 | 0.64273 | 0.28626 | 8.7886 | 1.3285 | 0.039771 | 1.2328 | 0.3082 | 0.017931 | 0.0069841 | 0.0072958 | 0.0038696 | 0.0056896 | 0.0073411 | 0.057129 | 0.068887 | 0.003706 | 0.035305 | 0.011665 | 1.2413 | 0.00044562 | 0.00046274 | 0.10229 | 0.124 | 2.895 | 0.30718 | 0.023355 | 0.045617 | 0.02753 | 0.036364 | 0.0011442 | 0.0055262 | 0.021389 | 0.022779 | 0.024797 | 0.040494 | 0.016828 | 0.064678 | 18.8251 | 0.001173 | 0.094004 | 0.00082362 | 0.37305 | 0.049063 | 0.13968 | 7.6304 | 0.010122 | 22.1355 | 14.3893 | 443.5768 | 30.4859 | 1.7467 | 31.0434 | 13.1353 | 0.88568 | 0.12141 | 0.10762 | 0.056075 | 0.1006 | 0.16233 | 1.8 | 1.4284 | 0.04748 | 0.83755 | 0.16711 | 17.8852 | 0.0037751 | 0.0031762 | 9.7323 | 4.8808 | 156.144 | 15.3688 | 1.5493 | 0.5862 | 0.45548 | 0.56172 | 0.020874 | 0.089368 | 0.39287 | 1.1819 | 1.13 | 0.02914 | 0.011231 | 0.015517 | 7.4445 | 0.00084693 | 0.19841 | 0.00059071 | 0.95038 | 0.069448 | 0.12585 | 5.8944 | 0.0086993 | 16.5652 | 9.0083 | 588.2029 | 20.5696 | 1.8729 | 20.8578 | 8.5868 | 0.48205 | 0.14209 | 0.21994 | 0.032544 | 0.1038 | 0.08442 | 2.0725 | 0.62416 | 0.19279 | 0.49999 | 0.19798 | 13.2758 | 0.0031669 | 0.0029146 | 4.1511 | 3.077 | 67.6304 | 8.1378 | 3.0499 | 0.24795 | 0.29323 | 0.73678 | 0.012891 | 0.051582 | 0.23869 | 1.1864 | 1.1914 | 343.4887 | 481.5294 | 54.4205 | 2.8198 | 2.8022 | 1.3164 | 3.3022 | 3.1761 | 9.9111 | 1.0505 | 0.0025699 | 0.043565 | 0.031244 | 0.2639 | 2.0747 | 0.6725 | 5.0891 | 0.75959 | 0.76764
2 | 0.18697 | 0.034715 | 0.012029 | 1.3848 | 0.99089 | 0.99282 | 0.69767 | 0.086155 | 0.85378 | 0.44213 | 0.82223 | 0.80822 | 0.76536 | 0.20199 | 2094.3471 | 259.183 | 0.95213 | 0.861 | 0.13992 | 0.21625 | 0.16885 | 2.6197 | 4.7672 | 209.4011 | 0.0017499 | 165.1954 | 132.0914 | 14.6013 | 141.3175 | 15.7606 | 2.1036 | 54.1679 | 14.6263 | 12.9987 | 2668.0805 | 80.0857 | 85.5149 | 1937.3928 | 126.5654 | 97.5846 | 238.8642 | 263.3842 | 242.2275 | 30.1047 | 58.8325 | 0.78556 | 0.12468 | 0.31322 | 0.013988 | 0.0019721 | 6.6535e-05 | 34.5386 | 10.5276 | 3.5362 | 0.8217 | 0.60132 | 0.11412 | 2.819 | 43.928 | 9.3459 | 0.30464 | 0.75241 | 23.5167 | 89.7032 | 29.868 | 15.5526 | 124.9407 | 9.3744 | 0.030592 | 0.31074 | 0.71573 | 24.5169 | 19.1392 | 585.1892 | 108.971 | 2.6895 | 0.11111 | 0.3948 | 0.11981 | 335.7056 | 141.1037 | 83.3679 | 57.8501 | 15.1697 | 1228.5072 | 250.6501 | 93.2529 | 72.7688 | 276.9963 | 180.2433 | 100.0417 | 80.1435 | 8.8424 | 0.49249 | 0.95863 | 0.51129 | 64.4696 | 5.3132 | 1.7281 | 2.7952 | 0.14103 | 9.5633e-05 | 35.0377 | 0.96266 | 0.20002 | 0.27939 | 0.1789 | 3.2761 | 0.95329 | 0.96996 | 0.48383 | 74.2959 | 15.8907 | 25.2359 | 8.3854 | 147.6753 | 101.5652 | 2164.6475 | 277.6305 | 341.7642 | 186.5139 | 735.1719 | 315.3123 | 78.3567 | 440.5368 | 0.19262 | 0.045018 | 0.13419 | 0.057978 | 0.0078639 | 0.0053757 | 2.4527e-05 | 0.0023038 | 30.969 | 11.5499 | 1.0313 | 0.18768 | 2.7079 | 5.6705 | 405.4537 | 71.334 | 3.4697 | 5.3719 | 139.9099 | 9.9313 | 114.0951 | 39.0942 | 37.1815 | 85.0243 | 691.1354 | 57.355 | 679.9264 | 8.6441 | 118.6111 | 809.7506 | 136.1518 | 84.926 | 51.4485 | 73.6811 | 226.0908 | 61.2326 | 9.3468 | 167.4488 | 78.3834 | 10.2665 | 45.0149 | 676.4924 | 6.4883 | 77.9219 | 72.0578 | 177.4725 | 321.7809 | 74.5156 | 42.894 | 35.1695 | 39.3317 | 0.0092869 | 0.0014312 | 0.24948 | 34.5346 | 2.4148 | 11.4224 | 2.0889 | 273.2286 | 8.239 | 4.7077 | 0.61267 | 5844.972 | 918.9586 | 1442.7697 | 1158.7288 | 33.8428 | 0.75095 | 23.9672 | 2.6324 | 5697.2814 | 1486.0274 | 600.2116 | 109.1811 | 128.0335 | 7.785 | 186.3157 | 0.0011257 | 34.9858 | 0.16776 | 11.1285 | 50.297 | 4.5441 | 60.851 | 181.3244 | 0.12084 | 0.24049 | 2.8774 | 3.3365 | 0.19762 | 0.24638 | 1.36 | 0.19574 | 32.5686 | 0.0029309 | 13.8052 | 287.0012 | 0.022279 | 126.0246 | 5.4138 | 0.042268 | 0.64078 | 0.24047 | 4.8919 | 0.096417 | 1.7513 | 1.1327 | 1.5971 | 0.019458 | 0.11187 | 0.05467 | 4.5304 | 0.038502 | 0.5481 | 0.212 | 7.6633 | 0.00044368 | 0.0033262 | 0.0028231 | 5.0061 | 0.01819 | 0.37206 | 0.22266 | 0.25037 | 0.0012071 | 0.020212 | 0.013596 | 1.2505 | 0.0047775 | 0.098572 | 0.049879 | 0.64674 | 0.0033057 | 0.041259 | 0.17424 | 0.53707 | 0.28657 | 1.013 | 346.8351 | 0.017813 | 1.9598 | 0.012605 | 4.5441 | 5.4994 | 2.7487 | 196.2565 | 0.20478 | 9.8267 | 8.0488 | 14.4389 | 109283.5135 | 9.1831 | 328.3365 | 9.0642 | 4.2624 | 2.0615 | 2.0912 | 2.9561 | 1.5655 | 1.6674 | 13.4861 | 4.2203 | 0.77276 | 7.3844 | 2.5292 | 243.1333 | 7.7377 | 0.45393 | 18.0068 | 24.4086 | 642.2228 | 61.9148 | 4.1132 | 3.05 | 7.1688 | 8.2403 | 0.28701 | 1.1448 | 4.7655 | 6.3645 | 5.8134 | 0.0022423 | 0.0013521 | 0.0042221 | 1.3527 | 9.2782e-05 | 0.006373 | 6.2509e-05 | 0.017247 | 0.0025166 | 0.007413 | 13.9331 | 0.00076245 | 0.65499 | 0.29692 | 7.822 | 1.3763 | 0.037577 | 1.2039 | 0.29362 | 0.019618 | 0.0068619 | 0.0064079 | 0.0032732 | 0.0053995 | 0.0074638 | 0.059337 | 0.075937 | 0.0036013 | 0.031119 | 0.010991 | 1.2047 | 0.00039546 | 0.00044791 | 0.093466 | 0.1195 | 2.9964 | 0.2851 | 0.023084 | 0.046582 | 0.02815 | 0.0384 | 0.001109 | 0.0053911 | 0.021171 | 0.024391 | 0.023107 | 0.03785 | 0.018401 | 0.053456 | 18.5259 | 0.0011284 | 0.10654 | 0.00089317 | 0.41242 | 0.045581 | 0.14301 | 7.0871 | 0.011174 | 22.2958 | 14.7944 | 476.2548 | 30.9311 | 1.603 | 30.0733 | 14.9752 | 0.86263 | 0.11191 | 0.10855 | 0.054012 | 0.097488 | 0.17601 | 1.8602 | 1.4579 | 0.046621 | 0.83934 | 0.16357 | 17.9485 | 0.0035842 | 0.0036265 | 10.409 | 4.934 | 168.6045 | 15.1243 | 1.6168 | 0.61188 | 0.40836 | 0.58203 | 0.018893 | 0.099179 | 0.37387 | 0.9928 | 1.0979 | 0.02948 | 0.011671 | 0.014019 | 6.7295 | 0.00086625 | 0.20182 | 0.00058172 | 0.9664 | 0.064447 | 0.11564 | 5.3211 | 0.0092532 | 15.4289 | 8.4877 | 520.3681 | 17.5246 | 1.9166 | 19.9734 | 8.947 | 0.56368 | 0.15565 | 0.23706 | 0.028467 | 0.1139 | 0.083018 | 1.835 | 0.55044 | 0.16655 | 0.487 | 0.22162 | 12.1769 | 0.0032571 | 0.0029518 | 4.1214 | 2.9037 | 62.2155 | 9.1219 | 3.4307 | 0.24144 | 0.31589 | 0.67298 | 0.014446 | 0.049007 | 0.2086 | 1.2843 | 1.1453 | 414.4652 | 515.9696 | 73.0649 | 2.4569 | 3.5314 | 1.6763 | 4.323 | 3.5168 | 19.2908 | 0.88605 | 0.0025334 | 0.041801 | 0.030293 | 0.20123 | 2.5889 | 0.91619 | 5.0088 | 0.94858 | 0.74075
3 | 0.18308 | 0.018996 | 0.013273 | 1.3256 | 0.99302 | 0.99623 | 0.82465 | 0.095604 | 0.82267 | 0.6563 | 0.79872 | 0.8466 | 0.85092 | 0.17945 | 1184.7524 | 211.2433 | 0.95866 | 0.84592 | 0.17646 | 0.25323 | 0.16524 | 0.15075 | 7.1409 | 276.5841 | 0.0039042 | 118.9476 | 113.7719 | 13.0539 | 181.7315 | 14.3318 | 2.1338 | 52.0489 | 14.9491 | 9.6429 | 2645.6875 | 79.0294 | 107.4217 | 1541.1719 | 113.3777 | 95.9317 | 279.8808 | 240.0444 | 251.1823 | 32.8745 | 52.2382 | 0.86926 | 0.24302 | 0.031784 | 0.014559 | 0.0015895 | 8.7368e-05 | 29.2801 | 10.7928 | 2.687 | 0.9712 | 0.52828 | 0.1091 | 2.3427 | 57.7496 | 11.4994 | 0.27824 | 0.81531 | 27.1959 | 117.2011 | 34.203 | 24.4887 | 127.0031 | 8.0035 | 0.037411 | 0.297 | 0.66677 | 31.745 | 17.2278 | 603.554 | 79.7604 | 3.6479 | 0.10261 | 0.54129 | 0.085101 | 285.7585 | 131.0594 | 76.7398 | 70.0652 | 17.1205 | 1199.7145 | 264.9084 | 101.9369 | 91.5144 | 225.6353 | 142.8491 | 78.56 | 89.0158 | 8.0155 | 0.47296 | 0.94447 | 0.55747 | 71.2631 | 5.4686 | 2.1248 | 2.3725 | 0.16721 | 9.2339e-05 | 38.048 | 1.1229 | 0.26684 | 0.24724 | 0.15931 | 3.4115 | 0.96586 | 1.1423 | 0.43544 | 110.7177 | 16.8213 | 28.9345 | 9.6568 | 144.1559 | 203.3861 | 2230.4377 | 270.3923 | 305.9864 | 154.3135 | 838.4336 | 373.2612 | 94.4387 | 389.6327 | 0.26815 | 0.41625 | 0.12644 | 0.08207 | 0.0084845 | 0.0049703 | 2.3679e-05 | 0.0019621 | 27.4263 | 13.5105 | 1.1476 | 0.15597 | 2.7632 | 6.709 | 373.9065 | 75.7324 | 4.0086 | 3.8726 | 144.562 | 8.8139 | 110.1111 | 47.4651 | 33.5035 | 95.2904 | 653.6954 | 73.8969 | 665.082 | 8.4749 | 139.4851 | 720.8647 | 155.6675 | 99.2657 | 56.2957 | 67.8283 | 257.4203 | 57.5368 | 7.8156 | 201.9321 | 97.3108 | 10.9728 | 51.3018 | 669.7285 | 5.679 | 78.7736 | 67.0573 | 184.5097 | 242.6303 | 97.2073 | 57.2884 | 34.4564 | 46.6345 | 0.010606 | 0.0010441 | 0.23316 | 36.6088 | 2.1938 | 10.8112 | 3.1049 | 204.9178 | 9.8436 | 4.4532 | 0.42172 | 5978.5031 | 860.5924 | 1193.7559 | 1313.9291 | 33.2322 | 1.2819 | 21.7484 | 2.4714 | 5497.8633 | 1369.3965 | 484.2997 | 93.6449 | 146.8421 | 9.7248 | 155.1834 | 0.0010921 | 28.0715 | 0.18158 | 12.0212 | 92.6198 | 6.3757 | 54.5995 | 224.9737 | 0.12458 | 0.24705 | 2.1773 | 2.9695 | 0.33826 | 0.25908 | 0.99176 | 0.14915 | 36.949 | 0.0027562 | 13.2273 | 293.3627 | 0.023895 | 119.1857 | 5.6467 | 0.044377 | 0.62973 | 0.25312 | 4.8469 | 0.090115 | 1.7716 | 1.1105 | 1.5471 | 0.018618 | 0.1162 | 0.049989 | 4.2672 | 0.037286 | 0.4929 | 0.20669 | 7.7396 | 0.00047416 | 0.0034135 | 0.0027943 | 5.5396 | 0.020092 | 0.38191 | 0.21916 | 0.27506 | 0.0010905 | 0.021063 | 0.014633 | 1.3134 | 0.0055862 | 0.084303 | 0.049284 | 0.77781 | 0.0038589 | 0.043766 | 0.18438 | 0.52097 | 0.2854 | 0.98045 | 286.5022 | 0.015758 | 1.9829 | 0.012572 | 4.9511 | 5.9458 | 2.8161 | 201.7025 | 0.47663 | 8.9871 | 8.8953 | 13.608 | 110485.3264 | 8.6882 | 341.6693 | 8.3247 | 4.311 | 2.1405 | 1.7385 | 2.7728 | 1.5404 | 1.693 | 15.2132 | 3.9462 | 0.6481 | 7.602 | 2.6391 | 284.3077 | 8.9343 | 0.45816 | 20.2023 | 28.7145 | 596.854 | 61.5622 | 4.4296 | 2.7316 | 7.8655 | 7.8156 | 0.25121 | 1.2684 | 5.5075 | 7.3285 | 6.4445 | 0.0019346 | 0.0012179 | 0.0039636 | 1.5517 | 9.5764e-05 | 0.0077501 | 5.3898e-05 | 0.016765 | 0.0027885 | 0.0079605 | 13.2273 | 0.00074811 | 0.58779 | 0.32407 | 7.6221 | 1.3842 | 0.034173 | 1.2625 | 0.33164 | 0.019344 | 0.0080808 | 0.0066331 | 0.0036337 | 0.0054632 | 0.0073844 | 0.062972 | 0.078253 | 0.0039056 | 0.033165 | 0.010324 | 1.1775 | 0.00045237 | 0.00043604 | 0.095578 | 0.11343 | 2.8666 | 0.294 | 0.020142 | 0.041727 | 0.026956 | 0.035177 | 0.0011359 | 0.0058217 | 0.020747 | 0.022614 | 0.023455 | 0.036743 | 0.018282 | 0.058493 | 17.3084 | 0.0013609 | 0.10807 | 0.00083316 | 0.4506 | 0.052964 | 0.16392 | 7.2415 | 0.010213 | 20.8224 | 13.7721 | 465.7556 | 25.8228 | 1.8287 | 29.7799 | 14.5738 | 0.84326 | 0.11422 | 0.090795 | 0.052851 | 0.090239 | 0.16762 | 2.0501 | 1.3057 | 0.044919 | 0.92302 | 0.18141 | 18.4854 | 0.0033458 | 0.0037293 | 9.3166 | 5.6425 | 167.5586 | 13.1507 | 1.7548 | 0.65415 | 0.41897 | 0.64551 | 0.020911 | 0.086531 | 0.3426 | 1.0881 | 1.0449 | 0.026621 | 0.010619 | 0.016698 | 6.3803 | 0.00075084 | 0.23377 | 0.00063921 | 0.99348 | 0.062013 | 0.12903 | 4.9013 | 0.0085955 | 17.2398 | 7.8534 | 487.245 | 18.1301 | 1.7762 | 17.7854 | 8.85 | 0.53532 | 0.14046 | 0.19935 | 0.027399 | 0.10799 | 0.072551 | 1.8889 | 0.53869 | 0.19147 | 0.48888 | 0.19676 | 12.7086 | 0.0032262 | 0.0027082 | 3.574 | 2.6727 | 65.4887 | 8.2294 | 3.0038 | 0.27778 | 0.28383 | 0.63258 | 0.013456 | 0.055867 | 0.21808 | 1.2719 | 1.115 | 407.6813 | 508.8454 | 69.6903 | 2.7489 | 3.1797 | 1.2253 | 3.2564 | 3.6921 | 11.7645 | 1.0321 | 0.0028019 | 0.039024 | 0.035803 | 0.24798 | 2.1333 | 0.87052 | 5.712 | 0.92989 | 0.57103
4 | 0.17936 | 0.016742 | 0.020396 | 1.4525 | 0.99931 | 0.99105 | 0.70708 | 0.055989 | 0.86736 | 0.54584 | 0.75677 | 0.83409 | 0.78077 | 0.21658 | 1512.2349 | 413.9771 | 0.93708 | 0.83333 | 0.1535 | 0.15191 | 0.086729 | 1.6047 | 1.6198 | 301.1513 | 0.0083311 | 172.2279 | 115.6439 | 15.2928 | 148.9024 | 17.734 | 1.8408 | 60.7947 | 16.5932 | 13.7222 | 2605.9571 | 83.4627 | 102.1549 | 1719.4484 | 122.7291 | 95.7028 | 291.9362 | 219.6102 | 259.1992 | 31.8315 | 55.5145 | 0.75096 | 0.20623 | 0.28226 | 0.015961 | 0.0017694 | 7.7888e-05 | 32.8598 | 13.0154 | 2.4094 | 0.72843 | 0.55119 | 0.088868 | 2.5913 | 53.5696 | 7.2141 | 0.24915 | 0.80764 | 26.7464 | 104.2342 | 41.6194 | 23.0033 | 153.2504 | 9.0384 | 0.03048 | 0.26199 | 0.94923 | 30.2634 | 12.435 | 910.37 | 112.6654 | 3.3606 | 0.086973 | 0.60869 | 0.12347 | 340.9358 | 145.5707 | 97.2098 | 63.1956 | 13.8772 | 1294.8108 | 260.0939 | 81.1874 | 84.8355 | 273.3207 | 156.6244 | 90.8124 | 83.6388 | 7.5763 | 0.53443 | 0.66788 | 0.25587 | 51.2236 | 5.9316 | 1.7828 | 2.6308 | 0.14366 | 8.3523e-05 | 29.5943 | 1.38 | 0.24894 | 0.19847 | 0.19273 | 3.5596 | 0.95268 | 1.3807 | 0.55446 | 98.1267 | 18.7201 | 27.8519 | 10.1695 | 154.5942 | 178.2082 | 1956.634 | 267.8085 | 364.9546 | 200.2359 | 904.0766 | 368.4352 | 98.165 | 379.2427 | 0.39868 | 0.25156 | 0.10683 | 0.082542 | 0.01094 | 0.0063271 | 2.7632e-05 | 0.0019116 | 32.0779 | 12.5995 | 0.89396 | 0.16536 | 2.526 | 6.8015 | 384.8987 | 84.6573 | 3.1117 | 5.8891 | 120.5495 | 8.9426 | 126.7834 | 49.4373 | 37.836 | 93.9037 | 743.0382 | 70.8199 | 720.1577 | 9.007 | 106.5919 | 743.784 | 131.3642 | 108.0997 | 56.8381 | 72.7434 | 234.0234 | 47.399 | 7.7384 | 174.5334 | 83.5221 | 9.7201 | 53.3863 | 536.8367 | 6.035 | 85.8204 | 58.8842 | 211.7928 | 292.2155 | 94.6201 | 54.6317 | 34.0428 | 41.8896 | 0.011452 | 0.0013396 | 0.2596 | 31.7436 | 2.0822 | 8.9283 | 3.0351 | 249.7347 | 10.0739 | 3.8548 | 0.44784 | 7168.1175 | 772.2743 | 1276.0057 | 1101.7983 | 28.114 | 1.0837 | 26.9178 | 2.7156 | 5219.7061 | 1195.9313 | 541.0448 | 101.0064 | 130.241 | 8.2599 | 174.122 | 0.0015899 | 35.1033 | 0.16205 | 14.6227 | 64.2834 | 5.2396 | 65.1124 | 226.2124 | 0.1145 | 0.30792 | 1.9226 | 3.2994 | 0.215 | 0.21453 | 1.2645 | 0.16588 | 33.1928 | 0.0027841 | 13.5685 | 285.2421 | 0.025302 | 111.2681 | 4.8708 | 0.049505 | 0.63595 | 0.24816 | 5.0681 | 0.099894 | 1.9334 | 1.0307 | 1.4433 | 0.019003 | 0.11871 | 0.051493 | 4.5193 | 0.035547 | 0.5063 | 0.19911 | 9.1385 | 0.00047291 | 0.0035941 | 0.0028995 | 4.9377 | 0.018439 | 0.39325 | 0.23538 | 0.28147 | 0.0012562 | 0.022153 | 0.012768 | 1.3168 | 0.0048768 | 0.10078 | 0.056991 | 0.77055 | 0.0035568 | 0.046739 | 0.16819 | 0.53446 | 0.26883 | 1.0543 | 238.6301 | 0.012922 | 1.9463 | 0.011976 | 3.2964 | 5.9885 | 2.3556 | 206.4161 | 0.1009 | 10.3121 | 9.3983 | 13.0714 | 119696.0547 | 7.766 | 294.9601 | 9.6583 | 3.9584 | 1.986 | 1.9714 | 2.6304 | 1.4936 | 2.0128 | 13.1489 | 4.1305 | 0.67935 | 8.3532 | 2.7544 | 263.1064 | 8.976 | 0.42948 | 19.4938 | 26.9526 | 673.7965 | 58.2189 | 4.915 | 2.9281 | 7.7358 | 7.7695 | 0.27881 | 1.2309 | 5.2728 | 6.5686 | 6.4004 | 0.00215 | 0.0013594 | 0.0045863 | 1.6179 | 8.5306e-05 | 0.0064332 | 5.8578e-05 | 0.017848 | 0.0024253 | 0.0077187 | 12.8702 | 0.00070513 | 0.69585 | 0.32462 | 7.7049 | 1.341 | 0.041273 | 1.3911 | 0.32073 | 0.02066 | 0.0081591 | 0.0068528 | 0.0036893 | 0.0065255 | 0.006967 | 0.058941 | 0.077286 | 0.0038541 | 0.030688 | 0.0099394 | 1.0389 | 0.00045739 | 0.00043041 | 0.098233 | 0.12555 | 2.8388 | 0.32428 | 0.019983 | 0.042247 | 0.026639 | 0.035852 | 0.0011971 | 0.0050225 | 0.022125 | 0.024917 | 0.024138 | 0.037449 | 0.018112 | 0.053587 | 19.6405 | 0.0011889 | 0.091343 | 0.00077091 | 0.3994 | 0.053689 | 0.149 | 6.6565 | 0.011625 | 21.1516 | 14.038 | 538.3933 | 27.9002 | 1.7153 | 29.1918 | 15.1803 | 0.90301 | 0.12016 | 0.10931 | 0.058028 | 0.091517 | 0.16625 | 1.7038 | 1.2701 | 0.043747 | 0.79961 | 0.15785 | 20.9049 | 0.0036114 | 0.0034754 | 9.059 | 5.3027 | 159.8563 | 14.4681 | 1.6348 | 0.62319 | 0.38965 | 0.57256 | 0.019126 | 0.088737 | 0.36776 | 1.0403 | 1.0827 | 0.028439 | 0.011124 | 0.014054 | 7.2341 | 0.00090467 | 0.21997 | 0.00054209 | 0.97346 | 0.070395 | 0.12203 | 5.2809 | 0.0088177 | 15.7891 | 8.8276 | 559.9462 | 21.0637 | 1.7243 | 18.5656 | 7.9529 | 0.55642 | 0.13965 | 0.20307 | 0.030689 | 0.10579 | 0.082905 | 1.9198 | 0.63181 | 0.17695 | 0.49345 | 0.20651 | 11.5173 | 0.0029243 | 0.0028945 | 3.6437 | 3.0252 | 66.4678 | 8.7421 | 3.1432 | 0.23994 | 0.31022 | 0.68271 | 0.014663 | 0.056499 | 0.23289 | 1.2548 | 1.156 | 378.3725 | 488.1313 | 59.877 | 2.5462 | 4.0415 | 1.6263 | 3.752 | 3.2451 | 20.3435 | 1.0074 | 0.0029237 | 0.04477 | 0.033988 | 0.18526 | 1.8494 | 0.92668 | 5.3377 | 0.96149 | 0.65211
5 | 0.18756 | 0.016412 | 0.022737 | 1.1004 | 0.99788 | 0.9923 | 0.75707 | 0.046278 | 0.84406 | 0.61977 | 0.8482 | 0.79084 | 0.79401 | 0.21553 | 1536.5411 | 184.09 | 0.96716 | 0.81642 | 0.17216 | 0.19381 | 0.3017 | 1.3308 | 3.7702 | 346.5444 | 0.0057274 | 134.2026 | 137.9195 | 17.9343 | 175.0867 | 14.937 | 1.6926 | 59.9556 | 15.721 | 11.4621 | 2761.0593 | 75.5498 | 97.3726 | 1899.4383 | 117.9198 | 92.6326 | 299.5228 | 275.2246 | 234.6012 | 37.1488 | 59.5985 | 0.77166 | 0.31795 | 0.078327 | 0.018306 | 0.0018296 | 6.8561e-05 | 38.3741 | 9.83 | 3.0379 | 0.92641 | 0.50869 | 0.090498 | 2.397 | 49.7146 | 5.1055 | 0.28858 | 0.89867 | 26.0617 | 92.3451 | 30.7531 | 14.9682 | 136.8543 | 8.3874 | 0.033897 | 0.26923 | 0.69447 | 45.468 | 18.6349 | 889.3282 | 120.1262 | 2.9654 | 0.084026 | 0.5076 | 0.11655 | 278.1126 | 127.7788 | 94.8196 | 59.6965 | 16.5604 | 1364.2444 | 242.5955 | 105.7238 | 84.3742 | 227.6787 | 182.332 | 84.5472 | 76.04 | 7.4857 | 0.45348 | 0.7265 | 0.19282 | 52.5134 | 5.7148 | 2.3515 | 2.0503 | 0.16433 | 6.9183e-05 | 35.8155 | 1.2473 | 0.20806 | 0.17837 | 0.19851 | 3.2281 | 0.96909 | 1.3187 | 0.42125 | 93.9884 | 15.1318 | 33.9722 | 7.8103 | 139.2315 | 167.9215 | 1849.0113 | 252.7844 | 315.9878 | 166.944 | 797.637 | 312.9179 | 81.649 | 401.5618 | 0.34927 | 0.228 | 0.20185 | 0.074279 | 0.0091492 | 0.0065578 | 2.5416e-05 | 0.0018513 | 29.1525 | 12.8259 | 0.95213 | 0.17228 | 2.1756 | 6.5217 | 428.8339 | 77.2555 | 4.216 | 6.0542 | 147.531 | 8.0546 | 136.8068 | 46.5344 | 31.4104 | 86.5625 | 680.2654 | 73.0284 | 642.103 | 8.0058 | 107.9483 | 757.7274 | 153.0062 | 101.5218 | 63.2026 | 64.8214 | 239.243 | 59.2935 | 8.8605 | 161.3423 | 94.5605 | 12.2999 | 54.8545 | 652.869 | 6.6733 | 84.5837 | 55.1283 | 214.249 | 247.3002 | 92.7058 | 48.5817 | 29.9371 | 48.6402 | 0.0085511 | 0.0013602 | 0.29588 | 32.4052 | 2.3732 | 13.6668 | 2.6529 | 246.4629 | 9.2142 | 4.0477 | 0.50027 | 6732.3195 | 907.048 | 1479.5821 | 1322.6258 | 28.5875 | 1.0116 | 23.2395 | 2.6122 | 5348.0371 | 1761.018 | 569.6077 | 104.5698 | 152.9308 | 8.6785 | 153.0832 | 0.0013136 | 31.826 | 0.14875 | 12.225 | 55.1882 | 5.4249 | 60.5227 | 211.3761 | 0.11349 | 0.22844 | 2.7021 | 3.9036 | 0.29502 | 0.21948 | 1.0266 | 0.12737 | 32.6656 | 0.0027915 | 12.8148 | 324.9113 | 0.026764 | 113.9068 | 5.312 | 0.048079 | 0.62722 | 0.27483 | 5.2375 | 0.097802 | 1.7958 | 1.0659 | 1.416 | 0.019603 | 0.11071 | 0.052521 | 4.1862 | 0.037614 | 0.52878 | 0.21039 | 7.8973 | 0.00045447 | 0.0035639 | 0.0032751 | 5.216 | 0.021737 | 0.3885 | 0.2459 | 0.27336 | 0.0012471 | 0.021838 | 0.014066 | 1.3272 | 0.0058097 | 0.089732 | 0.048888 | 0.70863 | 0.0034639 | 0.048709 | 0.19543 | 0.54841 | 0.25904 | 1.0908 | 220.5788 | 0.013292 | 1.941 | 0.012193 | 4.2654 | 4.8386 | 2.4346 | 199.0787 | 0.15342 | 10.6618 | 8.2862 | 14.912 | 103380.4737 | 9.071 | 324.0807 | 9.4341 | 4.3911 | 2.1922 | 1.9582 | 2.661 | 1.6053 | 1.9071 | 13.5278 | 4.3053 | 0.69858 | 8.6976 | 2.9517 | 269.6851 | 7.879 | 0.48634 | 17.239 | 24.273 | 686.9311 | 69.8385 | 4.8787 | 3.0903 | 7.5962 | 8.4385 | 0.25908 | 1.1604 | 5.5723 | 6.8568 | 6.0701 | 0.0019535 | 0.0011968 | 0.0044065 | 1.6023 | 8.9711e-05 | 0.0071835 | 5.7041e-05 | 0.019684 | 0.002452 | 0.0088946 | 12.7637 | 0.00080474 | 0.60989 | 0.30381 | 8.2273 | 1.3072 | 0.0354 | 1.313 | 0.27436 | 0.017734 | 0.0082618 | 0.0067087 | 0.0038326 | 0.0064545 | 0.0067414 | 0.055476 | 0.069517 | 0.0036697 | 0.03011 | 0.010705 | 1.2371 | 0.00047606 | 0.00043939 | 0.090528 | 0.11476 | 2.6809 | 0.30337 | 0.019545 | 0.04291 | 0.02953 | 0.037159 | 0.0011683 | 0.0051519 | 0.020316 | 0.027215 | 0.027355 | 0.039109 | 0.017208 | 0.055326 | 19.1589 | 0.0011506 | 0.096399 | 0.00090299 | 0.37977 | 0.053993 | 0.16778 | 7.917 | 0.011727 | 20.9678 | 14.6459 | 500.8761 | 28.3575 | 1.8734 | 28.1733 | 13.4094 | 0.82994 | 0.10307 | 0.097623 | 0.050265 | 0.086094 | 0.18457 | 1.8873 | 1.5226 | 0.048096 | 0.8055 | 0.14894 | 21.1409 | 0.0032209 | 0.0032963 | 10.0657 | 5.0135 | 164.7241 | 12.7733 | 1.687 | 0.60301 | 0.40211 | 0.5947 | 0.022107 | 0.095375 | 0.35587 | 1.0554 | 1.1487 | 0.027873 | 0.011323 | 0.016603 | 7.1787 | 0.00077394 | 0.21337 | 0.00056358 | 0.8425 | 0.059421 | 0.1146 | 5.1126 | 0.0084918 | 17.4939 | 8.0874 | 535.1347 | 20.7871 | 1.7835 | 20.4089 | 7.8282 | 0.57835 | 0.16171 | 0.22807 | 0.029956 | 0.10152 | 0.072976 | 1.9638 | 0.53541 | 0.18977 | 0.5145 | 0.19317 | 12.4131 | 0.0031301 | 0.0028086 | 3.8332 | 2.9764 | 58.2268 | 7.6509 | 3.2948 | 0.234 | 0.31752 | 0.65949 | 0.013268 | 0.049874 | 0.2239 | 1.2332 | 1.1686 | 355.5973 | 442.9877 | 43.3489 | 2.8664 | 3.7692 | 1.4588 | 4.8206 | 4.0037 | 9.2391 | 1.0193 | 0.0028355 | 0.044236 | 0.029976 | 0.2088 | 2.0221 | 0.6531 | 4.2139 | 0.99983 | 0.72465
6 | 0.17178 | 0.027078 | 0.0064481 | 1.2768 | 0.99472 | 0.99063 | 0.74895 | 0.03434 | 0.90569 | 0.64582 | 0.58886 | 0.80333 | 0.88939 | 0.23664 | 1466.2345 | 167.9381 | 0.95522 | 0.85574 | 0.18224 | 0.30327 | 0.47585 | 0.83188 | 5.8853 | 604.2206 | 0.0054892 | 133.7685 | 110.7223 | 17.0969 | 133.3547 | 14.6838 | 1.5505 | 62.7441 | 12.9973 | 13.3237 | 3075.2077 | 91.2257 | 99.9205 | 1803.093 | 130.253 | 87.6424 | 286.2333 | 277.9938 | 213.659 | 35.2716 | 49.9885 | 0.8276 | 0.046717 | 0.17976 | 0.016903 | 0.0022489 | 8.0903e-05 | 26.5024 | 13.5967 | 2.5192 | 0.77721 | 0.66825 | 0.10574 | 2.8362 | 63.9925 | 2.2052 | 0.29983 | 0.8402 | 20.7278 | 88.1896 | 40.7728 | 23.392 | 138.3864 | 8.5474 | 0.038335 | 0.25742 | 0.90486 | 44.1951 | 15.8726 | 747.0666 | 104.8331 | 3.153 | 0.12731 | 0.40975 | 0.11012 | 255.6018 | 138.3655 | 101.1404 | 72.8224 | 14.9226 | 1078.7033 | 239.7609 | 99.9692 | 80.7699 | 281.3157 | 167.3538 | 101.9741 | 78.5892 | 7.8277 | 0.70693 | 0.74485 | 0.24506 | 48.7932 | 6.2745 | 2.0721 | 2.0035 | 0.17764 | 8.7629e-05 | 34.3913 | 0.92405 | 0.26307 | 0.18882 | 0.17319 | 2.8624 | 0.96462 | 0.91387 | 0.47211 | 97.3483 | 13.6963 | 39.9942 | 8.4737 | 141.6687 | 190.8822 | 1910.9432 | 220.7779 | 326.2983 | 172.4029 | 704.7592 | 358.0161 | 87.5047 | 446.0497 | 0.014886 | 0.33304 | 0.06946 | 0.083829 | 0.0074815 | 0.0058932 | 2.8215e-05 | 0.0026448 | 30.2621 | 14.1114 | 0.93339 | 0.13807 | 2.3907 | 6.1088 | 295.2826 | 79.8208 | 3.1544 | 5.7693 | 152.8809 | 8.658 | 135.1081 | 48.132 | 29.1928 | 78.9824 | 702.5884 | 63.4387 | 578.8604 | 9.9835 | 132.158 | 627.0032 | 149.174 | 100.5874 | 59.3546 | 60.7665 | 242.2766 | 53.7099 | 8.5298 | 155.095 | 75.3108 | 11.371 | 47.4419 | 568.8365 | 6.1884 | 75.5364 | 65.1122 | 172.9062 | 273.193 | 89.6413 | 50.947 | 30.5052 | 52.0529 | 0.010332 | 0.0012914 | 0.28516 | 34.325 | 2.1257 | 10.4719 | 3.3223 | 214.2421 | 12.3422 | 4.2536 | 0.54232 | 5942.5277 | 937.3469 | 1220.7377 | 1018.1866 | 35.2828 | 0.85776 | 22.9984 | 3.1857 | 4738.3938 | 1863.681 | 499.8799 | 87.8488 | 136.5602 | 8.8208 | 181.7015 | 0.0013883 | 37.4551 | 0.14213 | 13.315 | 70.5866 | 6.235 | 89.402 | 184.3531 | 0.10365 | 0.2255 | 2.2917 | 2.2556 | 0.39405 | 0.20059 | 1.1054 | 0.13825 | 37.2164 | 0.0026683 | 15.0073 | 314.8054 | 0.022561 | 116.7878 | 5.1623 | 0.047331 | 0.61786 | 0.25443 | 4.9204 | 0.096701 | 1.6811 | 1.0938 | 1.3764 | 0.020464 | 0.12344 | 0.05494 | 4.3435 | 0.038208 | 0.53431 | 0.22953 | 8.8404 | 0.00042916 | 0.003379 | 0.0031992 | 5.0988 | 0.01905 | 0.38593 | 0.20524 | 0.26125 | 0.0011269 | 0.022411 | 0.013925 | 1.1092 | 0.0054734 | 0.097349 | 0.05551 | 0.65603 | 0.0034784 | 0.044651 | 0.19168 | 0.52397 | 0.2823 | 1.1008 | 339.2841 | 0.015567 | 1.9681 | 0.011447 | 3.5604 | 3.8184 | 2.4377 | 205.5866 | 0.41807 | 9.4295 | 9.2286 | 13.3152 | 122979.4035 | 8.5168 | 335.8662 | 8.8319 | 4.7619 | 2.1668 | 1.8155 | 2.5545 | 1.531 | 1.8424 | 13.8068 | 3.9533 | 0.75673 | 8.4221 | 2.8153 | 278.5605 | 8.2884 | 0.42095 | 19.2944 | 24.9952 | 582.1319 | 66.6133 | 4.7302 | 3.1259 | 7.8587 | 7.472 | 0.24758 | 1.3043 | 4.8341 | 6.7969 | 6.7692 | 0.0020102 | 0.0012424 | 0.0044817 | 1.5914 | 8.4507e-05 | 0.0067127 | 5.6071e-05 | 0.018025 | 0.0027511 | 0.0085363 | 13.389 | 0.00068358 | 0.66683 | 0.27324 | 8.0787 | 1.3672 | 0.037909 | 1.2806 | 0.31034 | 0.017563 | 0.0079591 | 0.0072415 | 0.0036156 | 0.0056085 | 0.0067826 | 0.061885 | 0.074327 | 0.0037487 | 0.036061 | 0.010529 | 1.2138 | 0.00040581 | 0.00039627 | 0.091116 | 0.11826 | 2.8248 | 0.30076 | 0.019335 | 0.049046 | 0.028186 | 0.032352 | 0.0010591 | 0.0048548 | 0.018639 | 0.026656 | 0.02368 | 0.038677 | 0.017785 | 0.059325 | 19.4802 | 0.0011628 | 0.09173 | 0.00086155 | 0.40611 | 0.048842 | 0.15886 | 6.9183 | 0.010551 | 22.9199 | 15.369 | 450.1731 | 27.5095 | 1.9446 | 28.3026 | 13.7173 | 0.98333 | 0.11096 | 0.10663 | 0.049506 | 0.095832 | 0.18622 | 2.0239 | 1.5 | 0.048795 | 0.82928 | 0.1719 | 18.1144 | 0.0033091 | 0.0032667 | 10.7917 | 5.4412 | 157.5577 | 13.3414 | 1.8243 | 0.59475 | 0.40604 | 0.60842 | 0.021881 | 0.084137 | 0.35225 | 1.1007 | 0.97596 | 0.02755 | 0.012154 | 0.016208 | 6.5892 | 0.00088378 | 0.21831 | 0.00060609 | 0.92575 | 0.065257 | 0.13551 | 5.8137 | 0.0079823 | 17.0471 | 9.1 | 564.5386 | 17.3757 | 1.6506 | 20.2252 | 9.1076 | 0.4866 | 0.14644 | 0.2406 | 0.02845 | 0.098369 | 0.077674 | 2.0165 | 0.57774 | 0.17411 | 0.47969 | 0.21106 | 12.5196 | 0.0028558 | 0.0031517 | 3.8675 | 2.9915 | 67.3907 | 7.9793 | 3.3585 | 0.26522 | 0.32577 | 0.69118 | 0.013734 | 0.053716 | 0.21523 | 1.1571 | 1.2274 | 458.6634 | 449.8094 | 71.327 | 2.1731 | 3.1991 | 1.1709 | 3.1972 | 4.0509 | 19.109 | 0.93152 | 0.0026923 | 0.042829 | 0.033391 | 0.22555 | 2.6669 | 0.71564 | 4.6872 | 0.90258 | 0.74626
7 | 0.1558 | 0.028405 | 0.013389 | 1.2093 | 0.99665 | 0.99733 | 0.67611 | 0.024461 | 0.91166 | 0.60386 | 0.72643 | 0.74254 | 0.82433 | 0.19615 | 1387.4349 | 368.8774 | 0.95963 | 0.8042 | 0.14566 | 0.3167 | 0.066107 | 0.46982 | 6.0737 | 259.9887 | 0.001318 | 186.6282 | 122.2388 | 15.1216 | 143.8611 | 16.9178 | 2.2594 | 56.9192 | 13.4899 | 13.4683 | 2352.323 | 92.9921 | 82.4321 | 1565.795 | 111.7081 | 101.3785 | 283.5497 | 234.4373 | 223.9537 | 28.5145 | 57.4883 | 0.7128 | 0.26081 | 0.17248 | 0.015274 | 0.0021523 | 8.3051e-05 | 38.0875 | 12.5976 | 3.373 | 1.0109 | 0.6807 | 0.081002 | 2.2444 | 52.8448 | 11.1486 | 0.24452 | 0.86029 | 19.1816 | 80.43 | 26.1182 | 21.5111 | 158.9709 | 8.1423 | 0.034921 | 0.23752 | 0.88223 | 37.7985 | 19.5739 | 775.026 | 114.4177 | 3.7321 | 0.12548 | 0.46301 | 0.12182 | 349.7927 | 159.4461 | 79.435 | 71.8673 | 16.9552 | 1347.2826 | 229.0395 | 82.1163 | 76.199 | 222.3066 | 140.3985 | 98.1331 | 86.7768 | 7.2011 | 0.85987 | 0.89325 | 0.42122 | 56.182 | 6.7094 | 1.8632 | 2.6608 | 0.19524 | 6.6179e-05 | 35.6236 | 0.89591 | 0.2125 | 0.22178 | 0.13737 | 2.6946 | 0.95137 | 0.88611 | 0.50541 | 78.7362 | 19.7544 | 26.332 | 7.7701 | 136.6232 | 141.9012 | 2133.0971 | 244.6132 | 333.8552 | 190.6542 | 888.5748 | 341.5544 | 79.9673 | 418.7434 | 0.31347 | 0.27433 | 0.15186 | 0.08633 | 0.0076952 | 0.0052761 | 2.4029e-05 | 0.0024074 | 26.6961 | 12.3144 | 0.9871 | 0.17494 | 2.5859 | 5.0858 | 341.0874 | 69.6984 | 3.9762 | 5.5136 | 140.4912 | 9.9743 | 111.889 | 51.8405 | 35.5401 | 92.8834 | 760.0334 | 67.7354 | 606.0497 | 8.5695 | 110.7241 | 686.4991 | 167.0182 | 92.7054 | 52.5922 | 59.3934 | 237.4133 | 50.2146 | 9.8824 | 166.4735 | 91.1806 | 9.9298 | 54.2409 | 544.2661 | 7.4391 | 80.809 | 62.5156 | 199.3128 | 318.0414 | 81.7483 | 47.916 | 27.709 | 44.4678 | 0.0095927 | 0.001152 | 0.22818 | 32.7924 | 1.9707 | 10.9583 | 2.5757 | 328.6557 | 7.9725 | 5.3807 | 0.43553 | 6460.6563 | 870.5397 | 1549.2116 | 1236.7004 | 26.8907 | 0.86862 | 22.3843 | 2.9357 | 4471.464 | 1528.1625 | 549.8901 | 107.0837 | 142.8217 | 9.9912 | 188.4854 | 0.001623 | 29.4729 | 0.14466 | 14.8885 | 74.4998 | 3.3309 | 56.9269 | 156.8881 | 0.10228 | 0.28621 | 1.5378 | 2.4667 | 0.36716 | 0.208 | 1.0572 | 0.15507 | 34.2389 | 0.0030611 | 14.2209 | 295.1486 | 0.025506 | 123.1028 | 5.1205 | 0.043737 | 0.65969 | 0.26372 | 4.9609 | 0.095818 | 1.7904 | 1.0889 | 1.5597 | 0.017832 | 0.1195 | 0.056088 | 4.6893 | 0.036785 | 0.54146 | 0.22122 | 9.0318 | 0.00040055 | 0.0032753 | 0.0027184 | 5.6745 | 0.022172 | 0.35141 | 0.22612 | 0.28422 | 0.0011419 | 0.022189 | 0.014378 | 1.2164 | 0.0053648 | 0.1001 | 0.051004 | 0.73473 | 0.0039531 | 0.047729 | 0.17267 | 0.54104 | 0.26287 | 1.0726 | 332.8485 | 0.012083 | 1.9787 | 0.012246 | 3.4299 | 5.0885 | 2.6111 | 194.2211 | 0.2241 | 10.5378 | 9.5831 | 13.1707 | 117083.3844 | 8.9499 | 307.5766 | 8.1888 | 4.3779 | 2.026 | 2.0325 | 2.5334 | 1.7199 | 1.8992 | 15.0877 | 4.3243 | 0.65413 | 8.4581 | 2.6947 | 281.0575 | 8.5317 | 0.48229 | 20.2769 | 27.9156 | 671.4473 | 60.9911 | 4.5988 | 2.6668 | 7.5154 | 7.1871 | 0.29013 | 1.1971 | 4.9721 | 7.2531 | 5.9696 | 0.0022575 | 0.0013066 | 0.0041346 | 1.5103 | 9.09e-05 | 0.007075 | 6.1756e-05 | 0.018528 | 0.0027734 | 0.0078938 | 13.7454 | 0.00079548 | 0.57541 | 0.29537 | 7.5309 | 1.2806 | 0.039159 | 1.252 | 0.30227 | 0.02039 | 0.0074493 | 0.0076518 | 0.0037681 | 0.0061606 | 0.0071518 | 0.053372 | 0.080736 | 0.0038058 | 0.034679 | 0.010608 | 1.1886 | 0.00046048 | 0.00042345 | 0.09249 | 0.11096 | 2.6277 | 0.31891 | 0.022539 | 0.04867 | 0.028538 | 0.036714 | 0.0012072 | 0.0052731 | 0.019935 | 0.027371 | 0.025552 | 0.037358 | 0.017632 | 0.061521 | 17.7392 | 0.0013272 | 0.092734 | 0.00079948 | 0.44085 | 0.044607 | 0.14132 | 7.1874 | 0.010827 | 22.4644 | 13.096 | 454.5356 | 27.2105 | 1.8042 | 26.9389 | 13.4619 | 0.87572 | 0.10591 | 0.09378 | 0.058932 | 0.088278 | 0.17683 | 1.7238 | 1.4363 | 0.044573 | 0.92104 | 0.16974 | 21.4276 | 0.0031108 | 0.0035307 | 9.4155 | 5.2753 | 141.4783 | 14.7718 | 1.7364 | 0.6796 | 0.41571 | 0.66454 | 0.021115 | 0.099493 | 0.38306 | 1.1375 | 0.9911 | 0.026951 | 0.011803 | 0.015151 | 6.8294 | 0.00082889 | 0.20092 | 0.00057485 | 1.0045 | 0.066353 | 0.12383 | 5.4984 | 0.0085821 | 15.9091 | 7.9943 | 569.1558 | 19.4175 | 1.7579 | 20.0958 | 8.0955 | 0.5455 | 0.15846 | 0.2092 | 0.02993 | 0.11551 | 0.079383 | 1.9567 | 0.64771 | 0.17936 | 0.50389 | 0.20232 | 11.0763 | 0.0029778 | 0.0030249 | 4.0056 | 3.1415 | 57.0809 | 8.8397 | 3.0657 | 0.26956 | 0.26965 | 0.65561 | 0.012627 | 0.052138 | 0.2438 | 1.1457 | 1.1285 | 373.8924 | 526.8065 | 38.4603 | 2.5001 | 3.7105 | 1.0236 | 3.0776 | 3.7843 | 7.6083 | 0.98483 | 0.0026145 | 0.045549 | 0.035489 | 0.18915 | 2.3149 | 0.90104 | 4.0744 | 0.79538 | 0.53737
8 | 0.13213 | 0.02223 | 0.0037951 | 1.1871 | 0.99508 | 0.99392 | 0.80863 | 0.030214 | 0.76323 | 0.57868 | 0.71497 | 0.78645 | 0.77671 | 0.19583 | 1280.6313 | 159.368 | 0.95148 | 0.80012 | 0.20175 | 0.2244 | 0.23413 | 1.9427 | 4.4608 | 441.5276 | 0.0060356 | 150.1677 | 105.5565 | 16.3048 | 121.0114 | 13.3597 | 1.9374 | 65.2837 | 15.9819 | 12.1959 | 2423.8075 | 98.3484 | 103.9051 | 1914.1973 | 116.3983 | 80.5133 | 272.1312 | 279.6481 | 228.0165 | 30.7175 | 55.851 | 0.80004 | 0.090865 | 0.20151 | 0.017805 | 0.0016231 | 9.0684e-05 | 29.08 | 14.1311 | 2.9364 | 0.85155 | 0.61921 | 0.08668 | 2.6912 | 47.3535 | 7.7726 | 0.254 | 0.77428 | 19.429 | 99.7236 | 37.4095 | 19.4305 | 120.3824 | 9.2188 | 0.03631 | 0.30417 | 0.95836 | 41.6532 | 11.8319 | 831.7453 | 118.3549 | 2.1448 | 0.090587 | 0.65743 | 0.096558 | 310.8162 | 162.7812 | 89.1884 | 68.1656 | 15.5534 | 1084.744 | 280.008 | 91.1968 | 88.0968 | 271.9272 | 162.6361 | 85.4144 | 69.3716 | 8.3356 | 0.40898 | 0.57574 | 0.30455 | 68.8601 | 6.9097 | 2.2321 | 2.7134 | 0.1495 | 9.4248e-05 | 33.4084 | 1.3469 | 0.22028 | 0.26916 | 0.14498 | 3.0619 | 0.95698 | 1.1673 | 0.35745 | 82.2277 | 18.5622 | 38.3291 | 9.4643 | 149.0548 | 179.3644 | 2011.8474 | 273.5455 | 426.2385 | 169.918 | 856.4964 | 355.5115 | 84.6936 | 467.9394 | 0.054983 | 0.14812 | 0.040578 | 0.07652 | 0.010486 | 0.0056302 | 2.6337e-05 | 0.0020766 | 34.8709 | 14.2254 | 0.87887 | 0.14252 | 2.3447 | 5.3514 | 395.6542 | 94.2657 | 3.7039 | 5.4248 | 134.9839 | 7.6682 | 139.7246 | 45.9324 | 30.0502 | 81.266 | 722.1803 | 66.2754 | 689.5561 | 8.1951 | 104.9835 | 616.3257 | 125.6985 | 103.1163 | 50.5724 | 68.6739 | 198.7114 | 55.355 | 8.2359 | 193.3624 | 79.6827 | 12.4135 | 46.604 | 561.4117 | 7.2079 | 83.8357 | 70.8677 | 164.9721 | 287.1826 | 86.1216 | 51.7541 | 29.1831 | 44.7057 | 0.0083398 | 0.0013879 | 0.30664 | 29.7677 | 2.7079 | 13.7995 | 2.3272 | 309.8518 | 8.6751 | 5.363 | 0.57503 | 7346.009 | 836.578 | 1292.8935 | 1422.7195 | 28.9853 | 0.68484 | 20.8541 | 2.4135 | 5927.5144 | 1549.326 | 529.5163 | 98.0704 | 140.1502 | 8.5207 | 164.3524 | 0.0013771 | 30.7335 | 0.16608 | 13.0627 | 46.9357 | 3.1659 | 90.401 | 200.7474 | 0.123 | 0.2838 | 1.8531 | 3.6087 | 0.17202 | 0.23757 | 0.91918 | 0.187 | 35.641 | 0.0028255 | 14.6913 | 291.9052 | 0.024849 | 120.8815 | 5.3805 | 0.045131 | 0.62132 | 0.26215 | 5.1852 | 0.087192 | 1.7346 | 1.1402 | 1.5253 | 0.017502 | 0.11331 | 0.054472 | 4.4013 | 0.034732 | 0.52218 | 0.19528 | 8.1101 | 0.00040463 | 0.0036756 | 0.0028964 | 4.7921 | 0.019394 | 0.33178 | 0.24034 | 0.26708 | 0.0012283 | 0.022782 | 0.012141 | 1.2838 | 0.0050382 | 0.093414 | 0.048088 | 0.68281 | 0.0033972 | 0.043409 | 0.17635 | 0.51207 | 0.30829 | 1.1384 | 354.0888 | 0.014744 | 2.0019 | 0.011555 | 3.8203 | 4.999 | 2.6634 | 191.5276 | 0.1159 | 9.9816 | 9.5386 | 13.7052 | 105334.7857 | 8.4606 | 321.7131 | 8.0715 | 4.5738 | 1.9141 | 1.8364 | 2.8744 | 1.7583 | 1.8055 | 12.5529 | 4.3791 | 0.73353 | 7.8285 | 2.8551 | 260.027 | 8.0302 | 0.4427 | 18.4227 | 29.0573 | 655.1047 | 65.0211 | 4.9638 | 2.9126 | 7.307 | 7.6575 | 0.26984 | 1.1106 | 4.9242 | 7.607 | 5.7237 | 0.0019962 | 0.0013285 | 0.0040553 | 1.3995 | 9.4641e-05 | 0.006873 | 5.5139e-05 | 0.019155 | 0.0028554 | 0.0081224 | 14.125 | 0.00066763 | 0.68324 | 0.2935 | 8.7305 | 1.4048 | 0.038612 | 1.2715 | 0.30395 | 0.018863 | 0.0074975 | 0.0065915 | 0.0034105 | 0.0056838 | 0.0068459 | 0.061195 | 0.07028 | 0.0036207 | 0.03275 | 0.0096049 | 1.0935 | 0.0004196 | 0.00040738 | 0.094538 | 0.12226 | 3.0892 | 0.29989 | 0.022174 | 0.044935 | 0.024956 | 0.037829 | 0.0012772 | 0.0047997 | 0.018146 | 0.025778 | 0.025359 | 0.039788 | 0.016361 | 0.06333 | 17.1048 | 0.0012359 | 0.10544 | 0.00086966 | 0.42603 | 0.04756 | 0.15621 | 7.783 | 0.012182 | 23.9363 | 13.696 | 477.0517 | 26.9099 | 1.7997 | 25.8037 | 13.9163 | 0.96922 | 0.11509 | 0.097529 | 0.055634 | 0.10262 | 0.17074 | 1.7581 | 1.3853 | 0.046027 | 0.84722 | 0.17153 | 20.7731 | 0.0034977 | 0.0036 | 9.5467 | 5.5708 | 161.832 | 14.6015 | 1.6651 | 0.63407 | 0.43409 | 0.63499 | 0.02255 | 0.087425 | 0.39958 | 1.1031 | 1.1669 | 0.027087 | 0.011895 | 0.014431 | 7.4856 | 0.00083346 | 0.21549 | 0.00052561 | 0.90003 | 0.071205 | 0.13094 | 5.6857 | 0.0094177 | 16.4257 | 8.3581 | 516.5484 | 19.462 | 1.9923 | 20.7231 | 8.7615 | 0.4968 | 0.15362 | 0.20446 | 0.031097 | 0.11267 | 0.080874 | 1.852 | 0.54858 | 0.16159 | 0.51812 | 0.22016 | 13.1218 | 0.0029476 | 0.0027484 | 3.9672 | 2.8239 | 58.124 | 8.6503 | 3.1002 | 0.28112 | 0.28675 | 0.7311 | 0.01384 | 0.056862 | 0.2293 | 1.1615 | 1.088 | 432.1401 | 430.2658 | 53.5664 | 2.7314 | 4.1428 | 1.0631 | 3.5169 | 3.0969 | 13.3837 | 0.92509 | 0.0024792 | 0.039899 | 0.034728 | 0.22499 | 2.1806 | 0.88289 | 4.2691 | 0.99184 | 0.69227
9 | 0.1496 | 0.011245 | 0.016258 | 1.4697 | 0.99844 | 0.99324 | 0.93677 | 0.090205 | 0.85821 | 0.43559 | 0.89057 | 0.77746 | 0.86962 | 0.2323 | 1970.7226 | 239.9294 | 0.963 | 0.87122 | 0.12688 | 0.28826 | 0.35607 | 2.0866 | 2.9239 | 233.2712 | 0.0040064 | 147.7703 | 125.7547 | 15.7122 | 131.4856 | 16.2346 | 2.0302 | 49.95 | 15.243 | 10.7084 | 2885.9074 | 88.1454 | 81.7032 | 1643.6425 | 115.7914 | 88.7442 | 231.6135 | 227.8913 | 244.6648 | 34.5197 | 51.6309 | 0.84359 | 0.30869 | 0.33432 | 0.013364 | 0.0020061 | 9.4366e-05 | 36.5093 | 10.9227 | 2.8526 | 0.9576 | 0.59847 | 0.11976 | 2.129 | 51.108 | 5.3695 | 0.33306 | 0.86975 | 17.9086 | 95.8224 | 36.5593 | 21.2715 | 151.1719 | 9.5674 | 0.031952 | 0.28628 | 0.74373 | 28.5747 | 17.7654 | 680.3859 | 136.8374 | 2.4304 | 0.078531 | 0.61806 | 0.083093 | 227.807 | 151.8845 | 91.8239 | 67.7073 | 16.132 | 1175.2193 | 214.5389 | 84.3983 | 92.9111 | 235.3824 | 174.1995 | 99.2776 | 84.2921 | 6.9589 | 0.57586 | 0.68498 | 0.17152 | 57.409 | 5.2645 | 1.9243 | 1.9481 | 0.19766 | 8.3173e-05 | 31.3851 | 0.99594 | 0.25372 | 0.24475 | 0.18279 | 2.8068 | 0.96097 | 1.2296 | 0.36377 | 83.4743 | 14.532 | 32.2317 | 9.8723 | 132.6199 | 120.7326 | 2035.3777 | 209.8941 | 392.8316 | 153.9795 | 783.603 | 396.6252 | 99.3353 | 475.2574 | 0.12938 | 0.39519 | 0.16242 | 0.070914 | 0.0089132 | 0.0069281 | 2.2979e-05 | 0.0021386 | 36.0822 | 13.1805 | 0.91429 | 0.191 | 2.4632 | 4.4377 | 339.7076 | 81.1756 | 3.7849 | 4.4217 | 128.7058 | 7.7996 | 129.6757 | 49.3165 | 28.4012 | 100.0393 | 623.0858 | 56.144 | 618.784 | 10.172 | 122.593 | 820.691 | 158.6533 | 82.1634 | 60.0278 | 76.1414 | 193.3103 | 56.3391 | 9.2172 | 161.6564 | 85.0989 | 11.1794 | 43.6284 | 621.4415 | 5.7242 | 82.666 | 63.0936 | 187.3612 | 256.4804 | 80.7022 | 55.9162 | 28.9374 | 41.7825 | 0.0089878 | 0.00096437 | 0.32942 | 29.2755 | 2.3131 | 10.2033 | 2.2345 | 221.1329 | 10.5614 | 6.1302 | 0.55404 | 7465.0687 | 883.3921 | 1530.4795 | 1365.5551 | 30.9073 | 1.0557 | 21.5606 | 3.0393 | 4937.6225 | 1720.3691 | 627.9293 | 81.9312 | 140.6713 | 9.1165 | 190.5238 | 0.0012738 | 33.1313 | 0.17969 | 11.6506 | 68.1396 | 3.9175 | 49.9548 | 161.6671 | 0.11232 | 0.20641 | 2.5984 | 3.0319 | 0.38052 | 0.22368 | 0.83572 | 0.1782 | 36.2229 | 0.0028622 | 12.3952 | 312.0115 | 0.024379 | 120.438 | 5.5264 | 0.048873 | 0.59973 | 0.27777 | 4.6236 | 0.092 | 1.7826 | 1.0105 | 1.5235 | 0.018711 | 0.11351 | 0.057536 | 4.3593 | 0.037783 | 0.53115 | 0.20374 | 8.0228 | 0.00045792 | 0.0031516 | 0.0030076 | 5.3812 | 0.018583 | 0.34929 | 0.24369 | 0.29208 | 0.0010723 | 0.020596 | 0.014488 | 1.3493 | 0.0048895 | 0.086425 | 0.053321 | 0.73877 | 0.0038679 | 0.040599 | 0.16577 | 0.53846 | 0.27212 | 1.1157 | 370.6817 | 0.016572 | 2.0077 | 0.011284 | 4.6975 | 3.7009 | 3.0734 | 194.9603 | 0.48185 | 9.6808 | 8.161 | 13.3846 | 107413.4693 | 8.3156 | 332.2339 | 8.5711 | 4.6573 | 2.2593 | 1.7759 | 2.6863 | 1.6291 | 1.7286 | 14.2313 | 3.8307 | 0.66647 | 8.254 | 3.0355 | 249.4642 | 7.8979 | 0.43687 | 19.4578 | 25.3062 | 604.2389 | 69.3636 | 4.3744 | 2.7912 | 7.1465 | 7.9898 | 0.25379 | 1.265 | 4.715 | 7.0087 | 5.6876 | 0.0018877 | 0.0011858 | 0.0043842 | 1.6497 | 8.2728e-05 | 0.0075042 | 6.4835e-05 | 0.019264 | 0.0024955 | 0.0075089 | 12.3411 | 0.00073624 | 0.69 | 0.32995 | 8.1382 | 1.2151 | 0.041109 | 1.3536 | 0.29807 | 0.018714 | 0.0070598 | 0.0074603 | 0.0034411 | 0.0060424 | 0.0063098 | 0.058266 | 0.070717 | 0.0033776 | 0.032488 | 0.011548 | 1.1039 | 0.00040165 | 0.00041389 | 0.10599 | 0.12704 | 2.76 | 0.27433 | 0.022122 | 0.044194 | 0.026489 | 0.035441 | 0.0012464 | 0.0049427 | 0.019261 | 0.026124 | 0.02517 | 0.041808 | 0.01664 | 0.060273 | 16.5243 | 0.0012139 | 0.10107 | 0.000888 | 0.38859 | 0.048052 | 0.16917 | 8.0553 | 0.010992 | 19.9306 | 15.2023 | 503.3173 | 26.7332 | 1.722 | 31.3985 | 14.8025 | 0.93975 | 0.10073 | 0.095632 | 0.050483 | 0.093598 | 0.16369 | 1.9207 | 1.2826 | 0.047163 | 0.87236 | 0.16118 | 20.3855 | 0.0037232 | 0.003135 | 10.6785 | 4.6923 | 148.8218 | 13.6222 | 1.7111 | 0.62558 | 0.42579 | 0.66829 | 0.020236 | 0.090236 | 0.3364 | 1.0591 | 1.0034 | 0.024704 | 0.012057 | 0.015387 | 7.0549 | 0.00085967 | 0.22668 | 0.00059581 | 0.85028 | 0.065809 | 0.13304 | 5.5807 | 0.0080776 | 16.9289 | 8.7759 | 547.0762 | 19.7162 | 1.9253 | 17.3435 | 8.5352 | 0.50592 | 0.13769 | 0.19896 | 0.031908 | 0.10307 | 0.075744 | 1.9205 | 0.58843 | 0.18701 | 0.53038 | 0.21543 | 12.9834 | 0.0030916 | 0.0032102 | 3.6156 | 2.6584 | 56.7882 | 8.421 | 3.27 | 0.25305 | 0.29481 | 0.66747 | 0.013615 | 0.05722 | 0.22595 | 1.1026 | 1.2519 | 451.3137 | 462.8787 | 41.546 | 2.0927 | 4.5057 | 1.5237 | 4.9181 | 3.0016 | 17.3255 | 0.8739 | 0.0025748 | 0.039222 | 0.031008 | 0.21394 | 2.3961 | 0.93765 | 5.5101 | 1.0161 | 0.70567
10 | 0.1384 | 0.025953 | 0.008491 | 1.4349 | 0.99292 | 0.99004 | 0.92327 | 0.06417 | 0.7917 | 0.52561 | 0.70994 | 0.86047 | 0.85694 | 0.22084 | 1718.635 | 491.0157 | 0.95449 | 0.85149 | 0.13065 | 0.33071 | 0.39622 | 0.78117 | 6.7168 | 325.3459 | 0.0099094 | 156.2346 | 102.2315 | 12.5852 | 167.0467 | 13.8546 | 2.0055 | 68.3512 | 17.7234 | 10.2405 | 2825.0848 | 100.136 | 87.0417 | 1653.3406 | 108.7929 | 85.9413 | 234.495 | 213.8103 | 253.1848 | 31.046 | 54.273 | 0.90692 | 0.18271 | 0.098839 | 0.017252 | 0.0018764 | 8.4784e-05 | 31.8755 | 10.0926 | 3.1521 | 0.76687 | 0.69595 | 0.082685 | 2.6119 | 54.8371 | 3.8432 | 0.28346 | 0.87901 | 16.7 | 106.9374 | 27.6576 | 18.0729 | 144.3041 | 8.7698 | 0.037764 | 0.24642 | 0.76148 | 39.5252 | 13.5735 | 572.074 | 125.5133 | 3.8595 | 0.10876 | 0.426 | 0.098025 | 242.134 | 155.6152 | 91.0719 | 68.9704 | 16.3384 | 1299.0801 | 236.4273 | 70.5165 | 86.5824 | 253.816 | 148.5357 | 78.0666 | 74.9997 | 6.7976 | 0.61501 | 0.609 | 0.54079 | 60.1416 | 7.0534 | 2.1888 | 2.2687 | 0.17277 | 7.1295e-05 | 28.751 | 1.0665 | 0.25098 | 0.17381 | 0.18438 | 2.4221 | 0.95829 | 1.1071 | 0.45651 | 92.4724 | 11.9455 | 38.5752 | 8.9679 | 120.5684 | 160.21 | 1982.1489 | 264.2179 | 385.4006 | 182.5374 | 749.9927 | 385.7016 | 101.9371 | 492.7688 | 0.16504 | 0.29635 | 0.06332 | 0.059138 | 0.0081165 | 0.0050431 | 2.1989e-05 | 0.002534 | 37.2634 | 9.7238 | 1.19 | 0.14777 | 2.6804 | 6.2003 | 421.3043 | 93.7289 | 2.9254 | 5.0832 | 157.5858 | 8.5907 | 103.9787 | 41.9595 | 28.9463 | 82.7742 | 775.7508 | 61.4245 | 738.5808 | 9.7448 | 136.6303 | 771.6029 | 162.8827 | 93.6332 | 55.0942 | 71.6925 | 204.748 | 62.0295 | 9.6421 | 157.3683 | 93.0889 | 12.1235 | 50.2562 | 603.288 | 6.2512 | 70.8515 | 59.8637 | 207.884 | 266.8033 | 95.9245 | 54.3146 | 27.4245 | 40.7521 | 0.01028 | 0.0010971 | 0.23927 | 26.698 | 2.8382 | 13.2701 | 2.1371 | 265.5969 | 11.5654 | 4.158 | 0.3942 | 7039.5661 | 752.5453 | 1418.0951 | 1192.685 | 31.4929 | 0.76704 | 25.3236 | 2.5782 | 4657.172 | 1424.7088 | 583.7121 | 83.1812 | 152.6663 | 8.9469 | 146.4171 | 0.0012483 | 35.9736 | 0.151 | 14.2734 | 82.0938 | 4.6526 | 67.4503 | 165.081 | 0.10688 | 0.29187 | 1.6425 | 2.6315 | 0.1751 | 0.26915 | 0.8736 | 0.14654 | 31.5522 | 0.0027058 | 13.0516 | 322.1928 | 0.026608 | 110.27 | 5.5079 | 0.046454 | 0.69133 | 0.2586 | 4.7963 | 0.091433 | 1.8139 | 1.1531 | 1.4797 | 0.018784 | 0.11688 | 0.054135 | 4.4907 | 0.0388 | 0.51805 | 0.22479 | 9.2172 | 0.00041857 | 0.0037838 | 0.0029282 | 5.0471 | 0.021273 | 0.3543 | 0.2366 | 0.27841 | 0.0011663 | 0.018867 | 0.01235 | 1.2381 | 0.0052593 | 0.095275 | 0.057134 | 0.68577 | 0.0039149 | 0.04095 | 0.18545 | 0.54702 | 0.26722 | 0.99291 | 317.3152 | 0.014481 | 1.9343 | 0.01247 | 4.8163 | 6.1258 | 2.2616 | 189.5408 | 0.26124 | 10.752 | 8.5314 | 14.0403 | 114522.9877 | 8.8783 | 302.9026 | 8.288 | 3.9901 | 2.0423 | 2.0519 | 2.9899 | 1.5488 | 1.9419 | 14.1518 | 3.7665 | 0.66168 | 8.0787 | 2.9781 | 288.1641 | 7.6574 | 0.40864 | 19.9061 | 28.4442 | 699.071 | 60.0881 | 4.1404 | 2.8391 | 8.4693 | 7.3254 | 0.27342 | 1.2062 | 5.3924 | 6.4672 | 6.5076 | 0.0020629 | 0.0012917 | 0.0046767 | 1.438 | 8.045e-05 | 0.0075759 | 5.9627e-05 | 0.017626 | 0.0028302 | 0.0082782 | 13.5457 | 0.00077812 | 0.62979 | 0.27994 | 8.8607 | 1.1834 | 0.036917 | 1.1777 | 0.28848 | 0.020438 | 0.0073357 | 0.007081 | 0.0033256 | 0.0055252 | 0.0064827 | 0.063626 | 0.079824 | 0.0039463 | 0.029849 | 0.0098136 | 1.06 | 0.00043261 | 0.00044284 | 0.10721 | 0.11809 | 2.5668 | 0.28159 | 0.020406 | 0.048127 | 0.029038 | 0.032776 | 0.0012215 | 0.0056573 | 0.021833 | 0.023967 | 0.022544 | 0.041046 | 0.016144 | 0.056272 | 16.4513 | 0.0013028 | 0.095082 | 0.00084388 | 0.40206 | 0.047149 | 0.15361 | 7.4156 | 0.011322 | 20.6347 | 13.9387 | 485.506 | 29.7848 | 1.7712 | 29.0489 | 13.7596 | 0.99531 | 0.10675 | 0.095244 | 0.05499 | 0.10364 | 0.15583 | 2.0364 | 1.4805 | 0.048239 | 0.78295 | 0.16203 | 20.6374 | 0.0037362 | 0.0036983 | 9.9157 | 5.0764 | 155.7935 | 15.2599 | 1.6822 | 0.63813 | 0.45222 | 0.5525 | 0.020651 | 0.096266 | 0.37869 | 1.1738 | 1.1402 | 0.02783 | 0.010297 | 0.014853 | 7.6224 | 0.00088121 | 0.20939 | 0.00062361 | 0.90952 | 0.067675 | 0.13214 | 5.3966 | 0.008223 | 14.6529 | 8.5778 | 501.4556 | 18.4047 | 1.8111 | 19.1559 | 8.2564 | 0.50574 | 0.15699 | 0.22309 | 0.029187 | 0.09735 | 0.070573 | 2.0127 | 0.63641 | 0.17642 | 0.45741 | 0.20971 | 11.5833 | 0.0027353 | 0.0031657 | 4.0267 | 3.0626 | 61.4553 | 7.588 | 2.9713 | 0.25941 | 0.27276 | 0.71878 | 0.012742 | 0.053358 | 0.23626 | 1.2075 | 1.2416 | 438.8992 | 399.4278 | 43.9464 | 2.3999 | 3.8274 | 1.4827 | 4.0659 | 3.863 | 16.4697 | 0.96024 | 0.0029351 | 0.042223 | 0.03642 | 0.20566 | 1.9754 | 0.72713 | 5.4073 | 0.77406 | 0.60016
11 | 0.1451 | 0.037255 | 0.010439 | 1.3115 | 0.9958 | 0.99473 | 0.79354 | 0.063136 | 0.83964 | 0.47241 | 0.70001 | 0.71967 | 0.84739 | 0.17452 | 990.7839 | 348.3699 | 0.94529 | 0.8093 | 0.15041 | 0.19884 | 0.12919 | 1.1048 | 3.1586 | 561.5517 | 0.00038397 | 140.1516 | 120.6811 | 14.8839 | 151.2358 | 13.9567 | 1.9567 | 58.3448 | 14.1959 | 14.5948 | 2499.0941 | 81.8558 | 94.4697 | 1681.9289 | 109.9554 | 85.0332 | 259.9036 | 243.7992 | 195.528 | 36.7331 | 56.6492 | 0.92684 | 0.28406 | 0.062186 | 0.019451 | 0.0020455 | 6.533e-05 | 39.1316 | 12.024 | 2.9754 | 0.9306 | 0.69882 | 0.10366 | 2.0656 | 60.9629 | 6.4202 | 0.32784 | 0.76146 | 18.8081 | 107.7824 | 28.5147 | 17.8644 | 145.3788 | 10.3155 | 0.038664 | 0.29038 | 0.80699 | 39.1493 | 16.6099 | 509.3993 | 132.9395 | 2.4842 | 0.091249 | 0.52728 | 0.093088 | 274.8299 | 144.4632 | 80.6262 | 64.1439 | 14.2657 | 1151.0725 | 288.6982 | 66.8324 | 83.0876 | 289.1519 | 177.1079 | 87.9839 | 73.414 | 7.8733 | 0.80642 | 0.91501 | 0.36107 | 65.6908 | 4.9169 | 1.9992 | 2.4286 | 0.17947 | 7.8029e-05 | 30.8021 | 0.98298 | 0.24502 | 0.25656 | 0.13398 | 2.5124 | 0.96128 | 1.0047 | 0.41471 | 101.6973 | 17.39 | 34.9234 | 9.3101 | 131.168 | 125.5956 | 2247.7974 | 249.48 | 376.2174 | 159.7453 | 766.2961 | 364.0219 | 100.6433 | 376.3856 | 0.33882 | 0.3773 | 0.01591 | 0.067871 | 0.0089861 | 0.0064702 | 1.9816e-05 | 0.0026046 | 28.3468 | 13.8494 | 1.0587 | 0.16738 | 1.9829 | 4.8925 | 417.3244 | 91.2256 | 2.6561 | 5.1501 | 125.5608 | 9.6445 | 132.2553 | 44.5886 | 29.8723 | 88.1676 | 732.1972 | 58.9001 | 598.8826 | 9.2887 | 125.6913 | 697.8259 | 165.6395 | 91.2171 | 53.9906 | 75.1995 | 222.318 | 53.2396 | 8.6458 | 175.1816 | 81.2538 | 11.9527 | 45.1851 | 660.0833 | 7.1593 | 66.6542 | 56.1004 | 195.1352 | 303.9345 | 75.1594 | 44.0165 | 28.5147 | 51.3341 | 0.0098145 | 0.0014064 | 0.22204 | 30.8878 | 2.2536 | 9.6446 | 2.8844 | 336.9385 | 9.6767 | 5.1654 | 0.60866 | 6837.8019 | 898.0412 | 1494.8354 | 1502.8689 | 29.3087 | 1.3428 | 22.7387 | 3.0895 | 4568.9093 | 1269.2539 | 605.1638 | 107.6419 | 150.0133 | 9.6322 | 161.7114 | 0.0012809 | 38.6767 | 0.16329 | 11.4464 | 52.612 | 4.7872 | 69.6006 | 206.0339 | 0.10431 | 0.25994 | 2.6071 | 3.7326 | 0.1193 | 0.25151 | 1.0151 | 0.17083 | 35.9904 | 0.0029981 | 14.3852 | 278.5983 | 0.026085 | 131.9358 | 5.7153 | 0.044731 | 0.6045 | 0.26537 | 4.9503 | 0.089689 | 1.8548 | 1.1697 | 1.4183 | 0.019689 | 0.11455 | 0.055792 | 4.5625 | 0.039303 | 0.51393 | 0.21901 | 7.8836 | 0.00042106 | 0.0032115 | 0.0031508 | 5.1387 | 0.019275 | 0.39717 | 0.20404 | 0.24441 | 0.0012171 | 0.019043 | 0.013506 | 1.2922 | 0.0050924 | 0.088151 | 0.051667 | 0.77858 | 0.0032506 | 0.042865 | 0.16215 | 0.51555 | 0.30057 | 1.1846 | 320.1654 | 0.014078 | 1.9936 | 0.012318 | 4.2967 | 5.2852 | 2.5653 | 191.4694 | 0.38566 | 9.9313 | 8.6622 | 14.2537 | 106649.3193 | 8.5974 | 301.1477 | 9.2491 | 4.6193 | 1.8966 | 2.0213 | 2.7471 | 1.6982 | 1.7626 | 14.5895 | 3.9027 | 0.69025 | 8.5709 | 2.5626 | 284.7502 | 9.112 | 0.43621 | 17.2631 | 25.7312 | 698.3527 | 67.6716 | 4.4795 | 2.6531 | 7.6659 | 8.3509 | 0.2753 | 1.2451 | 5.2848 | 7.5004 | 5.8773 | 0.0020895 | 0.0013102 | 0.0044631 | 1.5723 | 9.1047e-05 | 0.0066255 | 5.7268e-05 | 0.020216 | 0.0026823 | 0.008436 | 12.0841 | 0.00067703 | 0.61626 | 0.33094 | 8.4152 | 1.2638 | 0.035784 | 1.3305 | 0.31748 | 0.019482 | 0.0075386 | 0.0071779 | 0.0037297 | 0.0060926 | 0.0070641 | 0.058121 | 0.078924 | 0.0034243 | 0.034424 | 0.0097742 | 1.1249 | 0.0004507 | 0.00040197 | 0.098977 | 0.11671 | 2.9942 | 0.27737 | 0.020555 | 0.044352 | 0.025518 | 0.033882 | 0.0012597 | 0.0053067 | 0.020464 | 0.024566 | 0.027037 | 0.042346 | 0.016999 | 0.055508 | 17.8767 | 0.0013689 | 0.099236 | 0.00076067 | 0.41762 | 0.046317 | 0.1584 | 7.3229 | 0.011414 | 20.195 | 14.4579 | 494.0206 | 28.7138 | 1.6234 | 29.5602 | 15.0872 | 0.97989 | 0.10258 | 0.10381 | 0.059912 | 0.094776 | 0.15778 | 2.0045 | 1.4659 | 0.0438 | 0.88546 | 0.15136 | 19.5577 | 0.003529 | 0.0033921 | 10.2833 | 5.3636 | 145.8774 | 13.9761 | 1.5348 | 0.66013 | 0.38263 | 0.60451 | 0.020334 | 0.093933 | 0.34794 | 0.97234 | 1.1045 | 0.025174 | 0.010282 | 0.01586 | 7.0798 | 0.0008547 | 0.23575 | 0.00059987 | 1.0178 | 0.063472 | 0.11273 | 4.9767 | 0.007832 | 15.5455 | 8.2744 | 494.0842 | 20.1095 | 1.6364 | 18.8314 | 7.6195 | 0.52599 | 0.13628 | 0.23003 | 0.031499 | 0.11657 | 0.085101 | 1.7216 | 0.64399 | 0.18339 | 0.45345 | 0.20079 | 12.8703 | 0.0027686 | 0.0032776 | 3.73 | 2.8394 | 68.7989 | 7.9005 | 2.9545 | 0.2633 | 0.27824 | 0.63935 | 0.014596 | 0.055298 | 0.20243 | 1.2198 | 1.2717 | 385.3185 | 423.2513 | 46.452 | 2.2841 | 3.367 | 1.3586 | 4.2195 | 2.8778 | 14.5046 | 0.9468 | 0.0027473 | 0.041513 | 0.033103 | 0.2536 | 1.9281 | 0.79116 | 4.8103 | 0.807 | 0.58152
12 | 0.16623 | 0.019484 | 0.011036 | 1.3587 | 0.99645 | 0.99818 | 0.66197 | 0.020088 | 0.80424 | 0.56854 | 0.75411 | 0.82111 | 0.7593 | 0.1894 | 1211.3198 | 268.6389 | 0.93897 | 0.86271 | 0.13515 | 0.18359 | 0.19006 | 3.3969 | 3.4624 | 376.8039 | 0.0069279 | 152.9331 | 101.124 | 16.5534 | 156.3199 | 12.6256 | 1.8745 | 59.8154 | 15.476 | 12.8531 | 2925.2038 | 84.9122 | 92.2463 | 1591.387 | 124.885 | 91.5474 | 276.1487 | 257.4212 | 220.8747 | 33.3939 | 48.8924 | 0.7395 | 0.13516 | 0.26593 | 0.018818 | 0.0017464 | 7.4648e-05 | 36.2824 | 12.3895 | 3.5728 | 0.86317 | 0.52058 | 0.09487 | 2.4565 | 66.1765 | 4.0784 | 0.31134 | 0.82816 | 25.3771 | 119.5695 | 33.3769 | 19.3211 | 134.2139 | 8.6521 | 0.035425 | 0.27682 | 0.8467 | 41.1144 | 19.9964 | 864.4104 | 102.2232 | 2.7541 | 0.11346 | 0.57566 | 0.10511 | 321.5557 | 169.0283 | 84.5795 | 61.7539 | 13.69 | 1112.8641 | 275.1749 | 68.8291 | 79.7753 | 234.225 | 153.6475 | 95.2166 | 72.0403 | 8.3657 | 0.78502 | 0.8178 | 0.3335 | 59.8557 | 6.8059 | 1.6275 | 2.0706 | 0.14675 | 6.8219e-05 | 32.567 | 1.0361 | 0.22372 | 0.19649 | 0.16417 | 2.5471 | 0.96837 | 1.1866 | 0.49538 | 102.8595 | 15.8121 | 27.2834 | 8.009 | 157.0692 | 152.5171 | 2072.2475 | 230.54 | 295.5567 | 177.6669 | 817.1609 | 337.3822 | 89.4046 | 456.1975 | 0.25466 | 0.023504 | 0.011573 | 0.069901 | 0.0093456 | 0.0048668 | 2.5852e-05 | 0.0022874 | 31.5475 | 10.8695 | 0.83262 | 0.16159 | 2.078 | 4.6364 | 330.3144 | 62.1759 | 2.9793 | 4.1619 | 133.5563 | 8.355 | 124.3342 | 50.1115 | 34.669 | 89.8862 | 715.0857 | 61.847 | 575.8375 | 10.3476 | 113.5886 | 780.6741 | 143.802 | 97.215 | 52.2606 | 63.4535 | 249.7072 | 59.004 | 9.035 | 200.1516 | 86.5774 | 11.0046 | 52.7594 | 639.415 | 7.2788 | 76.8679 | 60.5056 | 194.259 | 310.9815 | 79.2628 | 49.35 | 31.5258 | 42.8864 | 0.009923 | 0.0012962 | 0.24422 | 39.6071 | 2.6183 | 9.2399 | 2.8431 | 234.2204 | 12.0654 | 4.8876 | 0.48811 | 6981.1962 | 968.1698 | 1183.6435 | 1214.4584 | 35.7918 | 1.2553 | 25.857 | 2.8468 | 5077.6811 | 1610.2496 | 611.5482 | 92.3926 | 158.5177 | 7.9821 | 168.0687 | 0.0015481 | 29.8648 | 0.1877 | 13.5654 | 83.6918 | 5.6385 | 71.7649 | 217.1459 | 0.11937 | 0.26245 | 1.0556 | 2.7015 | 0.26814 | 0.22625 | 1.2789 | 0.17328 | 33.4139 | 0.0025619 | 13.1088 | 319.499 | 0.022075 | 129.6755 | 5.4592 | 0.045531 | 0.64143 | 0.26919 | 4.9872 | 0.094654 | 1.8144 | 1.0356 | 1.4869 | 0.018386 | 0.12044 | 0.053853 | 4.5993 | 0.038988 | 0.57042 | 0.21308 | 8.1966 | 0.00039482 | 0.003297 | 0.0027061 | 5.2647 | 0.020238 | 0.36895 | 0.23986 | 0.25707 | 0.0010982 | 0.019741 | 0.014299 | 1.2767 | 0.0051446 | 0.085969 | 0.058033 | 0.70218 | 0.0037016 | 0.046111 | 0.19275 | 0.5171 | 0.29128 | 0.98465 | 262.5781 | 0.017424 | 1.9658 | 0.012836 | 4.4816 | 4.5681 | 2.4937 | 197.3232 | 0.37141 | 10.3899 | 9.1164 | 14.1049 | 115375.4513 | 8.2212 | 298.0961 | 8.9751 | 4.0545 | 1.9847 | 1.7614 | 3.0413 | 1.6824 | 1.9218 | 13.7411 | 4.4355 | 0.76179 | 8.1446 | 2.7972 | 272.4319 | 9.1703 | 0.47128 | 17.7652 | 26.4469 | 594.4841 | 65.8535 | 4.3486 | 2.5873 | 7.0719 | 7.0951 | 0.24342 | 1.139 | 4.6842 | 7.128 | 6.6975 | 0.0021163 | 0.001179 | 0.0038659 | 1.5006 | 8.342e-05 | 0.0072884 | 5.4688e-05 | 0.01938 | 0.0027116 | 0.0077738 | 11.6037 | 0.00067209 | 0.57955 | 0.28874 | 7.3101 | 1.4201 | 0.037326 | 1.3681 | 0.28729 | 0.020857 | 0.0070803 | 0.007721 | 0.0031765 | 0.0057691 | 0.0062172 | 0.060554 | 0.075744 | 0.0035597 | 0.03323 | 0.011118 | 1.146 | 0.00048114 | 0.00042582 | 0.096196 | 0.13009 | 2.6953 | 0.31503 | 0.021811 | 0.047663 | 0.029736 | 0.034784 | 0.0011791 | 0.0056004 | 0.021123 | 0.025442 | 0.023798 | 0.039835 | 0.017418 | 0.064115 | 19.8504 | 0.0011927 | 0.10711 | 0.000783 | 0.38236 | 0.049567 | 0.15506 | 7.4773 | 0.010711 | 23.2017 | 13.4136 | 488.8803 | 26.2818 | 1.9265 | 27.946 | 14.11 | 0.95056 | 0.10962 | 0.091742 | 0.056469 | 0.098457 | 0.17926 | 1.987 | 1.3525 | 0.042865 | 0.81358 | 0.17901 | 19.3994 | 0.0032631 | 0.0034447 | 10.0445 | 4.7398 | 142.3412 | 13.8161 | 1.8118 | 0.61364 | 0.42326 | 0.62346 | 0.021429 | 0.084725 | 0.34503 | 1.0716 | 1.1567 | 0.025588 | 0.010459 | 0.01559 | 6.3109 | 0.00076606 | 0.21131 | 0.00053205 | 0.91905 | 0.063988 | 0.13446 | 5.1356 | 0.0090188 | 17.3255 | 8.8889 | 539.7891 | 18.9023 | 1.9748 | 18.2664 | 8.193 | 0.56998 | 0.16428 | 0.22739 | 0.027609 | 0.099554 | 0.079921 | 1.9794 | 0.56894 | 0.18408 | 0.46758 | 0.20432 | 11.7675 | 0.0030263 | 0.0027808 | 3.5342 | 3.112 | 60.4789 | 8.2081 | 3.438 | 0.24515 | 0.30329 | 0.71768 | 0.013312 | 0.052765 | 0.20576 | 1.1751 | 1.201 | 391.7262 | 404.2508 | 56.4605 | 2.2243 | 3.3601 | 1.2658 | 4.7348 | 2.6569 | 20.8891 | 0.91005 | 0.0027763 | 0.040138 | 0.032275 | 0.26025 | 2.3903 | 0.6901 | 5.8511 | 0.84955 | 0.65097
13 | 0.16184 | 0.02351 | 0.0079846 | 1.2961 | 0.99119 | 0.99592 | 0.91035 | 0.042997 | 0.8814 | 0.5917 | 0.63723 | 0.75351 | 0.87076 | 0.20908 | 1838.0083 | 402.1807 | 0.94577 | 0.8266 | 0.18926 | 0.1605 | 0.10437 | 1.7496 | 4.0757 | 639.0071 | 0.0086344 | 138.5609 | 116.6109 | 14.3745 | 159.2469 | 13.194 | 1.9877 | 57.6845 | 12.5497 | 11.9966 | 2951.0852 | 78.229 | 80.7941 | 1458.0913 | 99.9066 | 93.262 | 269.7342 | 232.3441 | 215.3674 | 33.8319 | 48.2056 | 0.89049 | 0.083449 | 0.015542 | 0.015009 | 0.0022233 | 7.6658e-05 | 28.1832 | 11.818 | 3.2686 | 0.88511 | 0.62841 | 0.097822 | 2.7722 | 66.9624 | 6.1952 | 0.27274 | 0.91641 | 23.035 | 111.5178 | 37.7067 | 16.2653 | 122.1153 | 7.8403 | 0.032987 | 0.23152 | 0.72692 | 29.2504 | 20.417 | 722.1156 | 141.3467 | 3.5131 | 0.124 | 0.69306 | 0.10344 | 331.8201 | 126.6436 | 99.0303 | 59.0713 | 14.3833 | 1224.5782 | 267.8573 | 107.9195 | 71.1123 | 247.1945 | 137.9533 | 82.3864 | 92.1773 | 7.727 | 0.66841 | 0.71345 | 0.29086 | 62.2359 | 5.8111 | 1.6431 | 2.1902 | 0.18399 | 7.8633e-05 | 26.4918 | 1.1936 | 0.23918 | 0.18387 | 0.18942 | 2.9231 | 0.96629 | 0.95919 | 0.38499 | 68.2658 | 13.9903 | 28.9012 | 10.3148 | 151.0199 | 145.6338 | 1884.1933 | 225.7443 | 311.5091 | 194.741 | 875.2825 | 330.4521 | 76.1622 | 405.7331 | 0.29855 | 0.16797 | 0.20524 | 0.080282 | 0.010236 | 0.0067979 | 1.9608e-05 | 0.0024982 | 39.4467 | 10.3221 | 1.0038 | 0.14605 | 1.9325 | 4.1745 | 300.9745 | 83.4669 | 3.8926 | 4.7024 | 127.8493 | 9.3021 | 133.2567 | 43.6215 | 36.0954 | 91.3647 | 617.9526 | 68.9521 | 707.9121 | 10.7274 | 127.3189 | 712.632 | 131.6407 | 82.7838 | 53.3019 | 60.6704 | 210.2345 | 62.9981 | 9.7437 | 180.5925 | 76.7757 | 9.5945 | 51.7565 | 513.6469 | 7.0417 | 81.3875 | 58.0189 | 192.0271 | 314.3725 | 84.5459 | 45.5145 | 36.0402 | 43.5339 | 0.009487 | 0.00098452 | 0.27446 | 28.0228 | 1.9581 | 14.0956 | 2.4098 | 319.8453 | 11.8123 | 4.5641 | 0.48089 | 6203.6478 | 844.6284 | 1385.3675 | 1493.9129 | 31.6514 | 0.95857 | 24.304 | 2.7876 | 5430.0835 | 1214.1029 | 493.7211 | 91.2453 | 132.7109 | 8.1087 | 193.4091 | 0.001161 | 32.5312 | 0.17065 | 12.473 | 79.7723 | 3.9653 | 93.9248 | 197.1216 | 0.10815 | 0.22097 | 2.4085 | 2.8819 | 0.25234 | 0.26373 | 1.1352 | 0.15859 | 35.3139 | 0.0030268 | 12.6937 | 301.6675 | 0.023998 | 124.7934 | 5.3039 | 0.043515 | 0.67688 | 0.25004 | 4.7254 | 0.093334 | 1.7568 | 1.0505 | 1.5386 | 0.018251 | 0.12425 | 0.052885 | 4.4394 | 0.041317 | 0.53845 | 0.21432 | 8.6791 | 0.00046417 | 0.0037437 | 0.0030865 | 4.6637 | 0.021 | 0.37625 | 0.20942 | 0.28602 | 0.001149 | 0.019494 | 0.013037 | 1.2019 | 0.0057755 | 0.092128 | 0.054175 | 0.6677 | 0.0037941 | 0.047939 | 0.17796 | 0.54493 | 0.27767 | 1.1121 | 363.1521 | 0.016872 | 1.9507 | 0.01204 | 5.028 | 4.2749 | 3.0449 | 189.0067 | 0.51306 | 10.9168 | 8.0678 | 14.6312 | 121195.8928 | 9.2434 | 355.0867 | 8.4513 | 4.7874 | 1.8809 | 1.8678 | 2.6137 | 1.5874 | 1.8201 | 13.3558 | 4.4018 | 0.7137 | 7.4052 | 2.674 | 251.9191 | 7.5959 | 0.41313 | 18.8081 | 27.1594 | 663.6936 | 63.757 | 4.5225 | 2.7673 | 8.017 | 7.6057 | 0.2853 | 1.1853 | 5.0715 | 6.7605 | 6.3281 | 0.0021806 | 0.0012539 | 0.004022 | 1.3828 | 8.7415e-05 | 0.0073732 | 6.0692e-05 | 0.018906 | 0.0025911 | 0.0081954 | 11.849 | 0.00072128 | 0.59317 | 0.28305 | 7.3721 | 1.2704 | 0.040195 | 1.1666 | 0.27772 | 0.020997 | 0.0077591 | 0.0067878 | 0.0037803 | 0.0063763 | 0.0072345 | 0.053755 | 0.072254 | 0.0033536 | 0.031446 | 0.010842 | 1.1696 | 0.00041492 | 0.00046837 | 0.10174 | 0.12074 | 2.9177 | 0.32367 | 0.022997 | 0.050482 | 0.025201 | 0.037652 | 0.0010973 | 0.0056888 | 0.019576 | 0.026489 | 0.026183 | 0.042859 | 0.016463 | 0.057635 | 19.3305 | 0.0013445 | 0.10975 | 0.00083438 | 0.39284 | 0.051261 | 0.14538 | 6.8966 | 0.01184 | 19.6414 | 14.8779 | 512.3856 | 29.2606 | 1.8862 | 26.8223 | 14.7047 | 0.92104 | 0.11636 | 0.093405 | 0.056997 | 0.090963 | 0.17323 | 1.9543 | 1.3944 | 0.042926 | 0.86469 | 0.15667 | 19.6842 | 0.0033936 | 0.0036865 | 10.2363 | 5.2307 | 165.9391 | 14.403 | 1.5956 | 0.67006 | 0.4587 | 0.65013 | 0.019472 | 0.10216 | 0.39408 | 1.0092 | 1.0678 | 0.029807 | 0.010813 | 0.016362 | 6.6856 | 0.00080634 | 0.22357 | 0.00055371 | 0.87231 | 0.068843 | 0.1225 | 5.0687 | 0.0089234 | 16.7395 | 7.512 | 555.5705 | 17.787 | 1.9518 | 18.9425 | 8.3634 | 0.55326 | 0.16475 | 0.21506 | 0.02717 | 0.10484 | 0.071628 | 1.7341 | 0.56103 | 0.16344 | 0.52665 | 0.21787 | 11.3253 | 0.0032109 | 0.0030957 | 3.6922 | 2.6194 | 65.843 | 8.3812 | 3.156 | 0.25447 | 0.32893 | 0.70952 | 0.01234 | 0.053909 | 0.24213 | 1.1322 | 1.1832 | 401.1477 | 469.8736 | 67.2935 | 2.1382 | 4.3429 | 1.1242 | 4.4273 | 4.2724 | 21.6512 | 0.93944 | 0.0024909 | 0.040587 | 0.033806 | 0.23796 | 2.5427 | 0.70121 | 4.5485 | 0.82749 | 0.59402
14 | 0.17541 | 0.041828 | 0.021724 | 1.1264 | 0.99977 | 0.99919 | 0.7809 | 0.048379 | 0.89519 | 0.68983 | 0.60729 | 0.85479 | 0.89584 | 0.18087 | 1056.6113 | 311.1585 | 0.951 | 0.82145 | 0.16517 | 0.32932 | 0.4279 | 0.41881 | 3.326 | 511.8726 | 0.0090328 | 154.7024 | 124.4116 | 15.3993 | 124.7886 | 12.3256 | 2.2199 | 66.9466 | 17.3407 | 12.3296 | 2729.719 | 87.6376 | 98.7387 | 1784.9687 | 102.3507 | 82.882 | 248.4534 | 265.5246 | 204.6011 | 37.7697 | 53.6925 | 0.86275 | 0.36454 | 0.29726 | 0.018162 | 0.0021232 | 7.0971e-05 | 30.4721 | 12.7234 | 3.3547 | 1.0295 | 0.56882 | 0.093649 | 2.0604 | 56.8547 | 10.2876 | 0.34317 | 0.79106 | 21.323 | 78.5107 | 32.4266 | 16.9088 | 132.4093 | 9.9821 | 0.036523 | 0.27424 | 0.68286 | 35.8417 | 14.6858 | 631.929 | 89.9468 | 3.6153 | 0.071601 | 0.55846 | 0.11291 | 224.1992 | 147.994 | 100.7141 | 62.543 | 17.8157 | 1042.3823 | 258.7883 | 87.3081 | 69.7585 | 285.262 | 167.846 | 87.5606 | 93.1604 | 8.5721 | 0.39747 | 0.62719 | 0.47243 | 53.3806 | 7.1392 | 2.0066 | 2.5378 | 0.16244 | 7.5296e-05 | 32.1569 | 1.2215 | 0.23466 | 0.26728 | 0.13179 | 2.6122 | 0.95732 | 1.2649 | 0.39164 | 88.3856 | 12.9055 | 37.6549 | 9.0416 | 156.7568 | 133.6717 | 2105.1185 | 222.9865 | 361.0465 | 178.3159 | 690.5573 | 349.9261 | 88.1529 | 392.6081 | 0.41367 | 0.19325 | 0.19414 | 0.062941 | 0.0086939 | 0.0071137 | 2.6974e-05 | 0.0022483 | 36.6369 | 9.8689 | 0.84925 | 0.18462 | 2.2413 | 5.435 | 349.5785 | 60.5267 | 3.2269 | 6.1467 | 143.1882 | 8.2236 | 121.7086 | 52.2258 | 31.0193 | 89.1506 | 648.4645 | 65.2853 | 700.2987 | 8.832 | 127.9158 | 639.2288 | 142.2229 | 89.6542 | 62.5122 | 62.41 | 194.9844 | 48.8842 | 8.9309 | 194.1742 | 88.6505 | 11.7342 | 46.1 | 584.3783 | 6.3154 | 74.242 | 68.6375 | 204.4981 | 250.2154 | 77.5602 | 56.2003 | 32.6579 | 47.3962 | 0.011248 | 0.0012713 | 0.3143 | 35.35 | 2.7555 | 13.1369 | 3.3583 | 290.8068 | 11.4272 | 5.6452 | 0.53577 | 6412.0619 | 737.5767 | 1331.3665 | 1393.5896 | 34.8572 | 1.2238 | 27.1844 | 2.8247 | 4798.3263 | 1800.9534 | 559.2403 | 102.3982 | 121.6886 | 10.2103 | 158.9993 | 0.0015178 | 31.1743 | 0.17541 | 14.4361 | 92.0765 | 4.2243 | 78.5263 | 172.8278 | 0.11642 | 0.19825 | 1.1402 | 3.1294 | 0.31591 | 0.21362 | 1.1841 | 0.18293 | 33.862 | 0.0029711 | 13.7246 | 269.9643 | 0.024533 | 128.2735 | 5.433 | 0.045809 | 0.63265 | 0.27219 | 4.4702 | 0.092957 | 1.8434 | 1.0047 | 1.5107 | 0.01914 | 0.11861 | 0.051942 | 4.3774 | 0.040279 | 0.52753 | 0.21751 | 8.4815 | 0.00046798 | 0.0034521 | 0.0028586 | 4.8575 | 0.019697 | 0.39825 | 0.21312 | 0.25421 | 0.0011846 | 0.021477 | 0.013717 | 1.2593 | 0.0055471 | 0.090382 | 0.054899 | 0.74465 | 0.0037835 | 0.04699 | 0.18273 | 0.54205 | 0.29442 | 1.1322 | 252.9201 | 0.012885 | 1.9574 | 0.01119 | 3.1163 | 5.4191 | 2.8766 | 207.7276 | 0.13016 | 10.7781 | 8.4661 | 15.1529 | 112918.4442 | 9.2913 | 324.9708 | 9.3665 | 4.2223 | 2.2369 | 2.0821 | 3.0643 | 1.4585 | 1.9718 | 12.7397 | 3.7248 | 0.67644 | 7.6682 | 3.006 | 256.753 | 8.2131 | 0.46029 | 17.9814 | 25.4694 | 585.7051 | 63.9747 | 4.6373 | 3.0738 | 8.5449 | 8.0833 | 0.26422 | 1.1234 | 5.1393 | 7.6369 | 6.2404 | 0.0019771 | 0.001229 | 0.0039883 | 1.4525 | 8.6246e-05 | 0.0069173 | 6.3497e-05 | 0.017103 | 0.0026156 | 0.0087187 | 12.4618 | 0.00071974 | 0.6021 | 0.27726 | 8.0024 | 1.2929 | 0.038367 | 1.3821 | 0.32195 | 0.018062 | 0.0083189 | 0.006549 | 0.0033551 | 0.0063289 | 0.0075499 | 0.054893 | 0.077557 | 0.0034577 | 0.035012 | 0.011366 | 1.1514 | 0.00042256 | 0.00045204 | 0.10431 | 0.1245 | 2.7136 | 0.28819 | 0.02269 | 0.047091 | 0.030064 | 0.038792 | 0.0010685 | 0.0050845 | 0.018992 | 0.025613 | 0.026741 | 0.038497 | 0.015936 | 0.057807 | 18.1047 | 0.0013351 | 0.097824 | 0.00078832 | 0.44426 | 0.051943 | 0.14662 | 7.8032 | 0.010435 | 20.3798 | 12.9243 | 526.3739 | 31.2085 | 1.6316 | 30.6029 | 14.2319 | 0.85496 | 0.10041 | 0.11008 | 0.051628 | 0.093074 | 0.18016 | 1.7362 | 1.4042 | 0.042112 | 0.78978 | 0.17734 | 18.8419 | 0.0032046 | 0.0032364 | 10.5587 | 4.7954 | 163.4461 | 14.1538 | 1.7958 | 0.5748 | 0.43278 | 0.58701 | 0.022717 | 0.091919 | 0.38958 | 1.0035 | 1.1203 | 0.028735 | 0.010014 | 0.014335 | 6.46 | 0.00089816 | 0.2299 | 0.00062086 | 0.89484 | 0.062881 | 0.11833 | 5.4433 | 0.0089588 | 16.2267 | 8.1677 | 582.1664 | 20.6041 | 1.6855 | 18.0739 | 8.4614 | 0.56619 | 0.14964 | 0.21268 | 0.029609 | 0.10039 | 0.081567 | 1.7807 | 0.61762 | 0.18092 | 0.4723 | 0.21381 | 13.1416 | 0.002868 | 0.0032392 | 3.9347 | 2.8936 | 59.7304 | 8.9514 | 2.8333 | 0.2369 | 0.28934 | 0.61003 | 0.013944 | 0.050706 | 0.22826 | 1.2997 | 1.258 | 427.3957 | 474.9993 | 49.3619 | 1.9491 | 3.0301 | 1.4035 | 3.6172 | 4.3389 | 10.6775 | 0.90615 | 0.0026375 | 0.040857 | 0.03601 | 0.26889 | 2.2282 | 0.76462 | 5.6225 | 0.91854 | 0.77873
15 | 0.14349 | 0.01321 | 0.018128 | 1.2253 | 0.99024 | 0.99503 | 0.83172 | 0.076671 | 0.8619 | 0.73049 | 0.78905 | 0.76718 | 0.80048 | 0.16368 | 1618.0237 | 337.9219 | 0.94957 | 0.84895 | 0.18442 | 0.29367 | 0.24322 | 2.3575 | 4.2231 | 693.911 | 0.0045411 | 158.4715 | 119.099 | 17.0684 | 161.6775 | 14.5295 | 2.1559 | 48.5741 | 11.5718 | 11.2803 | 2488.8965 | 86.4217 | 92.0705 | 1844.7052 | 107.0083 | 81.8028 | 254.0684 | 245.7662 | 200.5219 | 32.1518 | 47.3143 | 0.78301 | 0.21593 | 0.15172 | 0.018945 | 0.0020832 | 8.8806e-05 | 27.6439 | 11.3989 | 2.5491 | 0.71743 | 0.64436 | 0.098749 | 2.6412 | 68.6101 | 11.9681 | 0.32003 | 0.79954 | 20.1783 | 97.8616 | 26.7095 | 16.4415 | 119.5624 | 9.9394 | 0.034125 | 0.3085 | 0.78809 | 25.6595 | 13.0296 | 705.2938 | 95.4237 | 2.8321 | 0.096341 | 0.47262 | 0.08958 | 313.0088 | 132.8802 | 87.8656 | 55.6744 | 15.8352 | 1130.8092 | 221.3206 | 96.852 | 89.8454 | 264.1224 | 158.9645 | 93.5782 | 81.8562 | 8.6888 | 0.69246 | 0.54773 | 0.46859 | 62.5149 | 5.141 | 2.3059 | 2.4673 | 0.18725 | 6.4259e-05 | 39.1065 | 0.85892 | 0.22458 | 0.22555 | 0.12338 | 3.1674 | 0.95586 | 1.2974 | 0.56355 | 71.5233 | 16.6197 | 31.0953 | 8.8378 | 124.8845 | 184.8414 | 2290.4308 | 212.3751 | 415.9252 | 175.2481 | 695.7612 | 325.0997 | 93.6115 | 425.7897 | 0.37603 | 0.31871 | 0.11849 | 0.078079 | 0.0073852 | 0.0066908 | 2.6847e-05 | 0.0024624 | 35.1697 | 10.2119 | 0.96494 | 0.20204 | 2.0568 | 4.686 | 324.9228 | 89.2425 | 4.1128 | 4.9439 | 119.5187 | 9.2461 | 128.5449 | 43.0803 | 34.2602 | 103.1402 | 588.3926 | 64.392 | 554.905 | 9.3575 | 121.4724 | 736.5015 | 154.0427 | 96.168 | 48.0578 | 76.9742 | 216.3254 | 57.0123 | 8.0834 | 170.1454 | 93.8733 | 9.5059 | 42.2879 | 615.5615 | 5.8365 | 72.7458 | 64.7022 | 161.5891 | 303.1219 | 92.288 | 46.9496 | 31.1124 | 49.8006 | 0.0086775 | 0.001077 | 0.26197 | 37.5149 | 2.8245 | 12.6362 | 2.6426 | 239.1979 | 8.441 | 5.9839 | 0.38322 | 7292.8008 | 943.492 | 1575.1223 | 1450.8674 | 27.5307 | 1.2061 | 26.5912 | 2.9925 | 5551.5685 | 1799.5188 | 621.5646 | 87.2062 | 155.3777 | 9.8836 | 149.4444 | 0.0011752 | 36.4748 | 0.14525 | 12.0732 | 67.2752 | 3.5995 | 86.2822 | 190.4375 | 0.12425 | 0.21046 | 1.42 | 3.5781 | 0.14682 | 0.26053 | 1.3199 | 0.14232 | 31.042 | 0.0025746 | 14.5059 | 282.5065 | 0.023371 | 130.3564 | 5.814 | 0.046109 | 0.58551 | 0.25689 | 4.7713 | 0.090609 | 1.6218 | 1.1045 | 1.503 | 0.018884 | 0.11601 | 0.053215 | 4.4576 | 0.039962 | 0.48931 | 0.21555 | 8.7546 | 0.00041094 | 0.0036484 | 0.0030261 | 5.5116 | 0.021476 | 0.36279 | 0.20858 | 0.27164 | 0.0012671 | 0.020811 | 0.012649 | 1.1592 | 0.0056939 | 0.094033 | 0.050655 | 0.72628 | 0.0033297 | 0.045852 | 0.18936 | 0.53008 | 0.25091 | 1.1611 | 248.5831 | 0.013571 | 1.9886 | 0.012966 | 5.1789 | 4.4106 | 2.1987 | 203.6797 | 0.44987 | 9.5126 | 9.2992 | 13.85 | 104617.8116 | 8.8003 | 344.7494 | 8.6399 | 4.1214 | 2.0734 | 1.8934 | 2.8841 | 1.7527 | 1.8518 | 14.0649 | 4.0636 | 0.70455 | 8.7618 | 2.8904 | 260.5731 | 8.8838 | 0.47379 | 18.6306 | 29.3981 | 621.1162 | 65.7083 | 4.2512 | 3.0159 | 8.2113 | 8.1722 | 0.26762 | 1.3368 | 5.4502 | 6.5428 | 6.1189 | 0.0021931 | 0.0011359 | 0.0045308 | 1.4573 | 9.7507e-05 | 0.0066609 | 5.8027e-05 | 0.018299 | 0.002671 | 0.0080242 | 13.0782 | 0.00076437 | 0.62574 | 0.30616 | 8.4234 | 1.2535 | 0.040437 | 1.3041 | 0.28153 | 0.018499 | 0.0076319 | 0.0064341 | 0.0035669 | 0.005836 | 0.0065359 | 0.062667 | 0.073432 | 0.003767 | 0.031688 | 0.011425 | 1.2171 | 0.00043504 | 0.0004197 | 0.097652 | 0.11286 | 2.5814 | 0.33189 | 0.021587 | 0.045818 | 0.027722 | 0.033757 | 0.001227 | 0.0052208 | 0.021642 | 0.023684 | 0.022808 | 0.040633 | 0.018701 | 0.062872 | 17.4649 | 0.0012217 | 0.099855 | 0.00092559 | 0.43102 | 0.050685 | 0.16328 | 7.0195 | 0.011932 | 21.799 | 14.2144 | 458.9502 | 29.6347 | 1.6819 | 26.4259 | 12.8284 | 0.88994 | 0.1188 | 0.10095 | 0.058139 | 0.099556 | 0.16056 | 1.9002 | 1.3705 | 0.040223 | 0.77583 | 0.15493 | 19.1728 | 0.003424 | 0.0034852 | 9.2264 | 5.1968 | 139.5065 | 13.2294 | 1.8721 | 0.66336 | 0.39352 | 0.61146 | 0.022333 | 0.10116 | 0.33189 | 1.1649 | 1.0208 | 0.025839 | 0.011607 | 0.013891 | 6.5336 | 0.0007878 | 0.22273 | 0.00053728 | 0.98558 | 0.061123 | 0.13717 | 5.8775 | 0.0082473 | 17.7489 | 7.8989 | 491.7024 | 18.7445 | 1.8253 | 19.5717 | 9.045 | 0.53885 | 0.14617 | 0.21879 | 0.032849 | 0.11518 | 0.074906 | 2.0344 | 0.5666 | 0.19453 | 0.45018 | 0.1909 | 11.8555 | 0.0027093 | 0.0027332 | 3.8078 | 2.6937 | 60.8485 | 8.5616 | 2.9274 | 0.2498 | 0.29879 | 0.70434 | 0.012151 | 0.049464 | 0.24552 | 1.0792 | 1.3109 | 420.7403 | 524.4543 | 51.3404 | 2.3165 | 3.9289 | 1.3887 | 4.543 | 4.1827 | 17.7868 | 1.0273 | 0.0028656 | 0.038354 | 0.034197 | 0.1954 | 1.8938 | 0.78313 | 5.2331 | 0.7325 | 0.68198
16 | 0.1391 | 0.029645 | 0.0097768 | 1.3761 | 0.99393 | 0.99863 | 0.89709 | 0.080906 | 0.88642 | 0.51127 | 0.65562 | 0.72687 | 0.88033 | 0.16503 | 1352.4507 | 296.7102 | 0.94319 | 0.83779 | 0.20875 | 0.23864 | 0.37345 | 2.4009 | 2.5536 | 467.9611 | 0.0034494 | 171.0064 | 128.1176 | 14.6902 | 152.7651 | 15.3027 | 2.388 | 63.0786 | 14.5045 | 12.1114 | 3034.4769 | 96.2657 | 95.2653 | 1605.5306 | 123.7137 | 99.4751 | 252.9384 | 284.8157 | 263.1894 | 35.7474 | 53.0945 | 0.90374 | 0.023746 | 0.38291 | 0.013677 | 0.0019305 | 7.0381e-05 | 37.4732 | 11.692 | 2.7819 | 0.98327 | 0.49523 | 0.085024 | 2.52 | 48.5675 | 8.7442 | 0.31313 | 0.89035 | 24.8116 | 115.0275 | 39.5335 | 20.2284 | 140.9507 | 10.1171 | 0.032087 | 0.28095 | 0.88067 | 34.2793 | 17.9654 | 812.3677 | 133.9051 | 3.2204 | 0.11571 | 0.44774 | 0.10953 | 239.8086 | 165.8057 | 87.1246 | 66.566 | 18.0401 | 1372.1613 | 246.2684 | 88.7459 | 75.9773 | 268.7257 | 160.8405 | 92.6776 | 70.5577 | 8.7981 | 0.51901 | 0.58723 | 0.42851 | 50.344 | 6.0424 | 1.8855 | 2.8419 | 0.15583 | 8.0023e-05 | 27.3319 | 1.0821 | 0.26248 | 0.23311 | 0.16865 | 3.486 | 0.96347 | 1.0381 | 0.53533 | 108.9378 | 17.907 | 30.0371 | 9.7876 | 144.7301 | 207.3354 | 2202.1012 | 216.7254 | 292.1638 | 162.2556 | 722.2219 | 403.6442 | 83.3997 | 454.8517 | 0.099122 | 0.084609 | 0.076404 | 0.060655 | 0.0083419 | 0.0060072 | 2.3106e-05 | 0.0020098 | 38.5532 | 12.03 | 1.0953 | 0.15886 | 2.2786 | 5.83 | 305.9023 | 63.7818 | 3.3132 | 4.5673 | 136.722 | 10.3241 | 122.9208 | 40.6113 | 32.6233 | 100.8235 | 634.0516 | 58.6636 | 589.8401 | 9.1712 | 137.5326 | 671.8763 | 134.5586 | 104.4531 | 49.648 | 69.989 | 229.5391 | 51.3344 | 10.1502 | 187.6356 | 90.4405 | 10.3611 | 42.089 | 524.8757 | 6.7685 | 65.2835 | 69.1183 | 200.7454 | 264.2521 | 83.1978 | 50.4461 | 35.6418 | 47.3479 | 0.0108 | 0.0010181 | 0.32029 | 38.3377 | 2.2612 | 12.2397 | 2.951 | 261.2772 | 10.2653 | 6.0048 | 0.40423 | 5691.7032 | 810.8806 | 1364.2254 | 1137.6666 | 34.3386 | 1.1173 | 24.8443 | 3.155 | 5769.5386 | 1148.8499 | 592.4703 | 99.3689 | 145.7641 | 8.3841 | 175.6925 | 0.0015524 | 28.8561 | 0.18422 | 13.7176 | 89.3322 | 4.9935 | 83.1158 | 231.664 | 0.10561 | 0.27488 | 2.3255 | 2.1676 | 0.10568 | 0.2054 | 1.2085 | 0.1312 | 34.3985 | 0.0025341 | 14.8912 | 300.4253 | 0.02359 | 108.662 | 5.3579 | 0.047571 | 0.65136 | 0.24423 | 5.169 | 0.099218 | 1.7031 | 1.0672 | 1.6356 | 0.018429 | 0.115 | 0.052449 | 4.752 | 0.037176 | 0.50377 | 0.21662 | 8.2306 | 0.00048125 | 0.0036955 | 0.0030743 | 5.3265 | 0.020458 | 0.33874 | 0.2335 | 0.29045 | 0.001172 | 0.022574 | 0.012968 | 1.2171 | 0.0053459 | 0.08501 | 0.053485 | 0.65852 | 0.0033694 | 0.048545 | 0.16388 | 0.51003 | 0.30249 | 1.0367 | 309.6469 | 0.014115 | 1.9702 | 0.011683 | 3.5255 | 4.5407 | 2.1809 | 202.5599 | 0.1749 | 10.156 | 8.3676 | 14.9516 | 112513.7579 | 8.1532 | 338.6135 | 8.6773 | 4.5129 | 2.1815 | 2.0067 | 2.7229 | 1.5066 | 1.7076 | 14.6749 | 3.6697 | 0.76818 | 7.9362 | 2.8269 | 253.8729 | 8.6017 | 0.48037 | 19.1095 | 27.5149 | 684.924 | 70.4152 | 4.2963 | 2.9457 | 8.2739 | 7.4956 | 0.28197 | 1.2196 | 5.687 | 7.103 | 6.1648 | 0.0021342 | 0.0013752 | 0.0043004 | 1.4805 | 9.7086e-05 | 0.0068222 | 6.3936e-05 | 0.019801 | 0.002575 | 0.0076241 | 12.1674 | 0.00070733 | 0.67463 | 0.31738 | 8.6482 | 1.219 | 0.035002 | 1.4217 | 0.29651 | 0.01831 | 0.0072347 | 0.0069311 | 0.0032928 | 0.0062069 | 0.0069899 | 0.056752 | 0.067383 | 0.0034898 | 0.033929 | 0.010258 | 1.1281 | 0.00042885 | 0.00045551 | 0.10838 | 0.10919 | 3.0242 | 0.28477 | 0.021318 | 0.049539 | 0.028932 | 0.034179 | 0.0010815 | 0.0049315 | 0.019543 | 0.025127 | 0.02642 | 0.036475 | 0.018468 | 0.059526 | 18.0362 | 0.0012746 | 0.10307 | 0.00088364 | 0.3939 | 0.046933 | 0.1651 | 6.7059 | 0.012143 | 22.8415 | 15.566 | 470.3431 | 26.0752 | 1.7656 | 30.3782 | 14.4331 | 0.92836 | 0.10753 | 0.1034 | 0.054449 | 0.1015 | 0.15304 | 1.8642 | 1.3012 | 0.040769 | 0.90213 | 0.17389 | 19.0282 | 0.0034726 | 0.0037622 | 10.5748 | 5.1278 | 143.6924 | 12.9811 | 1.7833 | 0.69537 | 0.43886 | 0.56448 | 0.019914 | 0.09782 | 0.36827 | 1.1501 | 1.1774 | 0.028179 | 0.010123 | 0.014626 | 7.4064 | 0.00077892 | 0.22826 | 0.00061583 | 0.94057 | 0.060016 | 0.12107 | 5.1896 | 0.0083686 | 15.1238 | 7.5844 | 575.4789 | 19.2315 | 1.6932 | 18.4255 | 8.7183 | 0.51589 | 0.14463 | 0.23613 | 0.030419 | 0.11122 | 0.078506 | 1.8742 | 0.60212 | 0.16943 | 0.54152 | 0.19452 | 11.9102 | 0.0031653 | 0.0030569 | 3.5088 | 2.9434 | 63.0324 | 7.7483 | 3.3063 | 0.28374 | 0.32202 | 0.62714 | 0.013121 | 0.04824 | 0.23537 | 1.0901 | 1.2123 | 442.7953 | 440.5523 | 64.2537 | 2.6407 | 2.8729 | 1.6635 | 4.6811 | 2.9745 | 11.8759 | 0.86625 | 0.0029719 | 0.046084 | 0.032669 | 0.24132 | 2.2694 | 0.96304 | 4.8975 | 1.0386 | 0.55421
17 | 0.13534 | 0.025257 | 0.015289 | 1.1511 | 0.99872 | 0.99165 | 0.86957 | 0.073669 | 0.87932 | 0.50082 | 0.76972 | 0.89372 | 0.75032 | 0.22449 | 2365.7763 | 284.4693 | 0.94887 | 0.78455 | 0.12387 | 0.23024 | 0.34068 | 1.2514 | 2.2748 | 409.3276 | 0.0026565 | 142.9547 | 113.1188 | 13.7508 | 154.4779 | 15.5862 | 1.9166 | 52.3135 | 15.1822 | 11.0377 | 2815.1847 | 95.6318 | 105.9342 | 1875.4975 | 132.6843 | 90.1742 | 298.0482 | 269.5505 | 249.2166 | 28.1358 | 45.7154 | 0.81734 | 0.17547 | 0.05496 | 0.014773 | 0.0018368 | 7.3225e-05 | 33.5642 | 11.2003 | 2.5802 | 0.74481 | 0.71748 | 0.11095 | 2.1821 | 71.1314 | 2.5839 | 0.35103 | 0.84439 | 26.2699 | 83.4365 | 32.9193 | 20.6851 | 149.5566 | 9.4072 | 0.039219 | 0.24283 | 0.83609 | 32.8087 | 20.9147 | 770.0429 | 83.5032 | 3.054 | 0.097891 | 0.63878 | 0.10082 | 262.949 | 162.3557 | 94.1837 | 56.6457 | 17.3159 | 1055.8387 | 251.9848 | 104.6493 | 88.5652 | 240.1131 | 171.0151 | 81.9918 | 77.4712 | 6.8884 | 0.77469 | 0.85257 | 0.37976 | 67.4025 | 5.6338 | 1.8161 | 2.7778 | 0.17542 | 7.3212e-05 | 30.4033 | 1.1381 | 0.23805 | 0.21081 | 0.16088 | 2.945 | 0.95087 | 1.3426 | 0.52213 | 84.8803 | 12.3786 | 31.679 | 8.1377 | 128.4839 | 128.4346 | 1875.5846 | 236.6819 | 401.3031 | 203.1438 | 802.5284 | 318.8191 | 91.7726 | 365.3249 | 0.064845 | 0.12575 | 0.049529 | 0.075569 | 0.0098677 | 0.0057828 | 2.8738e-05 | 0.0018121 | 33.4844 | 10.7317 | 1.1085 | 0.19593 | 2.8297 | 5.9202 | 317.7094 | 74.0644 | 2.5688 | 4.3423 | 152.6331 | 10.0928 | 115.727 | 44.2542 | 36.8229 | 82.87 | 772.8845 | 66.7798 | 648.3189 | 9.512 | 118.1754 | 663.4555 | 147.5816 | 107.4984 | 58.838 | 66.874 | 246.4077 | 48.1194 | 8.0611 | 183.7568 | 82.5627 | 11.6292 | 48.8734 | 580.958 | 6.5832 | 68.929 | 69.7383 | 161.143 | 282.3939 | 76.4244 | 43.4401 | 36.6835 | 45.7642 | 0.011128 | 0.0012162 | 0.30213 | 27.3249 | 2.0164 | 12.5335 | 2.4903 | 228.6002 | 7.6634 | 5.6174 | 0.57187 | 6629.7153 | 734.9546 | 1321.5391 | 1401.7962 | 29.8055 | 0.92288 | 25.0002 | 2.5252 | 4996.1614 | 1646.7502 | 475.704 | 95.6977 | 118.319 | 9.3828 | 170.579 | 0.0014821 | 39.1184 | 0.17339 | 14.0307 | 86.0046 | 5.9548 | 76.885 | 219.8097 | 0.12696 | 0.24495 | 2.022 | 2.0901 | 0.13698 | 0.24157 | 0.90596 | 0.16389 | 36.431 | 0.0026105 | 13.4507 | 305.3709 | 0.022919 | 112.1913 | 5.5956 | 0.046293 | 0.64675 | 0.26109 | 4.665 | 0.093877 | 1.7234 | 1.0981 | 1.4961 | 0.019177 | 0.10867 | 0.0554 | 4.7217 | 0.036551 | 0.52484 | 0.20879 | 8.3843 | 0.00043037 | 0.0031146 | 0.0027581 | 5.4447 | 0.021833 | 0.34138 | 0.21604 | 0.24732 | 0.0011114 | 0.021213 | 0.014107 | 1.1447 | 0.0052132 | 0.091277 | 0.048094 | 0.69366 | 0.0035047 | 0.043142 | 0.18047 | 0.52426 | 0.25796 | 1.0145 | 272.2949 | 0.017131 | 2.0038 | 0.012728 | 5.452 | 4.1567 | 2.9788 | 188.1436 | 0.29423 | 10.2506 | 8.8412 | 15.2553 | 125198.0412 | 7.8941 | 316.0264 | 8.8587 | 4.1767 | 2.1215 | 1.8905 | 2.9957 | 1.6605 | 1.9942 | 14.944 | 4.0243 | 0.78328 | 8.7979 | 3.0663 | 274.5463 | 8.3465 | 0.41596 | 17.0474 | 26.1691 | 634.3841 | 68.2748 | 4.7775 | 2.7014 | 7.3577 | 7.9471 | 0.24872 | 1.1688 | 4.888 | 7.4247 | 5.9647 | 0.0022841 | 0.0012672 | 0.0042308 | 1.5385 | 8.1391e-05 | 0.0074659 | 6.4714e-05 | 0.017377 | 0.0028906 | 0.008639 | 12.6964 | 0.00077955 | 0.66597 | 0.3105 | 8.3132 | 1.1701 | 0.03595 | 1.1985 | 0.32647 | 0.020076 | 0.0078898 | 0.0074829 | 0.0032249 | 0.0065735 | 0.0065684 | 0.060417 | 0.071624 | 0.0038787 | 0.03192 | 0.010892 | 1.0798 | 0.00043976 | 0.00047546 | 0.10354 | 0.12865 | 3.0746 | 0.3169 | 0.021299 | 0.043618 | 0.024826 | 0.03602 | 0.0011263 | 0.0054316 | 0.02006 | 0.023234 | 0.024543 | 0.042177 | 0.018992 | 0.056814 | 16.9041 | 0.0012845 | 0.096882 | 0.00085485 | 0.43729 | 0.045187 | 0.15209 | 7.6996 | 0.01066 | 21.5093 | 15.0641 | 506.3972 | 30.6141 | 1.9066 | 27.4835 | 13.1989 | 0.8489 | 0.11311 | 0.099596 | 0.052382 | 0.097032 | 0.18253 | 1.7797 | 1.5037 | 0.041852 | 0.85567 | 0.15915 | 19.9218 | 0.003642 | 0.0033558 | 9.791 | 4.9435 | 151.5336 | 13.4734 | 1.7236 | 0.68696 | 0.46676 | 0.65607 | 0.022895 | 0.093819 | 0.32854 | 1.1134 | 1.012 | 0.029755 | 0.01144 | 0.015914 | 7.3331 | 0.00081011 | 0.23667 | 0.00062961 | 1.0081 | 0.068602 | 0.12658 | 5.7322 | 0.0091465 | 15.2521 | 8.6823 | 507.9503 | 20.2069 | 1.8368 | 21.1088 | 8.0293 | 0.51857 | 0.1521 | 0.21135 | 0.028147 | 0.10906 | 0.077447 | 2.072 | 0.58138 | 0.18875 | 0.5324 | 0.22564 | 12.3215 | 0.0028231 | 0.0030047 | 4.0657 | 3.1858 | 63.4689 | 7.859 | 3.2222 | 0.27321 | 0.31259 | 0.65148 | 0.014231 | 0.054722 | 0.21331 | 1.3104 | 1.285 | 346.6584 | 502.0305 | 58.2373 | 2.4047 | 4.2417 | 1.1974 | 3.4714 | 2.7729 | 8.2911 | 0.88966 | 0.0027144 | 0.038266 | 0.03186 | 0.24409 | 2.4478 | 0.84996 | 6.0086 | 0.87288 | 0.78784
18 | 0.16429 | 0.021021 | 0.030464 | 1.4145 | 0.99709 | 0.99952 | 0.95312 | 0.038222 | 0.81913 | 0.61561 | 0.73769 | 0.76971 | 0.80516 | 0.1701 | 1773.5772 | 251.4363 | 0.93376 | 0.84201 | 0.16467 | 0.28077 | 0.49091 | 3.2153 | 8.4534 | 138.9247 | 0.0076334 | 162.9945 | 93.8614 | 16.0822 | 147.802 | 16.5944 | 2.0656 | 56.114 | 13.9513 | 11.7445 | 3009.2641 | 94.0179 | 90.4832 | 1769.9058 | 129.4383 | 76.2232 | 304.1372 | 253.1754 | 239.1751 | 29.5383 | 51.0454 | 0.93432 | 0.15032 | 0.36586 | 0.016508 | 0.0016411 | 9.1735e-05 | 35.1335 | 13.3481 | 3.4341 | 0.89656 | 0.55971 | 0.11328 | 1.9804 | 59.8547 | 8.3375 | 0.26557 | 0.8211 | 17.2323 | 86.6682 | 35.6191 | 22.3153 | 129.6033 | 8.8654 | 0.039902 | 0.3153 | 0.65032 | 27.3065 | 21.6325 | 661.9791 | 84.2927 | 3.3508 | 0.11876 | 0.50032 | 0.092197 | 299.9302 | 133.95 | 96.5121 | 55.2239 | 17.5332 | 1257.7274 | 274.2301 | 94.9433 | 71.5311 | 251.1103 | 151.01 | 76.0846 | 88.3398 | 8.1088 | 0.8466 | 0.88128 | 0.51485 | 58.7371 | 6.1735 | 2.2679 | 2.2309 | 0.15285 | 8.9976e-05 | 37.5223 | 1.1832 | 0.25683 | 0.25892 | 0.15268 | 3.4451 | 0.95965 | 1.0906 | 0.53104 | 89.5133 | 17.5194 | 33.4524 | 8.3097 | 126.2044 | 108.7125 | 1758.0231 | 235.4404 | 398.1522 | 192.6261 | 916.9633 | 378.8502 | 91.3957 | 481.9005 | 0.21538 | 0.34436 | 0.14667 | 0.073407 | 0.0097232 | 0.0061645 | 2.1017e-05 | 0.0021827 | 28.8157 | 11.8541 | 1.133 | 0.20002 | 2.6311 | 5.6181 | 367.5865 | 66.9008 | 3.584 | 5.7254 | 130.1919 | 9.4901 | 108.2497 | 39.9327 | 31.5981 | 98.1603 | 600.8938 | 60.157 | 560.9467 | 8.2788 | 130.415 | 793.7039 | 160.109 | 85.8987 | 61.3358 | 70.1402 | 254.8794 | 52.1587 | 8.4238 | 189.7154 | 96.2304 | 10.7474 | 40.9053 | 685.6108 | 6.8872 | 74.0677 | 56.4642 | 181.536 | 281.7688 | 91.3059 | 44.9389 | 32.4412 | 50.3633 | 0.011732 | 0.0012416 | 0.32191 | 38.826 | 2.6463 | 11.9329 | 3.2177 | 301.0495 | 11.1586 | 4.7967 | 0.46685 | 6797.36 | 777.4576 | 1249.5954 | 1041.8549 | 30.6677 | 0.7981 | 21.1371 | 2.7304 | 4875.7351 | 1432.6267 | 518.9506 | 89.7649 | 120.1868 | 10.3158 | 166.3515 | 0.0014325 | 34.3478 | 0.15941 | 13.8424 | 61.5283 | 5.8337 | 45.9453 | 188.6793 | 0.11144 | 0.25059 | 2.9893 | 2.3051 | 0.23476 | 0.23077 | 1.2201 | 0.19868 | 30.7523 | 0.0026329 | 12.6049 | 307.4046 | 0.023186 | 115.2499 | 5.0722 | 0.046965 | 0.61419 | 0.26706 | 4.8564 | 0.095244 | 1.7198 | 1.1169 | 1.4483 | 0.019875 | 0.11775 | 0.050752 | 4.6156 | 0.038403 | 0.55579 | 0.22195 | 8.4233 | 0.00041376 | 0.0035218 | 0.0032299 | 5.3977 | 0.020843 | 0.3578 | 0.22739 | 0.24174 | 0.0010778 | 0.021575 | 0.013188 | 1.1306 | 0.0049823 | 0.10178 | 0.052191 | 0.75023 | 0.0037215 | 0.045219 | 0.17828 | 0.52704 | 0.27641 | 1.0291 | 381.4743 | 0.015079 | 1.9742 | 0.011894 | 5.2616 | 5.7444 | 2.2871 | 200.9203 | 0.361 | 9.109 | 8.7503 | 12.8363 | 111302.3113 | 7.9872 | 314.3238 | 9.1847 | 4.4384 | 2.2149 | 1.918 | 2.9368 | 1.6168 | 1.984 | 14.8659 | 3.8216 | 0.72528 | 7.7515 | 2.6259 | 267.6457 | 8.0681 | 0.46632 | 16.8812 | 27.7616 | 638.6394 | 62.9126 | 4.1888 | 2.9996 | 8.4003 | 7.3628 | 0.26389 | 1.3422 | 5.6084 | 6.962 | 6.8569 | 0.0020372 | 0.0013396 | 0.0043352 | 1.6223 | 9.3078e-05 | 0.0070211 | 5.5391e-05 | 0.020048 | 0.0025385 | 0.0073118 | 11.8361 | 0.00078674 | 0.65338 | 0.31479 | 7.5261 | 1.1925 | 0.034608 | 1.337 | 0.32834 | 0.019824 | 0.0078247 | 0.0073677 | 0.0034642 | 0.0059041 | 0.0066349 | 0.056307 | 0.06818 | 0.0032887 | 0.033834 | 0.011188 | 1.0891 | 0.00040993 | 0.00040697 | 0.10487 | 0.13163 | 2.629 | 0.31117 | 0.020952 | 0.043278 | 0.025812 | 0.033436 | 0.0012686 | 0.0057755 | 0.020956 | 0.026816 | 0.024315 | 0.043743 | 0.018852 | 0.054634 | 18.9183 | 0.0012588 | 0.10903 | 0.00081583 | 0.41993 | 0.050101 | 0.15069 | 6.8307 | 0.011538 | 21.8145 | 13.5058 | 525.1217 | 29.1197 | 1.6566 | 27.16 | 15.4911 | 0.95336 | 0.11788 | 0.10227 | 0.053517 | 0.085689 | 0.17299 | 1.8057 | 1.5386 | 0.045163 | 0.88997 | 0.1767 | 20.1189 | 0.0033168 | 0.0033343 | 10.9337 | 5.7115 | 153.2933 | 14.2421 | 1.8513 | 0.59072 | 0.39829 | 0.5805 | 0.021534 | 0.092851 | 0.35774 | 1.0332 | 1.0718 | 0.026467 | 0.01096 | 0.015045 | 7.5966 | 0.00090968 | 0.20661 | 0.00056961 | 0.88389 | 0.058552 | 0.11876 | 4.9216 | 0.0077615 | 15.0273 | 7.7484 | 527.0824 | 19.8911 | 1.8942 | 19.6651 | 7.5236 | 0.52908 | 0.15412 | 0.20583 | 0.028809 | 0.11816 | 0.074275 | 1.7894 | 0.6052 | 0.17292 | 0.54418 | 0.22501 | 12.1341 | 0.0030124 | 0.0031192 | 4.2275 | 2.785 | 65.0666 | 8.5383 | 2.8757 | 0.27197 | 0.27983 | 0.61705 | 0.014183 | 0.050957 | 0.21765 | 1.2227 | 1.1032 | 362.7522 | 418.723 | 74.0685 | 2.6078 | 3.5726 | 1.1112 | 3.8742 | 3.4579 | 15.3962 | 0.96805 | 0.0028974 | 0.044097 | 0.030566 | 0.21907 | 2.1128 | 0.83238 | 4.3911 | 0.73061 | 0.61996
19 | 0.17408 | 0.0074923 | 0.014432 | 1.4952 | 0.99196 | 0.99794 | 0.72482 | 0.097689 | 0.78612 | 0.55025 | 0.82644 | 0.7973 | 0.83576 | 0.18459 | 1658.4959 | 323.7317 | 0.94263 | 0.83476 | 0.19955 | 0.25575 | 0.25809 | 2.9336 | 4.8938 | 489.0553 | 0.0021807 | 160.8066 | 106.789 | 12.2327 | 163.8127 | 17.3151 | 1.7889 | 55.0154 | 13.8817 | 10.6229 | 2396.7237 | 76.4543 | 84.7766 | 1484.5996 | 101.8143 | 77.6145 | 308.6605 | 250.4927 | 207.0124 | 34.3453 | 45.5483 | 0.85236 | 0.35244 | 0.23169 | 0.019657 | 0.0016939 | 9.4981e-05 | 33.7848 | 14.398 | 3.2118 | 0.80846 | 0.48915 | 0.1006 | 2.282 | 69.9335 | 9.8923 | 0.35544 | 0.86674 | 22.019 | 124.0639 | 30.8082 | 23.9094 | 147.6888 | 7.7223 | 0.035507 | 0.25478 | 0.91913 | 36.3458 | 15.0725 | 525.8417 | 97.3311 | 2.3644 | 0.10575 | 0.66639 | 0.080595 | 248.3473 | 150.7766 | 78.3478 | 65.1419 | 18.3162 | 1167.2786 | 228.8145 | 75.0335 | 81.0517 | 293.1164 | 146.871 | 80.0504 | 86.0306 | 7.3465 | 0.74842 | 0.7855 | 0.16297 | 66.1051 | 6.3973 | 1.6906 | 2.1371 | 0.19149 | 7.3686e-05 | 36.9328 | 0.84544 | 0.22926 | 0.20454 | 0.14111 | 3.0201 | 0.96754 | 1.0623 | 0.40583 | 76.581 | 13.3039 | 36.906 | 9.141 | 118.698 | 114.4123 | 1789.9521 | 260.6966 | 343.6896 | 197.9023 | 862.2286 | 390.9261 | 96.8322 | 412.2521 | 0.12215 | 0.076699 | 0.18051 | 0.06599 | 0.0096346 | 0.0057125 | 2.0245e-05 | 0.0023748 | 37.7035 | 11.3386 | 1.1619 | 0.18256 | 2.4277 | 5.1742 | 398.8093 | 97.4511 | 2.7957 | 4.7512 | 155.3447 | 8.1646 | 117.331 | 41.516 | 32.0113 | 78.3046 | 696.8408 | 70.2266 | 630.1753 | 10.5053 | 111.1413 | 706.2019 | 138.1725 | 88.627 | 48.1909 | 78.8922 | 212.3635 | 49.882 | 7.6507 | 198.2337 | 74.2291 | 10.0939 | 49.4834 | 551.5756 | 6.8254 | 68.3538 | 66.6279 | 180.7894 | 297.4045 | 88.4719 | 47.7351 | 32.9628 | 49.3393 | 0.012019 | 0.0011799 | 0.28927 | 33.6342 | 2.5802 | 8.6093 | 3.14 | 315.6246 | 9.2653 | 5.753 | 0.52183 | 6144.8714 | 793.3416 | 1239.3775 | 1246.3751 | 32.5439 | 0.69 | 26.3037 | 2.4574 | 5846.1542 | 1651.6442 | 521.3041 | 84.6827 | 125.0005 | 9.2399 | 179.1669 | 0.0014446 | 27.2412 | 0.15561 | 11.2894 | 76.2017 | 4.2988 | 73.8043 | 166.9868 | 0.11016 | 0.23759 | 1.7082 | 2.595 | 0.24125 | 0.23234 | 1.3354 | 0.1231 | 34.9392 | 0.0028995 | 14.0541 | 272.2448 | 0.026299 | 127.6678 | 5.2367 | 0.048686 | 0.67111 | 0.26004 | 5.0826 | 0.084668 | 1.8348 | 1.0735 | 1.5705 | 0.018079 | 0.11118 | 0.053502 | 4.3148 | 0.035946 | 0.51182 | 0.20777 | 8.6281 | 0.00044889 | 0.0034981 | 0.0031127 | 4.7313 | 0.019935 | 0.36707 | 0.21545 | 0.25224 | 0.0010507 | 0.019976 | 0.013377 | 1.1796 | 0.0056243 | 0.098396 | 0.056307 | 0.67602 | 0.003591 | 0.041604 | 0.17022 | 0.51982 | 0.29636 | 1.1469 | 300.6267 | 0.016107 | 1.9317 | 0.011774 | 4.0195 | 4.7609 | 2.7143 | 192.7722 | 0.072515 | 9.671 | 9.0583 | 12.7935 | 118508.5231 | 9.3829 | 348.6376 | 9.5129 | 4.482 | 2.0941 | 1.8081 | 2.5869 | 1.4724 | 1.8663 | 12.9783 | 4.1795 | 0.71844 | 8.0426 | 2.7289 | 289.9703 | 8.6622 | 0.42537 | 17.4814 | 24.6905 | 647.6892 | 59.9442 | 4.8527 | 2.6221 | 7.4641 | 8.3437 | 0.25687 | 1.3224 | 5.1914 | 6.6579 | 6.8155 | 0.002228 | 0.0011656 | 0.0046323 | 1.4176 | 9.4159e-05 | 0.0076293 | 6.0459e-05 | 0.018637 | 0.0026408 | 0.0083973 | 12.5167 | 0.00073325 | 0.63746 | 0.32055 | 8.5115 | 1.2403 | 0.039593 | 1.222 | 0.31476 | 0.019056 | 0.0072145 | 0.0070081 | 0.0035114 | 0.0059517 | 0.0072659 | 0.054232 | 0.081129 | 0.0032678 | 0.035675 | 0.010205 | 1.035 | 0.00047256 | 0.00047003 | 0.10935 | 0.13119 | 2.7824 | 0.29375 | 0.020707 | 0.047557 | 0.027188 | 0.032389 | 0.0010881 | 0.0051041 | 0.018471 | 0.024233 | 0.02687 | 0.043237 | 0.017299 | 0.061903 | 18.3297 | 0.0012909 | 0.10198 | 0.00091 | 0.42784 | 0.052691 | 0.16091 | 7.5394 | 0.010355 | 23.4947 | 12.8784 | 532.9768 | 30.0922 | 1.8517 | 28.759 | 12.9323 | 0.91162 | 0.10876 | 0.10505 | 0.05133 | 0.08893 | 0.15627 | 1.836 | 1.3184 | 0.041108 | 0.90856 | 0.16587 | 21.5681 | 0.0036674 | 0.0035667 | 11.0009 | 5.5328 | 149.868 | 15.4881 | 1.5721 | 0.68981 | 0.44457 | 0.63729 | 0.019334 | 0.097499 | 0.36445 | 1.1251 | 1.051 | 0.024895 | 0.010631 | 0.016183 | 6.8664 | 0.00082331 | 0.20555 | 0.00057772 | 0.86393 | 0.060687 | 0.11734 | 5.5145 | 0.0080398 | 16.0362 | 8.4559 | 511.6467 | 18.0142 | 1.7097 | 17.6139 | 7.6513 | 0.58283 | 0.16091 | 0.23239 | 0.03119 | 0.11103 | 0.071177 | 1.7611 | 0.61446 | 0.16842 | 0.46691 | 0.22913 | 11.279 | 0.0027823 | 0.0028423 | 4.1781 | 2.7497 | 64.1191 | 9.013 | 3.2063 | 0.27559 | 0.30809 | 0.69836 | 0.012263 | 0.047592 | 0.21009 | 1.1229 | 1.3031 | 395.1019 | 494.1161 | 77.1573 | 2.0441 | 4.4328 | 1.5396 | 3.9115 | 3.6417 | 15.7377 | 0.97518 | 0.0029894 | 0.043227 | 0.034851 | 0.18047 | 2.6421 | 0.81288 | 4.563 | 0.85502 | 0.62727

## ngB-South Africa-results
Element | N recovery | P recovery | K recovery | TEA results | LCA results
Feature | Total N [% N] | Total P [% P] | Total K [% K] | Annual net cost [USD/cap/yr] | GlobalWarming [kg CO2-eq/cap/yr] | H_Ecosystems [points/cap/yr] | H_Health [points/cap/yr] | H_Resources [points/cap/yr]
0 | 52.5242 | 37.332 | 22.6321 | 113.1029 | 85.6644 | 0.15299 | 14.4316 | 6.1673
1 | 52.5242 | 37.332 | 22.6321 | 201.9185 | 108.766 | 0.33132 | 11.5896 | 16.5679
2 | 52.5242 | 37.332 | 22.6321 | 204.0387 | 101.08 | 0.22409 | 16.7037 | 11.5545
3 | 52.5242 | 37.332 | 22.6321 | 109.333 | 102.8069 | 0.18372 | 17.5628 | 7.6649
4 | 52.5242 | 37.332 | 22.6321 | 190.3552 | 109.2344 | 0.31618 | 10.2315 | 14.2349
5 | 52.5242 | 37.332 | 22.6321 | 109.0862 | 77.9201 | 0.18776 | 9.0377 | 8.9188
6 | 52.5242 | 37.332 | 22.6321 | 163.5959 | 78.3489 | 0.19931 | 9.1706 | 9.7773
7 | 52.5242 | 37.332 | 22.6321 | 163.0618 | 86.4132 | 0.27539 | 6.7285 | 11.2659
8 | 52.5242 | 37.332 | 22.6321 | 130.8592 | 75.5248 | 0.20282 | 7.9675 | 8.7572
9 | 52.5242 | 37.332 | 22.6321 | 167.5557 | 110.0619 | 0.2537 | 16.2285 | 9.8876
10 | 52.5242 | 37.332 | 22.6321 | 201.7757 | 111.6251 | 0.37279 | 12.5391 | 16.3679
11 | 52.5242 | 37.332 | 22.6321 | 153.4834 | 108.902 | 0.24035 | 15.0286 | 10.8337
12 | 52.5242 | 37.332 | 22.6321 | 167.6663 | 74.743 | 0.22578 | 6.1515 | 10.7293
13 | 52.5242 | 37.332 | 22.6321 | 254.0665 | 102.4589 | 0.35078 | 10.0146 | 15.5299
14 | 52.5242 | 37.332 | 22.6321 | 160.0236 | 95.7 | 0.25751 | 11.3577 | 11.6786
15 | 52.5242 | 37.332 | 22.6321 | 157.6839 | 107.8158 | 0.26322 | 16.3065 | 12.766
16 | 52.5242 | 37.332 | 22.6321 | 184.0023 | 111.3116 | 0.27396 | 19.15 | 11.9835
17 | 52.5242 | 37.332 | 22.6321 | 272.1849 | 126.0369 | 0.39352 | 14.0665 | 19.0063
18 | 52.5242 | 37.332 | 22.6321 | 199.7929 | 104.772 | 0.31148 | 10.3598 | 14.4448
19 | 52.5242 | 37.332 | 22.6321 | 242.6066 | 122.6511 | 0.32553 | 19.0357 | 14.189

## ngB-Uganda-param
Element | Excretion-B1 | [21 empty] | MURT-B2 | [11 empty] | NEWgenerator an MBR-B3 | [36 empty] | Sludge pasteurization-B4 | [8 empty] | NEWgenerator ion exchange-B5 | [39 empty] | NEWgenerator chlorination-B6 | [24 empty] | NEWgenerator controls-B8 | [41 empty] | NEWgenerator housing-B9 | [9 empty] | NEWgenerator pretreatment-B10 | [11 empty] | NEWgenerator foundation-B11 |  | MURT-B2 |  |  | TEA |  |  |  | LCA | [225 empty] | NEWgenerator gridtied-B7 | [7 empty] | Excretion-B1 | LCA |  |  |  | TEA
Feature | Excretion N prot [fraction] | Excretion P prot v [fraction] | Excretion P prot a [fraction] | Excretion K cal [g K/1000 kcal] | Excretion N exc [fraction of intake] | Excretion P exc [fraction of intake] | Excretion K exc [fraction of intake] | Excretion e exc [fraction of intake] | Excretion N ur [fraction of total] | Excretion P ur [fraction of total] | Excretion K ur [fraction of total] | Excretion e fec [fraction of total] | Excretion N ur NH3 [fraction of total N in urine] | Excretion N fec NH3 [fraction of total N in feces] | Excretion ur exc [g/cap/d] | Excretion fec exc [g/cap/d] | Excretion ur moi [fraction] | Excretion fec moi [fraction] | Excretion mg ur [g Mg/cap/d] | Excretion mg fec [g Mg/cap/d] | Excretion ca ur [g Ca/cap/d] | Excretion ca fec [g Ca/cap/d] | MURT collection period [days] | MURT sludge accum rate [L/cap/yr] | MURT N volatilization [fraction of N input] | MURT squatting pan cost [USD] | MURT urinal cost [USD] | MURT led cost [USD] | MURT anticor floor cost [USD] | MURT fan cost [USD] | MURT circuit change cost [USD] | MURT pipe cost [USD] | MURT squatting pan weight [kg] | MURT urinal weight [kg] | NEWgenerator an MBR anmbr reactor tank [USD] | NEWgenerator an MBR anmbr reactor media [USD] | NEWgenerator an MBR anmbr reactor fittings [USD] | NEWgenerator an MBR anmbr membrane module [USD] | NEWgenerator an MBR anmbr permeate pump [USD] | NEWgenerator an MBR anmbr backwash pump [USD] | NEWgenerator an MBR anmbr water pump [USD] | NEWgenerator an MBR anmbr membrane fittings [USD] | NEWgenerator an MBR anmbr biogas gas bag [USD] | NEWgenerator an MBR anmbr biogas fittings [USD] | NEWgenerator an MBR anmbr biogas ventilation [USD] | NEWgenerator an MBR anmbr COD removal [ratio] | NEWgenerator an MBR anmbr TN removal [ratio] | NEWgenerator an MBR anmbr TP removal [ratio] | NEWgenerator an MBR anmbr water pump energy percycle [kWh] | NEWgenerator an MBR anmbr permeate pump energy percycle [kWh] | NEWgenerator an MBR anmbr backwash pump energy percycle [kWh] | NEWgenerator an MBR anmbr batch cycle perday [# batches day-1] | NEWgenerator an MBR anmbr labor maintenance membrane chem cleaning [hrs/yr] | NEWgenerator an MBR anmbr labor maintenance sludge removal [hrs/yr] | NEWgenerator an MBR anmbr labor replacement membrane pump [hrs/yr] | NEWgenerator an MBR anmbr labor replacement permeate pump [hrs/yr] | NEWgenerator an MBR anmbr labor replacement membrane module [hrs/yr] | NEWgenerator an MBR anmbr labor replacement misc repairs [hr/y] | NEWgenerator an MBR anmbr reactor weight [kg] | NEWgenerator an MBR anmbr tau [d] | NEWgenerator an MBR anmbr soluble methane fraction [nan] | NEWgenerator an MBR anmbr VSS TSS ratio [nan] | NEWgenerator an MBR anmbr membrane weight [kg] | NEWgenerator an MBR anmbr PE weight [kg] | NEWgenerator an MBR anmbr PVC weight [kg] | NEWgenerator an MBR anmbr plastic weight [kg] | NEWgenerator an MBR anmbr piping [USD] | NEWgenerator an MBR anmbr piping PVC weight [kg] | NEWgenerator an MBR anmbr sludge yield [kg-VSS/kg-BOD removed] | NEWgenerator an MBR anmbr methane yield [m3-CH4/kg COD removed] | NEWgenerator an MBR dissolved methane HFMC removed [nan] | Sludge pasteurization sludge dryer weight [kg] | Sludge pasteurization sludge barrel weight [kg] | Sludge pasteurization sludge dryer [USD] | Sludge pasteurization sludge barrel [USD] | Sludge pasteurization sludge labor maintenance [h] | Fraction biogas lost [fraction] | Biogas efficiency [fraction] | Heat loss [fraction] | Sludge temperature [fraction] | NEWgenerator ion exchange ion eq2 tank [USD] | NEWgenerator ion exchange ion eq2 pump [USD] | NEWgenerator ion exchange ion eq2 powered valve [USD] | NEWgenerator ion exchange ion eq2 fittings [USD] | NEWgenerator ion exchange ion zeolite tanks [USD] | NEWgenerator ion exchange ion filtration media [USD] | NEWgenerator ion exchange ion gac [USD] | NEWgenerator ion exchange ion zeolite [USD] | NEWgenerator ion exchange ion zeolite fittings [USD] | NEWgenerator ion exchange ion eq3 tank [USD] | NEWgenerator ion exchange ion eq3 pump [USD] | NEWgenerator ion exchange ion eq3 filter [USD] | NEWgenerator ion exchange ion eq3 fittings [USD] | NEWgenerator ion exchange ion COD removal [nan] | NEWgenerator ion exchange ion TN removal [nan] | NEWgenerator ion exchange ion TP removal [nan] | NEWgenerator ion exchange ion labor maintenance zeolite regeneration [hr/y] | NEWgenerator ion exchange ion labor maintenance GAC replacement [hr/y] | NEWgenerator ion exchange ion labor replacement zeolite [hr/y] | NEWgenerator ion exchange ion labor replacement misc repairs [hr/y] | NEWgenerator ion exchange ion labor replacement other pump [hrs/yr] | NEWgenerator ion exchange ion backwash pump energy percycle [kWh] | NEWgenerator ion exchange ion batch cycle perday [# batches day-1] | NEWgenerator ion exchange ion gac unit cost [USD/kg] | NEWgenerator ion exchange ion zeolite unit cost [USD/kg] | NEWgenerator ion exchange ion na cl unit cost [USD/kg] | NEWgenerator ion exchange ion na OH unit cost [USD/kg] | NEWgenerator ion exchange ion regen freq per yr [events/yr] | NEWgenerator ion exchange ion regen efficiency [nan] | NEWgenerator ion exchange ion polycarbonate weight [kg] | NEWgenerator ion exchange ion steel weight [kg] | NEWgenerator ion exchange ion PE weight [kg] | NEWgenerator ion exchange ion PVC weight [kg] | NEWgenerator ion exchange ion plastic weight [kg] | NEWgenerator ion exchange ion piping PVC weight [kg] | NEWgenerator ion exchange ion piping [USD] | NEWgenerator ion exchange ion replacement scenario drums [USD] | NEWgenerator ion exchange ion largerncs scenario zeolite tanks [USD] | NEWgenerator ion exchange ion largerncs scenario zeolite [USD] | NEWgenerator ion exchange ion zeolite fittings largerncs [USD] | NEWgenerator chlorination chlorination recycle pump [USD] | NEWgenerator chlorination chlorination electochlorinator [USD] | NEWgenerator chlorination chlorination powered valve [USD] | NEWgenerator chlorination chlorination fittings [USD] | NEWgenerator chlorination chlorination tanks [USD] | NEWgenerator chlorination chlorination COD removal [%] | NEWgenerator chlorination chlorination TN removal [%] | NEWgenerator chlorination chlorination TP removal [%] | NEWgenerator chlorination chlorination chlorinator energy percycle [kWh] | NEWgenerator chlorination chlorination pump energy percycle [kWh] | NEWgenerator chlorination chlorination ventilation energy percycle [kWh] | NEWgenerator chlorination chlorination valve energy percycle [kWh] | NEWgenerator chlorination chlorination product water pump energy percycle [kWh] | NEWgenerator chlorination chlorination batch cycle per day [# batches day-1] | NEWgenerator chlorination chlorination labor maintenance chlorinator recharging [hr/y] | NEWgenerator chlorination chlorination labor replacement chlorinator replacement [hr/y] | NEWgenerator chlorination chlorination labor replacement other pump [hr/y] | NEWgenerator chlorination chlorination labor replacement misc repairs [hr/y] | NEWgenerator chlorination chlorination na cl dosage [mg/L] | NEWgenerator chlorination chlorination throughput flow [L/d] | NEWgenerator chlorination chlorination PE weight [kg] | NEWgenerator chlorination chlorination PVC weight [kg] | NEWgenerator chlorination chlorination electronics active weight [kg] | NEWgenerator chlorination chlorination piping [USD] | NEWgenerator chlorination chlorination piping PVC weight [kg] | NEWgenerator controls control box enclosure panel [USD] | NEWgenerator controls control box arduino microcontroller [USD] | NEWgenerator controls control box microcontroller din rails [USD] | NEWgenerator controls control box wifi [USD] | NEWgenerator controls control box solid state relays [USD] | NEWgenerator controls control box other relays [USD] | NEWgenerator controls control box conductors [USD] | NEWgenerator controls control box din rails [USD] | NEWgenerator controls control sensors enclosure panel [USD] | NEWgenerator controls control sensors signal conditioners [USD] | NEWgenerator controls control sensors din rails [USD] | NEWgenerator controls control sensors voltage converter [USD] | NEWgenerator controls control orp enclosure panel [USD] | NEWgenerator controls control orp voltage converter [USD] | NEWgenerator controls control orp controller [USD] | NEWgenerator controls control orp probe [USD] | NEWgenerator controls control orp cables [USD] | NEWgenerator controls control pump enclosure panel [USD] | NEWgenerator controls control pump voltage converter [USD] | NEWgenerator controls control pump voltage rectifier [USD] | NEWgenerator controls control pump box relay [USD] | NEWgenerator controls control sensors level sensor [USD] | NEWgenerator controls control sensors level switch [USD] | NEWgenerator controls control sensors flow switches [USD] | NEWgenerator controls control sensors proximity sensor [USD] | NEWgenerator controls control stranded cables [USD] | NEWgenerator controls control sensor cables [USD] | NEWgenerator controls control cable glands [USD] | NEWgenerator controls control gauge ferrules [USD] | NEWgenerator controls control zip ties [USD] | NEWgenerator controls control terminal block jumper [USD] | NEWgenerator controls control system energy percycle [kW] | NEWgenerator controls control system ORP energy percycle [kW] | NEWgenerator controls control background runtime energy perday [kWh] | NEWgenerator controls control batch cycle perday [# batches day-1] | NEWgenerator controls control labor replacement misc repairs [hr/y] | NEWgenerator controls control polycarbonate weight [kg] | NEWgenerator controls control aluminum weight [kg] | NEWgenerator controls control cable length [m] | NEWgenerator controls control electronics passive weight [kg] | NEWgenerator controls control electronics active weight [kg] | NEWgenerator controls control control units weight [kg] | NEWgenerator housing housing framework [USD] | NEWgenerator housing housing framework shipping [USD] | NEWgenerator housing housing fittings [USD] | NEWgenerator housing housing steel weight [kg] | NEWgenerator housing housing zinc coated steel weight [kg] | NEWgenerator housing housing zinc coat [m2] | NEWgenerator housing housing aluminum weight [kg] | NEWgenerator housing housing PE weight [kg] | NEWgenerator housing housing largerncs framework [USD] | NEWgenerator housing cheaper housing framework [USD] | NEWgenerator pretreatment pretreatment eq tank [USD] | NEWgenerator pretreatment pretreatment tank PE weight [kg] | NEWgenerator pretreatment pretreatment piping [USD] | NEWgenerator pretreatment pretreatment piping PVC weight [kg] | NEWgenerator pretreatment pretreatment feed pump [USD] | NEWgenerator pretreatment pretreatment feed pump energy percycle [kWh] | NEWgenerator pretreatment pretreatment batch cycle perday [# batches day-1] | NEWgenerator pretreatment pretreatment labor replacement other pump [hrs/yr] | NEWgenerator pretreatment pretreatment labor screen pit cleaning [hrs/yr] | NEWgenerator pretreatment pretreatment barscreen cost [USD] | NEWgenerator pretreatment pretreatment barscreen weight [kg] | NEWgenerator pretreatment pretreatment barscreen [USD] | NEWgenerator foundation foundation concrete unit cost [USD m-3] | NEWgenerator foundation foundation concrete thickness [m] | Max ch4 emission [g CH4/g COD] | Full degradation time [yr] | Log degradation [-] | Price factor [-] | Zeolite price [USD/kg] | GAC price [USD/kg] | Na OH price [USD/kg] | CH4 CF [kg CO2-eq/kg CH4] | CH4 ecosystems CF [points/kg CH4] | CH4 health CF [points/kg CH4] | N2O CF [kg CO2-eq/kg N2O] | N2O ecosystems CF [points/kg N2O] | N2O health CF [points/kg N2O] | N fertilizer CF [kg CO2-eq/kg N] | N fertilizer ecosystems CF [points/kg N] | N fertilizer health CF [points/kg N] | N fertilizer resources CF [points/kg N] | P fertilizer CF [kg CO2-eq/kg P] | P fertilizer ecosystems CF [points/kg P] | P fertilizer health CF [points/kg P] | P fertilizer resources CF [points/kg P] | K fertilizer CF [kg CO2-eq/kg K] | K fertilizer ecosystems CF [points/kg K] | K fertilizer health CF [points/kg K] | K fertilizer resources CF [points/kg K] | Conc nh3 CF [kg CO2-eq/kg] | Conc nh3 ecosystems CF [points/kg] | Conc nh3 health CF [points/kg] | Conc nh3 resources CF [points/kg] | GAC CF [kg CO2-eq/kg] | GAC ecosystems CF [points/kg] | GAC health CF [points/kg] | GAC resources CF [points/kg] | Zeolite CF [kg CO2-eq/kg] | Zeolite ecosystems CF [points/kg] | Zeolite health CF [points/kg] | Zeolite resources CF [points/kg] | Na cl CF [kg CO2-eq/kg] | Na cl ecosystems CF [points/kg] | Na cl health CF [points/kg] | Na cl resources CF [points/kg] | Na OH CF [kg CO2-eq/kg] | Na OH ecosystems CF [points/kg] | Na OH health CF [points/kg] | Na OH resources CF [points/kg] | LPG CF [kg CO2-eq/kg] | LPG ecosystems CF [points/kg] | LPG health CF [points/kg] | LPG resources CF [points/kg] | Excavation-Global warming [kg CO2-eq/m3] | Brick-Global warming [kg CO2-eq/kg] | Cement-Global warming [kg CO2-eq/kg] | Concrete-Global warming [kg CO2-eq/m3] | Gravel-Global warming [kg CO2-eq/kg] | Plastic-Global warming [kg CO2-eq/kg] | Sand-Global warming [kg CO2-eq/kg] | Stainless steel-global warming [kg CO2-eq/kg] | Stainless steel sheet-global warming [kg CO2-eq/kg] | Steel-Global warming [kg CO2-eq/kg] | Wood-Global warming [kg CO2-eq/m3] | Trucking-Global warming [kg CO2-eq/tonne*km] | Electric motor-global warming [kg CO2-eq/ea] | Electronics-Global warming [kg CO2-eq/kg] | Catalytic converter-global warming [kg CO2-eq/ea] | Oil heat exchanger-global warming [kg CO2-eq/ea] | Pump-Global warming [kg CO2-eq/ea] | Hydronic heat exchanger-global warming [kg CO2-eq/ea] | Electric connectors-global warming [kg CO2-eq/kg] | Electric cables-global warming [kg CO2-eq/m] | PVC-Global warming [kg CO2-eq/kg] | PE-Global warming [kg CO2-eq/kg] | Polymer-Global warming [kg CO2-eq/kg] | Cationic resin-global warming [kg CO2-eq/kg] | Ceramic-Global warming [kg CO2-eq/kg] | Fan-Global warming [kg CO2-eq/kg] | Aluminum-Global warming [kg CO2-eq/kg] | LPG-Global warming [kg CO2-eq/kg] | Zinc coat-global warming [kg CO2-eq/m2] | Polyacrylamide-Global warming [kg CO2-eq/kg] | Photovoltaic panel-global warming [kg CO2-eq/m2] | GACProduction-Global warming [kg CO2-eq/kg] | GACRegeneration-Global warming [kg CO2-eq/kg] | Switches-Global warming [kg CO2-eq/kg] | Control units-global warming [kg CO2-eq/kg] | Electronics active-global warming [kg CO2-eq/kg] | Electronics passive-global warming [kg CO2-eq/kg] | Transformers-Global warming [kg CO2-eq/kg] | Fertilizer offset-global warming [kg CO2-eq/kg] | Polycarbonate-Global warming [kg CO2-eq/kg] | Membrane-Global warming [kg CO2-eq/kg] | Na cl-global warming [kg CO2-eq/kg] | Na oh-global warming [kg CO2-eq/kg] | Zeolite-Global warming [kg CO2-eq/kg] | Battery-Global warming [kg CO2-eq/kg] | Lithium battery-global warming [kg CO2-eq/kg] | Excavation-H ecosystems [kg CO2-eq/m3] | Brick-H ecosystems [kg CO2-eq/kg] | Cement-H ecosystems [kg CO2-eq/kg] | Concrete-H ecosystems [kg CO2-eq/m3] | Gravel-H ecosystems [kg CO2-eq/kg] | Plastic-H ecosystems [kg CO2-eq/kg] | Sand-H ecosystems [kg CO2-eq/kg] | Stainless steel-h ecosystems [kg CO2-eq/kg] | Stainless steel sheet-h ecosystems [kg CO2-eq/kg] | Steel-H ecosystems [kg CO2-eq/kg] | Wood-H ecosystems [kg CO2-eq/m3] | Trucking-H ecosystems [kg CO2-eq/tonne*km] | Electric motor-h ecosystems [kg CO2-eq/ea] | Electronics-H ecosystems [kg CO2-eq/kg] | Catalytic converter-h ecosystems [kg CO2-eq/ea] | Oil heat exchanger-h ecosystems [kg CO2-eq/ea] | Pump-H ecosystems [kg CO2-eq/ea] | Hydronic heat exchanger-h ecosystems [kg CO2-eq/ea] | Electric connectors-h ecosystems [kg CO2-eq/kg] | Electric cables-h ecosystems [kg CO2-eq/m] | PVC-H ecosystems [kg CO2-eq/kg] | PE-H ecosystems [kg CO2-eq/kg] | Polymer-H ecosystems [kg CO2-eq/kg] | Cationic resin-h ecosystems [kg CO2-eq/kg] | Ceramic-H ecosystems [kg CO2-eq/kg] | Fan-H ecosystems [kg CO2-eq/kg] | Aluminum-H ecosystems [kg CO2-eq/kg] | LPG-H ecosystems [kg CO2-eq/kg] | Zinc coat-h ecosystems [kg CO2-eq/m2] | Polyacrylamide-H ecosystems [kg CO2-eq/kg] | Photovoltaic panel-h ecosystems [kg CO2-eq/m2] | GACProduction-H ecosystems [kg CO2-eq/kg] | GACRegeneration-H ecosystems [kg CO2-eq/kg] | Switches-H ecosystems [kg CO2-eq/kg] | Control units-h ecosystems [kg CO2-eq/kg] | Electronics active-h ecosystems [kg CO2-eq/kg] | Electronics passive-h ecosystems [kg CO2-eq/kg] | Transformers-H ecosystems [kg CO2-eq/kg] | Fertilizer offset-h ecosystems [kg CO2-eq/kg] | Polycarbonate-H ecosystems [kg CO2-eq/kg] | Membrane-H ecosystems [kg CO2-eq/kg] | Na cl-h ecosystems [kg CO2-eq/kg] | Na oh-h ecosystems [kg CO2-eq/kg] | Zeolite-H ecosystems [kg CO2-eq/kg] | Battery-H ecosystems [kg CO2-eq/kg] | Lithium battery-h ecosystems [kg CO2-eq/kg] | Excavation-H health [kg CO2-eq/m3] | Brick-H health [kg CO2-eq/kg] | Cement-H health [kg CO2-eq/kg] | Concrete-H health [kg CO2-eq/m3] | Gravel-H health [kg CO2-eq/kg] | Plastic-H health [kg CO2-eq/kg] | Sand-H health [kg CO2-eq/kg] | Stainless steel-h health [kg CO2-eq/kg] | Stainless steel sheet-h health [kg CO2-eq/kg] | Steel-H health [kg CO2-eq/kg] | Wood-H health [kg CO2-eq/m3] | Trucking-H health [kg CO2-eq/tonne*km] | Electric motor-h health [kg CO2-eq/ea] | Electronics-H health [kg CO2-eq/kg] | Catalytic converter-h health [kg CO2-eq/ea] | Oil heat exchanger-h health [kg CO2-eq/ea] | Pump-H health [kg CO2-eq/ea] | Hydronic heat exchanger-h health [kg CO2-eq/ea] | Electric connectors-h health [kg CO2-eq/kg] | Electric cables-h health [kg CO2-eq/m] | PVC-H health [kg CO2-eq/kg] | PE-H health [kg CO2-eq/kg] | Polymer-H health [kg CO2-eq/kg] | Cationic resin-h health [kg CO2-eq/kg] | Ceramic-H health [kg CO2-eq/kg] | Fan-H health [kg CO2-eq/kg] | Aluminum-H health [kg CO2-eq/kg] | LPG-H health [kg CO2-eq/kg] | Zinc coat-h health [kg CO2-eq/m2] | Polyacrylamide-H health [kg CO2-eq/kg] | Photovoltaic panel-h health [kg CO2-eq/m2] | GACProduction-H health [kg CO2-eq/kg] | GACRegeneration-H health [kg CO2-eq/kg] | Switches-H health [kg CO2-eq/kg] | Control units-h health [kg CO2-eq/kg] | Electronics active-h health [kg CO2-eq/kg] | Electronics passive-h health [kg CO2-eq/kg] | Transformers-H health [kg CO2-eq/kg] | Fertilizer offset-h health [kg CO2-eq/kg] | Polycarbonate-H health [kg CO2-eq/kg] | Membrane-H health [kg CO2-eq/kg] | Na cl-h health [kg CO2-eq/kg] | Na oh-h health [kg CO2-eq/kg] | Zeolite-H health [kg CO2-eq/kg] | Battery-H health [kg CO2-eq/kg] | Lithium battery-h health [kg CO2-eq/kg] | Excavation-H resources [kg CO2-eq/m3] | Brick-H resources [kg CO2-eq/kg] | Cement-H resources [kg CO2-eq/kg] | Concrete-H resources [kg CO2-eq/m3] | Gravel-H resources [kg CO2-eq/kg] | Plastic-H resources [kg CO2-eq/kg] | Sand-H resources [kg CO2-eq/kg] | Stainless steel-h resources [kg CO2-eq/kg] | Stainless steel sheet-h resources [kg CO2-eq/kg] | Steel-H resources [kg CO2-eq/kg] | Wood-H resources [kg CO2-eq/m3] | Trucking-H resources [kg CO2-eq/tonne*km] | Electric motor-h resources [kg CO2-eq/ea] | Electronics-H resources [kg CO2-eq/kg] | Catalytic converter-h resources [kg CO2-eq/ea] | Oil heat exchanger-h resources [kg CO2-eq/ea] | Pump-H resources [kg CO2-eq/ea] | Hydronic heat exchanger-h resources [kg CO2-eq/ea] | Electric connectors-h resources [kg CO2-eq/kg] | Electric cables-h resources [kg CO2-eq/m] | PVC-H resources [kg CO2-eq/kg] | PE-H resources [kg CO2-eq/kg] | Polymer-H resources [kg CO2-eq/kg] | Cationic resin-h resources [kg CO2-eq/kg] | Ceramic-H resources [kg CO2-eq/kg] | Fan-H resources [kg CO2-eq/kg] | Aluminum-H resources [kg CO2-eq/kg] | LPG-H resources [kg CO2-eq/kg] | Zinc coat-h resources [kg CO2-eq/m2] | Polyacrylamide-H resources [kg CO2-eq/kg] | Photovoltaic panel-h resources [kg CO2-eq/m2] | GACProduction-H resources [kg CO2-eq/kg] | GACRegeneration-H resources [kg CO2-eq/kg] | Switches-H resources [kg CO2-eq/kg] | Control units-h resources [kg CO2-eq/kg] | Electronics active-h resources [kg CO2-eq/kg] | Electronics passive-h resources [kg CO2-eq/kg] | Transformers-H resources [kg CO2-eq/kg] | Fertilizer offset-h resources [kg CO2-eq/kg] | Polycarbonate-H resources [kg CO2-eq/kg] | Membrane-H resources [kg CO2-eq/kg] | Na cl-h resources [kg CO2-eq/kg] | Na oh-h resources [kg CO2-eq/kg] | Zeolite-H resources [kg CO2-eq/kg] | Battery-H resources [kg CO2-eq/kg] | Lithium battery-h resources [kg CO2-eq/kg] | NEWgenerator gridtied grid power ac conversion [USD] | NEWgenerator gridtied grid power dc distribution [USD] | NEWgenerator gridtied grid power misc [USD] | NEWgenerator gridtied grid labor replacement misc repairs [hr/y] | NEWgenerator gridtied grid polycarbonate weight [kg] | NEWgenerator gridtied grid aluminium weight [kg] | NEWgenerator gridtied grid electronics passive weight [kg] | NEWgenerator gridtied grid electronics active weight [kg] | Operator daily wage [USD/h] | Energy gwp [kg CO2-eq/kWh] | Energy h ecosystems [points/kWh] | Energy h health [points/kWh] | Energy h resources [points/kWh] | Nacl price [USD/kg] | Lpg price [USD/kg] | N fertilizer price [USD/kg N] | P fertilizer price [USD/kg P] | K fertilizer price [USD/kg K] | Nh3 fertilizer price [USD/kg N]
0 | 0.16149 | 0.0078709 | 0.019378 | 1.1024 | 0.99273 | 0.99464 | 0.91536 | 0.099803 | 0.8898 | 0.62435 | 0.85558 | 0.77417 | 0.84417 | 0.20367 | 1926.0799 | 458.6849 | 0.94601 | 0.80695 | 0.13403 | 0.31137 | 0.12526 | 2.9479 | 4.419 | 271.3838 | 0.0047978 | 156.8451 | 118.3618 | 13.7658 | 149.8808 | 15.034 | 1.8764 | 51.5345 | 16.871 | 10.9377 | 2835.5251 | 79.176 | 92.3129 | 1555.893 | 109.4012 | 84.3629 | 247.9965 | 261.357 | 220.6289 | 35.2545 | 49.4393 | 0.71055 | 0.20711 | 0.13049 | 0.018951 | 0.0017208 | 7.7652e-05 | 29.3706 | 12.9788 | 3.1022 | 1.0024 | 0.71417 | 0.10445 | 2.1264 | 71.5288 | 3.3955 | 0.32827 | 0.79165 | 23.887 | 104.4195 | 41.6565 | 22.3468 | 157.5938 | 10.3196 | 0.036443 | 0.26873 | 0.74647 | 28.2941 | 15.9326 | 829.0476 | 89.8738 | 3.1508 | 0.076169 | 0.42111 | 0.095604 | 236.7973 | 143.8562 | 95.6432 | 61.4442 | 13.8687 | 1272.4835 | 270.4559 | 107.7741 | 83.9389 | 237.0682 | 163.1145 | 94.7283 | 86.2201 | 8.3735 | 0.82915 | 0.68504 | 0.36116 | 59.2583 | 4.9137 | 2.0161 | 2.1935 | 0.18903 | 9.4151e-05 | 37.9338 | 1.0689 | 0.20184 | 0.25857 | 0.18656 | 2.8525 | 0.96243 | 1.029 | 0.37765 | 101.4119 | 14.2549 | 36.047 | 8.0855 | 121.4932 | 127.5888 | 2168.4333 | 209.314 | 306.1725 | 197.9929 | 811.4667 | 388.9925 | 97.136 | 380.1545 | 0.086194 | 0.18316 | 0.11327 | 0.080579 | 0.0076086 | 0.0051222 | 2.5983e-05 | 0.0020096 | 30.9385 | 10.0904 | 1.0165 | 0.15327 | 2.7441 | 4.6268 | 354.5696 | 76.2299 | 3.7953 | 5.7518 | 156.0585 | 9.6507 | 117.7814 | 45.6042 | 32.2498 | 94.1312 | 673.0127 | 65.2595 | 659.3333 | 8.9303 | 112.2301 | 769.28 | 127.8192 | 92.2166 | 56.6801 | 59.4065 | 237.3526 | 53.3383 | 8.0688 | 152.0647 | 93.2577 | 11.1154 | 42.3713 | 518.9529 | 6.8206 | 80.0216 | 70.7566 | 176.124 | 274.6584 | 77.1675 | 48.3147 | 35.8718 | 44.1269 | 0.011065 | 0.0012859 | 0.22645 | 37.5595 | 2.7655 | 13.7222 | 3.1597 | 296.8152 | 9.1512 | 6.1796 | 0.5462 | 5682.6916 | 885.0403 | 1328.7705 | 1168.8431 | 27.9319 | 1.2022 | 22.4142 | 2.5513 | 4890.1267 | 1137.5062 | 540.4164 | 95.4773 | 145.1218 | 8.772 | 177.9707 | 0.0013411 | 33.6072 | 0.17302 | 14.3818 | 54.6628 | 3.4612 | 48.785 | 171.1659 | 0.12126 | 0.24702 | 2.4198 | 3.6134 | 0.36593 | 0.22332 | 1.1004 | 0.1801 | 34.8587 | 0.0025873 | 13.1566 | 297.3075 | 0.02491 | 125.6789 | 5.3778 | 0.045069 | 0.66136 | 0.24807 | 4.6479 | 0.087519 | 1.8252 | 1.1226 | 1.5776 | 0.018818 | 0.11373 | 0.054297 | 4.4664 | 0.036352 | 0.49746 | 0.20174 | 8.9768 | 0.00041574 | 0.0034442 | 0.0031091 | 5.3859 | 0.018752 | 0.39836 | 0.20606 | 0.27653 | 0.0012215 | 0.01976 | 0.012465 | 1.2288 | 0.0055341 | 0.086724 | 0.049962 | 0.73286 | 0.0035917 | 0.047461 | 0.1922 | 0.52443 | 0.26677 | 1.1885 | 314.4749 | 0.013992 | 1.9391 | 0.012485 | 4.191 | 5.9659 | 2.8167 | 194.7869 | 0.21653 | 9.3757 | 9.1126 | 14.4971 | 115839.6086 | 8.1102 | 302.2925 | 8.3199 | 4.6319 | 2.106 | 1.738 | 2.9056 | 1.733 | 1.6649 | 15.3058 | 3.9902 | 0.75167 | 7.5943 | 2.6355 | 264.1472 | 8.3885 | 0.45739 | 17.8741 | 24.1448 | 656.2931 | 62.7065 | 4.2553 | 2.7788 | 7.5353 | 8.2386 | 0.29236 | 1.3017 | 5.1193 | 6.3685 | 6.6084 | 0.0019537 | 0.0013424 | 0.0038907 | 1.4637 | 8.1639e-05 | 0.0075863 | 6.3909e-05 | 0.017737 | 0.0027698 | 0.0076377 | 12.0997 | 0.00070905 | 0.59597 | 0.32426 | 8.4957 | 1.3352 | 0.036808 | 1.3838 | 0.28826 | 0.020016 | 0.0071749 | 0.0064497 | 0.0035013 | 0.0054326 | 0.0071171 | 0.064187 | 0.068696 | 0.0032816 | 0.034006 | 0.010865 | 1.0932 | 0.00039641 | 0.0003994 | 0.10266 | 0.11699 | 3.0843 | 0.2978 | 0.020353 | 0.047186 | 0.025491 | 0.035786 | 0.0012282 | 0.0054128 | 0.021183 | 0.027279 | 0.022729 | 0.038493 | 0.018407 | 0.055661 | 18.7172 | 0.0011309 | 0.10641 | 0.00080844 | 0.41845 | 0.045726 | 0.14257 | 7.3238 | 0.01109 | 22.64 | 13.9213 | 464.8217 | 29.7011 | 1.9045 | 28.2313 | 15.3855 | 0.85513 | 0.11635 | 0.10988 | 0.051572 | 0.096867 | 0.16445 | 1.7401 | 1.2915 | 0.041063 | 0.86816 | 0.15344 | 20.4923 | 0.0036161 | 0.0035502 | 10.2474 | 5.6682 | 153.8248 | 12.9253 | 1.8282 | 0.69381 | 0.45324 | 0.59813 | 0.018906 | 0.095322 | 0.36375 | 1.0374 | 1.1129 | 0.025842 | 0.010387 | 0.01499 | 6.3786 | 0.00081606 | 0.21964 | 0.00056837 | 0.96534 | 0.061526 | 0.12143 | 5.6391 | 0.0079622 | 17.0689 | 8.5331 | 487.1433 | 17.7065 | 1.9009 | 18.1129 | 8.3149 | 0.51882 | 0.15749 | 0.21949 | 0.028998 | 0.11173 | 0.079625 | 2.0825 | 0.63349 | 0.18705 | 0.54017 | 0.22838 | 11.78 | 0.0028817 | 0.0027625 | 3.5841 | 2.6557 | 64.2109 | 8.0701 | 3.4088 | 0.27493 | 0.32777 | 0.64471 | 0.014706 | 0.049015 | 0.2375 | 1.1695 | 1.1387 | 347.6395 | 463.7853 | 49.557 | 1.9231 | 3.477 | 1.5929 | 4.2244 | 3.371 | 7.526 | 0.167 | 0.0017341 | 0.03597 | 0.012756 | 0.24775 | 1.581 | 1.5646 | 4.039 | 1.5763 | 1.3136
1 | 0.15932 | 0.012684 | 0.021331 | 1.3062 | 0.99596 | 0.99503 | 0.9425 | 0.088884 | 0.87065 | 0.49364 | 0.80653 | 0.81951 | 0.8114 | 0.17815 | 1409.2761 | 294.1604 | 0.95488 | 0.83843 | 0.17179 | 0.27705 | 0.21982 | 0.53625 | 3.6063 | 387.4599 | 0.0078458 | 140.4576 | 123.7009 | 15.1466 | 124.394 | 13.7454 | 2.3976 | 63.7571 | 14.3871 | 11.7552 | 2927.7453 | 84.052 | 95.4312 | 1650.4549 | 117.6915 | 99.0064 | 230.0376 | 243.8672 | 259.8624 | 32.1772 | 45.0641 | 0.77061 | 0.34923 | 0.31694 | 0.016577 | 0.0018982 | 9.5703e-05 | 32.7275 | 11.7524 | 2.5752 | 1.0146 | 0.57989 | 0.10177 | 2.7538 | 46.6612 | 7.5513 | 0.267 | 0.91095 | 26.0538 | 80.3464 | 42.3412 | 15.1441 | 135.9817 | 8.143 | 0.033472 | 0.30321 | 0.79349 | 37.7363 | 14.1979 | 521.3274 | 99.3657 | 3.5038 | 0.12084 | 0.71094 | 0.11409 | 266.4456 | 145.0052 | 78.7198 | 59.8355 | 16.3096 | 1251.7274 | 281.0185 | 93.7326 | 87.621 | 238.6432 | 142.3302 | 100.3589 | 80.9513 | 6.7577 | 0.86081 | 0.58641 | 0.54921 | 65.6309 | 5.8414 | 1.8947 | 2.6544 | 0.17681 | 7.7435e-05 | 29.2108 | 1.3558 | 0.26951 | 0.21638 | 0.14213 | 3.4305 | 0.95771 | 1.3769 | 0.5636 | 89.7939 | 14.8439 | 29.6002 | 9.0087 | 134.7216 | 180.5396 | 2289.91 | 237.7633 | 380.9292 | 159.6355 | 895.1507 | 311.5896 | 93.9607 | 399.8671 | 0.24889 | 0.31735 | 0.19403 | 0.073621 | 0.0095598 | 0.0049553 | 1.9594e-05 | 0.001864 | 32.0565 | 11.1338 | 0.96759 | 0.1405 | 2.4791 | 4.9766 | 359.806 | 91.5571 | 2.7322 | 5.4941 | 143.3202 | 9.1245 | 139.6279 | 52.562 | 30.3743 | 98.1163 | 579.5886 | 61.4483 | 589.7342 | 9.1615 | 114.3464 | 638.8253 | 159.9337 | 104.2179 | 60.336 | 70.4175 | 192.7661 | 59.016 | 9.1006 | 195.4448 | 76.5224 | 12.4591 | 53.5323 | 604.6082 | 7.3408 | 76.8357 | 65.1985 | 174.9446 | 312.3943 | 85.093 | 57.0533 | 34.902 | 51.9686 | 0.010228 | 0.00098092 | 0.25391 | 28.1566 | 2.5837 | 12.9504 | 2.886 | 320.1916 | 10.8536 | 5.1201 | 0.48404 | 5756.1102 | 938.3827 | 1175.449 | 1116.0107 | 29.2774 | 1.3237 | 23.5236 | 2.9857 | 5760.3365 | 1170.633 | 610.5014 | 88.1511 | 128.0248 | 9.4654 | 190.2315 | 0.0013291 | 32.1819 | 0.16867 | 11.9711 | 64.1211 | 5.3928 | 84.1516 | 208.5085 | 0.11319 | 0.28415 | 2.5926 | 2.7798 | 0.24207 | 0.21396 | 1.0203 | 0.17534 | 36.1181 | 0.0027683 | 13.4006 | 278.8001 | 0.025058 | 127.5427 | 5.5083 | 0.043927 | 0.62987 | 0.26892 | 5.1249 | 0.09379 | 1.8549 | 1.0674 | 1.5301 | 0.020384 | 0.11764 | 0.051857 | 4.4143 | 0.036197 | 0.52805 | 0.21284 | 8.8578 | 0.00044748 | 0.0035341 | 0.0030226 | 5.4934 | 0.020259 | 0.36445 | 0.20745 | 0.25791 | 0.0011902 | 0.020418 | 0.014144 | 1.2022 | 0.005125 | 0.099688 | 0.058105 | 0.64784 | 0.0038235 | 0.041967 | 0.1661 | 0.54831 | 0.28864 | 1.122 | 281.0401 | 0.01261 | 1.9339 | 0.012613 | 3.9284 | 6.1184 | 2.5615 | 203.1598 | 0.35087 | 9.488 | 8.0326 | 14.2251 | 104530.6456 | 8.8454 | 349.8249 | 8.9747 | 4.6618 | 2.0012 | 1.8699 | 2.7785 | 1.5543 | 1.8183 | 12.8861 | 3.7307 | 0.66511 | 7.8939 | 2.7825 | 293.1176 | 9.0427 | 0.47327 | 17.3571 | 25.9164 | 649.7405 | 69.2334 | 4.1341 | 2.9873 | 7.2302 | 7.0281 | 0.28179 | 1.2857 | 5.6447 | 7.1217 | 6.1312 | 0.0020565 | 0.0011918 | 0.0039913 | 1.5594 | 9.4622e-05 | 0.0071137 | 5.9083e-05 | 0.019065 | 0.0024618 | 0.0087581 | 11.7384 | 0.00069749 | 0.58708 | 0.28619 | 8.3421 | 1.3303 | 0.039809 | 1.2283 | 0.32896 | 0.021078 | 0.0074447 | 0.0066321 | 0.0033448 | 0.0059546 | 0.0068847 | 0.058673 | 0.072267 | 0.0037501 | 0.033124 | 0.010112 | 1.1416 | 0.00040225 | 0.00041604 | 0.091131 | 0.12304 | 2.6543 | 0.27476 | 0.021991 | 0.046898 | 0.025248 | 0.033653 | 0.0011547 | 0.0053205 | 0.021607 | 0.023581 | 0.024732 | 0.036813 | 0.018061 | 0.058276 | 16.3113 | 0.0013302 | 0.092976 | 0.00079004 | 0.41167 | 0.050654 | 0.1528 | 6.6484 | 0.010684 | 19.9228 | 15.2054 | 471.7431 | 27.2519 | 1.891 | 30.4695 | 14.38 | 0.9463 | 0.099654 | 0.097008 | 0.057695 | 0.093404 | 0.15372 | 1.9596 | 1.3185 | 0.045275 | 0.76784 | 0.16292 | 18.1794 | 0.0033179 | 0.0032645 | 10.0791 | 4.9531 | 142.8112 | 13.2171 | 1.8389 | 0.5897 | 0.41539 | 0.55855 | 0.021423 | 0.10008 | 0.39247 | 1.0512 | 1.0435 | 0.030039 | 0.01159 | 0.014886 | 6.6209 | 0.00087838 | 0.23773 | 0.00060877 | 1.0164 | 0.063113 | 0.12546 | 5.3437 | 0.0090298 | 17.7393 | 8.7107 | 503.7093 | 20.7634 | 1.9536 | 19.3917 | 7.9299 | 0.55972 | 0.15901 | 0.24022 | 0.032029 | 0.098637 | 0.077966 | 1.9585 | 0.60219 | 0.17903 | 0.51585 | 0.19443 | 13.1754 | 0.003264 | 0.0030488 | 4.0128 | 3.0681 | 62.6151 | 8.5759 | 2.9365 | 0.2541 | 0.29646 | 0.66259 | 0.01308 | 0.057923 | 0.23869 | 1.1255 | 1.1499 | 378.2384 | 421.2741 | 76.9084 | 2.1665 | 3.4046 | 1.2672 | 4.981 | 3.7969 | 10.153 | 0.15239 | 0.001664 | 0.035812 | 0.010959 | 0.27962 | 1.4859 | 1.6049 | 4.6785 | 1.3004 | 1.279
2 | 0.17636 | 0.025257 | 0.016391 | 1.4507 | 0.99751 | 0.99703 | 0.94795 | 0.095723 | 0.77278 | 0.3847 | 0.81853 | 0.87329 | 0.75091 | 0.21768 | 1801.9451 | 217.0775 | 0.94735 | 0.84521 | 0.19871 | 0.272 | 0.064945 | 3.1389 | 2.872 | 407.1663 | 0.0010579 | 165.5245 | 109.6526 | 15.2029 | 165.7936 | 16.1076 | 2.0325 | 65.2801 | 12.961 | 13.959 | 3059.6486 | 86.4108 | 82.1462 | 1524.4746 | 129.2228 | 101.2412 | 264.2802 | 219.7552 | 218.4674 | 36.736 | 56.3762 | 0.84947 | 0.24706 | 0.38884 | 0.019876 | 0.002001 | 8.1038e-05 | 31.2811 | 12.8345 | 3.5382 | 0.81074 | 0.65386 | 0.086946 | 2.676 | 60.1136 | 9.6742 | 0.35913 | 0.83132 | 19.7789 | 111.8848 | 27.0727 | 24.259 | 118.5079 | 9.4944 | 0.031285 | 0.23532 | 0.93719 | 29.5878 | 13.1696 | 651.8991 | 108.4988 | 2.7695 | 0.088913 | 0.45972 | 0.094866 | 257.0409 | 153.4228 | 88.4113 | 72.5898 | 16.1071 | 1331.0855 | 254.1698 | 75.8142 | 90.9083 | 270.8154 | 158.2208 | 87.3555 | 83.4961 | 7.1459 | 0.45101 | 0.74059 | 0.22044 | 58.7717 | 6.0057 | 2.2659 | 1.9734 | 0.16312 | 9.1045e-05 | 30.3084 | 0.93586 | 0.25242 | 0.26574 | 0.18925 | 2.6255 | 0.96528 | 0.99793 | 0.46502 | 70.3931 | 13.4946 | 33.1052 | 7.8509 | 146.4867 | 203.6253 | 1744.9354 | 258.1879 | 375.0149 | 177.528 | 747.3602 | 382.0853 | 100.7393 | 450.1128 | 0.17989 | 0.15314 | 0.12805 | 0.063359 | 0.0086217 | 0.0067928 | 2.4821e-05 | 0.0018158 | 37.1952 | 11.8245 | 1.1703 | 0.16867 | 2.0439 | 4.2671 | 310.4018 | 94.9493 | 3.0698 | 4.2128 | 154.7116 | 7.8777 | 114.1114 | 40.1299 | 35.5748 | 84.5399 | 743.1615 | 60.6904 | 580.1833 | 10.0672 | 118.4816 | 741.8715 | 140.8663 | 97.4165 | 63.5606 | 71.6833 | 227.4182 | 60.8305 | 8.9893 | 171.1736 | 93.1802 | 11.4742 | 44.9003 | 557.0843 | 7.4074 | 75.1711 | 69.7514 | 196.4907 | 254.2816 | 97.3597 | 51.2679 | 27.9328 | 50.5776 | 0.011305 | 0.0011849 | 0.22898 | 28.9581 | 2.3473 | 13.8533 | 2.7546 | 273.0036 | 9.3367 | 4.361 | 0.39865 | 7150.6957 | 957.4969 | 1504.4899 | 1123.2483 | 30.8542 | 1.0704 | 20.5055 | 2.5286 | 5600.2195 | 1598.2649 | 493.366 | 107.9722 | 130.321 | 8.233 | 182.6474 | 0.0014668 | 38.4905 | 0.16176 | 13.3308 | 73.5251 | 5.6347 | 60.1182 | 196.3346 | 0.10679 | 0.26203 | 1.6388 | 2.1543 | 0.11202 | 0.23644 | 0.83198 | 0.19559 | 34.6572 | 0.0027108 | 13.6744 | 309.1611 | 0.022982 | 124.6088 | 5.2522 | 0.044442 | 0.60024 | 0.25524 | 4.5424 | 0.090859 | 1.6922 | 1.0572 | 1.5375 | 0.019338 | 0.11925 | 0.053641 | 4.7074 | 0.035462 | 0.52304 | 0.20853 | 8.6165 | 0.00044122 | 0.0034505 | 0.0030813 | 5.4617 | 0.020491 | 0.38383 | 0.23427 | 0.26163 | 0.0010801 | 0.021093 | 0.014048 | 1.1716 | 0.0051533 | 0.084518 | 0.052679 | 0.77028 | 0.0038289 | 0.040351 | 0.18481 | 0.54161 | 0.27791 | 1.0314 | 227.8663 | 0.016034 | 1.937 | 0.012036 | 4.2877 | 5.931 | 2.7113 | 204.2704 | 0.2624 | 9.664 | 9.5397 | 12.9104 | 106012.3374 | 7.763 | 316.8451 | 9.1479 | 4.3346 | 2.2169 | 1.781 | 2.7987 | 1.6104 | 1.7548 | 14.4476 | 4.08 | 0.71164 | 7.776 | 2.9682 | 259.337 | 8.6948 | 0.46475 | 17.8079 | 29.1859 | 694.5444 | 64.6355 | 4.3886 | 3.1357 | 7.0592 | 8.0904 | 0.26187 | 1.3282 | 4.9536 | 6.4814 | 6.3296 | 0.0020633 | 0.0011539 | 0.0042606 | 1.6153 | 8.8044e-05 | 0.0073553 | 5.5307e-05 | 0.018262 | 0.0028808 | 0.0083614 | 13.7513 | 0.00073685 | 0.64722 | 0.31062 | 7.758 | 1.3145 | 0.034992 | 1.2751 | 0.31909 | 0.019503 | 0.007739 | 0.0068161 | 0.0034423 | 0.0057226 | 0.006399 | 0.058855 | 0.080316 | 0.0033086 | 0.034634 | 0.011081 | 1.1125 | 0.00040998 | 0.00046125 | 0.093622 | 0.12865 | 2.9941 | 0.33169 | 0.022875 | 0.048442 | 0.027845 | 0.036124 | 0.001056 | 0.005476 | 0.020731 | 0.027165 | 0.023614 | 0.04134 | 0.015779 | 0.057055 | 17.3475 | 0.0013757 | 0.10896 | 0.00085783 | 0.41627 | 0.047311 | 0.15813 | 7.0237 | 0.0119 | 21.343 | 14.95 | 492.2082 | 31.0251 | 1.5976 | 28.688 | 13.2747 | 0.90561 | 0.10296 | 0.097605 | 0.056297 | 0.10011 | 0.16787 | 2.0442 | 1.2856 | 0.047128 | 0.79086 | 0.17979 | 20.1063 | 0.0031068 | 0.003168 | 9.9182 | 4.7909 | 145.7349 | 14.9522 | 1.7125 | 0.63973 | 0.46398 | 0.63818 | 0.022138 | 0.084155 | 0.36722 | 1.1293 | 1.1446 | 0.026434 | 0.010842 | 0.014078 | 6.9487 | 0.00083087 | 0.21641 | 0.00054438 | 0.90618 | 0.063638 | 0.11731 | 4.9423 | 0.0089617 | 14.6678 | 7.9291 | 498.3411 | 17.9952 | 1.7973 | 17.8664 | 8.0022 | 0.57946 | 0.15669 | 0.20156 | 0.032287 | 0.11856 | 0.078536 | 2.043 | 0.57303 | 0.17044 | 0.48595 | 0.22967 | 11.0739 | 0.0029755 | 0.0029808 | 3.7277 | 2.8666 | 66.3821 | 8.4195 | 2.8742 | 0.26464 | 0.31192 | 0.6307 | 0.014488 | 0.049183 | 0.24668 | 1.2786 | 1.1241 | 398.9945 | 400.8244 | 55.5864 | 2.5486 | 3.2879 | 1.4073 | 4.6552 | 3.0241 | 9.3455 | 0.16618 | 0.0016827 | 0.034476 | 0.013083 | 0.33292 | 1.5502 | 1.4349 | 3.5909 | 1.1597 | 1.5583
3 | 0.15459 | 0.014639 | 0.0053712 | 1.2928 | 0.99473 | 0.99331 | 0.82622 | 0.083734 | 0.7959 | 0.58704 | 0.68175 | 0.78127 | 0.89487 | 0.20762 | 1989.5325 | 396.8738 | 0.94948 | 0.84884 | 0.18124 | 0.29267 | 0.1013 | 1.139 | 8.2329 | 576.6469 | 0.0088765 | 122.9594 | 111.6394 | 13.3689 | 157.7677 | 17.254 | 2.2357 | 54.0774 | 17.0999 | 14.4636 | 2372.0056 | 74.8279 | 104.071 | 1575.1577 | 114.7716 | 83.5738 | 244.6752 | 286.5233 | 261.5582 | 28.2069 | 45.9168 | 0.72431 | 0.098551 | 0.25395 | 0.015754 | 0.0021757 | 8.8729e-05 | 26.8382 | 13.6078 | 3.3443 | 0.73203 | 0.61369 | 0.11503 | 2.8026 | 51.7863 | 5.0165 | 0.29293 | 0.88576 | 17.8688 | 96.6584 | 39.4619 | 21.6064 | 141.5219 | 9.226 | 0.030192 | 0.31024 | 0.81103 | 33.2275 | 20.9626 | 771.1267 | 131.1405 | 2.5568 | 0.11777 | 0.61695 | 0.083303 | 332.0652 | 130.4809 | 98.4086 | 58.8276 | 17.6443 | 1127.329 | 242.3323 | 70.2515 | 89.3367 | 259.2917 | 149.3018 | 85.5089 | 83.8231 | 7.4832 | 0.39656 | 0.81676 | 0.27691 | 49.1341 | 6.3249 | 1.7405 | 2.8248 | 0.18504 | 8.5381e-05 | 31.2312 | 1.0318 | 0.2131 | 0.21352 | 0.17422 | 3.5567 | 0.9528 | 1.1729 | 0.50316 | 82.7938 | 18.0857 | 26.2339 | 10.2833 | 146.7145 | 113.9533 | 2037.2663 | 240.1915 | 350.07 | 189.1797 | 908.0251 | 353.143 | 98.9196 | 483.3669 | 0.34556 | 0.099588 | 0.087981 | 0.064209 | 0.0078619 | 0.0064044 | 2.6904e-05 | 0.00237 | 34.0676 | 13.8442 | 1.186 | 0.18682 | 2.7199 | 4.779 | 397.7243 | 60.7302 | 4.1226 | 4.5751 | 132.835 | 8.6916 | 127.8404 | 48.7402 | 28.8362 | 78.0314 | 710.7662 | 56.3437 | 556.5552 | 10.2698 | 132.4551 | 812.2624 | 145.6464 | 96.3366 | 49.5448 | 61.8924 | 219.8368 | 59.2005 | 7.6202 | 178.4272 | 81.7528 | 10.7681 | 51.3911 | 666.1565 | 6.5879 | 77.8672 | 68.1217 | 207.9925 | 324.7269 | 83.9487 | 54.1128 | 29.1469 | 47.0819 | 0.0083004 | 0.0012384 | 0.24683 | 33.4447 | 2.5402 | 9.5067 | 2.9544 | 231.7133 | 8.4686 | 4.5732 | 0.37555 | 7335.8233 | 872.7925 | 1464.9798 | 1343.7509 | 35.6987 | 0.82019 | 24.247 | 3.1422 | 4472.7851 | 1625.0308 | 534.9984 | 106.1212 | 133.6091 | 10.2851 | 163.3145 | 0.0014951 | 32.9576 | 0.18884 | 12.3034 | 56.424 | 5.1927 | 91.2547 | 182.0303 | 0.11525 | 0.28006 | 1.8821 | 3.4439 | 0.31794 | 0.24682 | 0.86689 | 0.19636 | 37.0795 | 0.0029297 | 12.7146 | 288.9087 | 0.025376 | 114.0747 | 5.1535 | 0.045604 | 0.66874 | 0.25759 | 5.0281 | 0.092412 | 1.8093 | 1.09 | 1.391 | 0.020015 | 0.11423 | 0.055094 | 4.1047 | 0.039775 | 0.55405 | 0.21597 | 8.7644 | 0.00045829 | 0.0036795 | 0.0029206 | 5.6209 | 0.020732 | 0.37075 | 0.21631 | 0.26612 | 0.0010968 | 0.021294 | 0.013003 | 1.1807 | 0.0053354 | 0.090232 | 0.050927 | 0.75413 | 0.003556 | 0.045995 | 0.16553 | 0.54405 | 0.25728 | 1.105 | 239.5854 | 0.014854 | 2.0078 | 0.01142 | 3.8909 | 5.0732 | 2.3738 | 186.3753 | 0.090612 | 10.5287 | 9.2243 | 14.9916 | 113450.836 | 8.2042 | 295.3979 | 9.2783 | 4.0829 | 2.2071 | 1.814 | 2.9786 | 1.5053 | 1.9109 | 12.5867 | 3.9459 | 0.72599 | 8.2217 | 3.0327 | 284.88 | 8.9256 | 0.43608 | 16.9693 | 26.2533 | 679.1965 | 65.1795 | 4.2825 | 3.0564 | 7.9642 | 7.0753 | 0.24972 | 1.2288 | 5.3947 | 7.6253 | 5.7648 | 0.0019741 | 0.0012382 | 0.0045048 | 1.6071 | 9.6673e-05 | 0.006381 | 5.3977e-05 | 0.018631 | 0.0028103 | 0.0073248 | 12.9043 | 0.00067286 | 0.61892 | 0.27654 | 8.8355 | 1.2796 | 0.03557 | 1.2911 | 0.31606 | 0.020456 | 0.0083309 | 0.0071736 | 0.0033933 | 0.0060902 | 0.0065354 | 0.057236 | 0.076793 | 0.0038697 | 0.0343 | 0.010521 | 1.1898 | 0.00044545 | 0.00039739 | 0.099417 | 0.11174 | 3.0685 | 0.3004 | 0.021799 | 0.041843 | 0.029267 | 0.032837 | 0.0011228 | 0.0049105 | 0.019087 | 0.024485 | 0.024924 | 0.03792 | 0.018702 | 0.05343 | 18.9547 | 0.0012011 | 0.095853 | 0.00085043 | 0.43507 | 0.05135 | 0.14116 | 7.2129 | 0.011991 | 22.757 | 12.8909 | 518.74 | 28.2142 | 1.8235 | 26.9403 | 14.6251 | 0.98267 | 0.10995 | 0.10435 | 0.052298 | 0.0993 | 0.17356 | 1.7574 | 1.486 | 0.044448 | 0.83378 | 0.1513 | 20.8023 | 0.0037053 | 0.003624 | 10.5958 | 4.8459 | 159.2517 | 14.595 | 1.6527 | 0.63244 | 0.39282 | 0.56327 | 0.022707 | 0.08821 | 0.33728 | 1.0817 | 1.0623 | 0.02833 | 0.011984 | 0.013834 | 7.2422 | 0.00089857 | 0.22483 | 0.00053855 | 0.87643 | 0.058634 | 0.11874 | 5.6044 | 0.0080301 | 16.0741 | 8.7446 | 571.0631 | 18.2256 | 1.8647 | 20.9991 | 7.5388 | 0.54027 | 0.15505 | 0.20881 | 0.027515 | 0.097369 | 0.073253 | 1.7177 | 0.55851 | 0.17812 | 0.50337 | 0.19086 | 13.4282 | 0.0027999 | 0.0031365 | 3.8875 | 2.9535 | 58.6561 | 7.4808 | 2.9792 | 0.23729 | 0.29978 | 0.61497 | 0.012482 | 0.05046 | 0.23416 | 1.15 | 1.2776 | 342.083 | 402.348 | 62.3598 | 2.1129 | 3.7369 | 1.645 | 4.1587 | 3.5811 | 15.5106 | 0.15409 | 0.0016577 | 0.036792 | 0.01194 | 0.31016 | 1.9974 | 1.8619 | 3.9303 | 1.0922 | 1.6106
4 | 0.17405 | 0.023571 | 0.012381 | 1.2223 | 0.99389 | 0.99449 | 0.9025 | 0.047486 | 0.90186 | 0.46263 | 0.58859 | 0.8456 | 0.77084 | 0.1801 | 1467.4438 | 367.3137 | 0.95768 | 0.85614 | 0.15977 | 0.26158 | 0.37738 | 2.4205 | 5.1357 | 493.1762 | 0.0081892 | 133.4135 | 112.8225 | 14.3295 | 153.7858 | 17.7868 | 1.6248 | 60.8268 | 16.5125 | 10.4446 | 2556.6296 | 86.9587 | 80.6486 | 1511.1138 | 126.6363 | 81.8697 | 298.2358 | 275.2955 | 242.365 | 35.5836 | 44.3256 | 0.87434 | 0.11024 | 0.29242 | 0.0152 | 0.0020626 | 6.8034e-05 | 37.5633 | 14.013 | 2.7308 | 0.70813 | 0.64745 | 0.10368 | 2.6272 | 68.1736 | 2.7312 | 0.24542 | 0.80554 | 24.6336 | 90.6385 | 35.6581 | 20.7043 | 155.6723 | 8.8688 | 0.036543 | 0.32483 | 0.85642 | 26.7121 | 12.0908 | 779.8421 | 127.6467 | 3.3878 | 0.12677 | 0.5673 | 0.098516 | 324.0794 | 147.2062 | 96.9675 | 70.997 | 15.5693 | 1116.6992 | 228.4134 | 100.2628 | 83.0498 | 248.7435 | 167.5237 | 88.7039 | 85.1272 | 7.5356 | 0.79558 | 0.96198 | 0.17258 | 51.552 | 5.3176 | 2.3214 | 2.7531 | 0.16448 | 6.4573e-05 | 34.8765 | 1.2316 | 0.26156 | 0.23176 | 0.1357 | 2.7437 | 0.9683 | 1.0569 | 0.49265 | 97.4317 | 15.876 | 31.853 | 8.4758 | 133.6925 | 120.3766 | 1968.3089 | 213.9117 | 287.3102 | 169.9865 | 710.3862 | 322.7117 | 101.7144 | 420.883 | 0.30947 | 0.11143 | 0.051112 | 0.085425 | 0.010552 | 0.0058876 | 2.5638e-05 | 0.0019358 | 31.5479 | 10.6729 | 0.91241 | 0.15143 | 2.4432 | 6.2907 | 318.8802 | 60.3409 | 2.7932 | 4.016 | 156.9285 | 9.7897 | 106.7375 | 39.5908 | 35.4127 | 101.012 | 732.4603 | 70.8692 | 574.0275 | 9.1914 | 128.0414 | 645.9862 | 129.4974 | 81.2829 | 52.4348 | 65.4225 | 229.9427 | 46.8525 | 8.1104 | 174.8738 | 78.2301 | 10.4108 | 49.0048 | 686.8361 | 7.0075 | 70.3038 | 60.8532 | 164.7815 | 243.0685 | 82.1665 | 45.5038 | 31.4968 | 40.8098 | 0.009633 | 0.0011454 | 0.30092 | 35.3881 | 2.2901 | 12.4941 | 2.4785 | 249.2307 | 9.8488 | 4.812 | 0.44077 | 6115.2369 | 913.7507 | 1352.9875 | 1069.5031 | 31.9837 | 1.1339 | 25.841 | 2.9524 | 4559.5466 | 1524.6079 | 568.7144 | 97.6792 | 137.6179 | 7.9455 | 161.184 | 0.0014131 | 34.723 | 0.14974 | 13.8526 | 77.8706 | 5.4319 | 54.1797 | 221.3824 | 0.10317 | 0.22437 | 2.6172 | 3.0543 | 0.39328 | 0.25142 | 1.2838 | 0.16592 | 31.6171 | 0.0028688 | 14.9833 | 298.0812 | 0.025619 | 110.6189 | 5.4785 | 0.048412 | 0.65114 | 0.26386 | 4.8933 | 0.090122 | 1.9075 | 1.1086 | 1.486 | 0.018408 | 0.11341 | 0.0576 | 4.5658 | 0.037894 | 0.4783 | 0.20933 | 8.4663 | 0.00039484 | 0.0031545 | 0.0028738 | 4.821 | 0.018269 | 0.34798 | 0.24004 | 0.27871 | 0.0012559 | 0.021856 | 0.014721 | 1.2383 | 0.0048125 | 0.091181 | 0.053549 | 0.77883 | 0.0034562 | 0.045973 | 0.18819 | 0.51529 | 0.30269 | 0.97358 | 376.1406 | 0.012904 | 2.0014 | 0.01129 | 5.2964 | 4.2238 | 2.9793 | 192.5039 | 0.22372 | 9.0872 | 8.505 | 13.3287 | 118830.5153 | 9.1877 | 313.3931 | 9.7303 | 4.7823 | 2.1171 | 2.1167 | 2.8304 | 1.7673 | 1.7936 | 13.8279 | 4.2857 | 0.76825 | 8.5629 | 2.5877 | 279.0958 | 7.8308 | 0.43157 | 19.4543 | 26.5639 | 592.5358 | 67.0593 | 4.8641 | 3.0146 | 7.9329 | 8.2857 | 0.27744 | 1.1586 | 5.5728 | 6.7234 | 5.9504 | 0.0019287 | 0.0013829 | 0.0043705 | 1.4873 | 9.3648e-05 | 0.0074563 | 5.4737e-05 | 0.017324 | 0.0027563 | 0.0085674 | 13.4374 | 0.00068834 | 0.6011 | 0.27329 | 7.8432 | 1.1692 | 0.036307 | 1.2626 | 0.29667 | 0.019405 | 0.0076651 | 0.0068491 | 0.003651 | 0.0055364 | 0.006987 | 0.056676 | 0.074741 | 0.003554 | 0.033326 | 0.011621 | 1.1249 | 0.00043728 | 0.00045152 | 0.092594 | 0.11401 | 2.561 | 0.31213 | 0.020092 | 0.044342 | 0.02883 | 0.036993 | 0.0010968 | 0.0056053 | 0.022141 | 0.025853 | 0.024223 | 0.042712 | 0.018573 | 0.062598 | 18.3519 | 0.0012082 | 0.10537 | 0.00089249 | 0.37414 | 0.054269 | 0.15687 | 6.8097 | 0.01077 | 21.1337 | 13.4367 | 480.9064 | 26.0733 | 1.7036 | 29.381 | 15.084 | 0.84095 | 0.10552 | 0.10521 | 0.054573 | 0.086791 | 0.15826 | 1.8265 | 1.489 | 0.041633 | 0.77377 | 0.17491 | 19.0696 | 0.0032101 | 0.003221 | 10.7426 | 5.2732 | 157.3688 | 14.0939 | 1.5824 | 0.68277 | 0.42164 | 0.64195 | 0.022279 | 0.10057 | 0.39783 | 1.1077 | 1.0763 | 0.029011 | 0.011413 | 0.01632 | 6.906 | 0.00084683 | 0.20861 | 0.00059593 | 0.8558 | 0.064362 | 0.11451 | 4.8635 | 0.0077691 | 16.3597 | 8.0432 | 542.276 | 20.2666 | 1.9185 | 20.0698 | 9.0294 | 0.49899 | 0.15329 | 0.21139 | 0.031472 | 0.11044 | 0.071625 | 1.8413 | 0.57521 | 0.1958 | 0.50186 | 0.19673 | 11.5536 | 0.0028331 | 0.0030198 | 3.9298 | 2.8966 | 61.9704 | 8.8343 | 3.2869 | 0.2819 | 0.28108 | 0.7004 | 0.013975 | 0.053282 | 0.23078 | 1.1222 | 1.0797 | 441.789 | 530.2675 | 51.1217 | 2.2467 | 4.1518 | 1.4992 | 3.0938 | 3.1372 | 6.6859 | 0.15028 | 0.0014436 | 0.036415 | 0.012301 | 0.26226 | 1.9656 | 2.1334 | 3.3235 | 1.2758 | 1.2113
5 | 0.13909 | 0.018245 | 0.011468 | 1.1729 | 0.99437 | 0.99296 | 0.97416 | 0.071223 | 0.91207 | 0.48326 | 0.67283 | 0.82708 | 0.86034 | 0.16362 | 1266.7433 | 333.1874 | 0.95709 | 0.82366 | 0.13943 | 0.17867 | 0.39205 | 0.81189 | 6.8732 | 431.5527 | 0.0097238 | 161.9707 | 106.963 | 15.7232 | 154.714 | 16.0865 | 2.0078 | 57.3702 | 11.4598 | 12.9029 | 2325.2447 | 98.355 | 91.6061 | 1921.4609 | 122.8404 | 88.7541 | 305.3952 | 236.1816 | 233.7374 | 37.748 | 57.4077 | 0.88963 | 0.1622 | 0.07129 | 0.019389 | 0.0021413 | 8.5272e-05 | 27.5986 | 9.9727 | 2.4185 | 0.98103 | 0.55467 | 0.10846 | 2.4356 | 61.8076 | 9.3597 | 0.34525 | 0.81242 | 21.1381 | 109.5841 | 40.8267 | 16.7576 | 138.7939 | 7.9528 | 0.037666 | 0.27388 | 0.7138 | 34.8244 | 20.3296 | 549.8322 | 86.3791 | 3.034 | 0.10436 | 0.58418 | 0.08804 | 352.3449 | 137.6988 | 82.3862 | 73.1965 | 15.1583 | 1225.3862 | 276.0911 | 67.5862 | 78.4576 | 243.5166 | 143.5591 | 99.5467 | 69.7578 | 7.1807 | 0.6327 | 0.92545 | 0.39548 | 54.795 | 5.74 | 1.6345 | 2.116 | 0.14843 | 7.4116e-05 | 38.4229 | 0.86056 | 0.21749 | 0.24081 | 0.17718 | 2.4603 | 0.95885 | 0.86383 | 0.42637 | 86.7656 | 17.255 | 32.6677 | 9.3388 | 119.1542 | 132.3703 | 2193.559 | 278.3411 | 407.3846 | 182.752 | 718.8082 | 373.7877 | 94.4003 | 375.3539 | 0.26085 | 0.21927 | 0.016906 | 0.059027 | 0.0083885 | 0.0069202 | 2.5012e-05 | 0.0023328 | 38.6152 | 13.2169 | 1.113 | 0.16391 | 2.1222 | 6.3715 | 382.665 | 85.7203 | 2.5647 | 5.5325 | 128.8488 | 8.9882 | 132.5214 | 49.4262 | 31.0936 | 103.6867 | 654.4994 | 71.5574 | 639.2737 | 9.7578 | 130.9217 | 680.1253 | 126.4451 | 86.7074 | 51.9483 | 67.4753 | 198.217 | 48.5132 | 8.7779 | 161.2217 | 80.7454 | 11.517 | 54.5555 | 626.4003 | 5.6656 | 69.418 | 72.2761 | 200.1919 | 318.4284 | 74.248 | 42.811 | 33.0973 | 48.7708 | 0.0092354 | 0.00099603 | 0.30829 | 26.9003 | 2.0955 | 10.4541 | 2.6331 | 219.8016 | 7.7934 | 5.3441 | 0.47081 | 6954.6847 | 784.835 | 1528.7355 | 1447.9769 | 34.1138 | 1.2602 | 26.5826 | 2.4917 | 4654.927 | 1774.0798 | 616.8752 | 97.3414 | 147.002 | 9.2539 | 172.045 | 0.0015925 | 37.6747 | 0.15838 | 11.3861 | 87.8339 | 4.6536 | 78.7825 | 227.2114 | 0.12531 | 0.31836 | 1.7997 | 2.6765 | 0.13238 | 0.22459 | 1.3452 | 0.16817 | 35.6619 | 0.002836 | 14.8425 | 304.34 | 0.025935 | 130.0062 | 5.3423 | 0.046704 | 0.64218 | 0.27194 | 4.7881 | 0.10098 | 1.7249 | 1.0796 | 1.6244 | 0.018623 | 0.12083 | 0.055347 | 4.1877 | 0.037446 | 0.5692 | 0.19717 | 7.7527 | 0.00041726 | 0.0035838 | 0.0032196 | 5.674 | 0.021759 | 0.33965 | 0.24502 | 0.28402 | 0.0010565 | 0.021365 | 0.013311 | 1.2993 | 0.0056326 | 0.096666 | 0.048581 | 0.74429 | 0.0034865 | 0.041433 | 0.17555 | 0.5387 | 0.305 | 1.1367 | 224.5472 | 0.012404 | 1.9689 | 0.011395 | 5.0742 | 4.4001 | 2.249 | 198.5569 | 0.51361 | 10.3409 | 9.4516 | 14.8237 | 114348.5897 | 8.7329 | 346.2409 | 9.4996 | 3.9529 | 1.9127 | 1.8263 | 2.689 | 1.6899 | 2.0088 | 14.5417 | 3.8478 | 0.6524 | 7.4913 | 2.7314 | 289.9213 | 7.6012 | 0.41405 | 17.0896 | 26.8194 | 610.1706 | 70.7375 | 4.5944 | 2.5834 | 7.3998 | 7.514 | 0.28855 | 1.1152 | 4.7179 | 7.3142 | 5.8412 | 0.0022481 | 0.0013174 | 0.0038688 | 1.3662 | 9.5637e-05 | 0.0075096 | 5.9498e-05 | 0.019339 | 0.0023906 | 0.0078323 | 12.5076 | 0.00074707 | 0.66422 | 0.32326 | 7.3735 | 1.1922 | 0.041545 | 1.4153 | 0.31137 | 0.020959 | 0.0078035 | 0.0066196 | 0.0037637 | 0.0058977 | 0.0066903 | 0.057826 | 0.06692 | 0.0036769 | 0.033626 | 0.010546 | 1.089 | 0.00045902 | 0.00047209 | 0.10378 | 0.11845 | 2.9239 | 0.28452 | 0.020579 | 0.050761 | 0.030002 | 0.03266 | 0.0012667 | 0.0057238 | 0.018569 | 0.025621 | 0.025478 | 0.043072 | 0.017191 | 0.060112 | 17.6659 | 0.001173 | 0.091144 | 0.00087714 | 0.40011 | 0.047887 | 0.15038 | 7.7715 | 0.011629 | 20.3351 | 12.7588 | 521.0642 | 30.1433 | 1.7225 | 26.7098 | 12.8298 | 0.97071 | 0.12036 | 0.094011 | 0.054785 | 0.098607 | 0.17825 | 1.7171 | 1.4105 | 0.046072 | 0.89215 | 0.15904 | 20.3538 | 0.0037358 | 0.0035749 | 9.4401 | 5.0377 | 139.533 | 13.5684 | 1.7763 | 0.65808 | 0.39566 | 0.618 | 0.020638 | 0.091012 | 0.34394 | 1.1551 | 0.98202 | 0.025505 | 0.012166 | 0.015658 | 6.7456 | 0.00079252 | 0.23089 | 0.00054915 | 0.97871 | 0.067113 | 0.1313 | 4.992 | 0.0081394 | 15.6835 | 8.4179 | 552.1889 | 17.338 | 1.7687 | 18.4675 | 8.7625 | 0.48544 | 0.16512 | 0.2291 | 0.028191 | 0.10003 | 0.077513 | 1.8815 | 0.55305 | 0.18241 | 0.45292 | 0.21242 | 12.0776 | 0.0029343 | 0.0027394 | 3.483 | 2.9707 | 65.3324 | 8.5553 | 3.3623 | 0.26414 | 0.29901 | 0.69814 | 0.013254 | 0.051868 | 0.21374 | 1.1933 | 1.1988 | 451.776 | 497.2849 | 75.3426 | 2.4724 | 4.5003 | 1.465 | 3.1926 | 4.2259 | 8.8984 | 0.15742 | 0.0014818 | 0.039011 | 0.012505 | 0.22784 | 1.7163 | 2.0804 | 4.7336 | 1.2111 | 1.718
6 | 0.14797 | 0.015952 | 0.0099332 | 1.1523 | 0.99673 | 0.99395 | 0.80348 | 0.048042 | 0.80325 | 0.52361 | 0.72299 | 0.79898 | 0.85341 | 0.19513 | 1852.4781 | 205.5681 | 0.95157 | 0.82821 | 0.16798 | 0.336 | 0.31833 | 2.6229 | 2.3325 | 343.9365 | 0.0067605 | 168.5454 | 127.5301 | 17.7315 | 144.5104 | 15.3013 | 1.6608 | 52.3284 | 15.5744 | 11.9179 | 2727.9286 | 96.7291 | 89.9057 | 1766.456 | 104.07 | 78.9734 | 283.7231 | 227.1668 | 212.2955 | 32.8766 | 52.7832 | 0.78543 | 0.13936 | 0.024768 | 0.013608 | 0.0020684 | 9.3045e-05 | 34.7308 | 13.8286 | 2.4652 | 0.9362 | 0.50779 | 0.080688 | 2.2682 | 58.317 | 11.5929 | 0.33244 | 0.77258 | 23.333 | 77.4163 | 30.1529 | 17.0889 | 129.8982 | 8.2205 | 0.032767 | 0.27716 | 0.68975 | 43.7499 | 16.598 | 595.8116 | 136.2122 | 2.8272 | 0.086586 | 0.47758 | 0.12259 | 339.8123 | 157.1955 | 93.7343 | 60.5839 | 17.6852 | 1241.7162 | 273.5506 | 105.0696 | 76.5672 | 252.4934 | 177.0543 | 93.7563 | 72.4243 | 8.9978 | 0.49854 | 0.5471 | 0.43084 | 60.0645 | 5.6274 | 2.0997 | 2.4395 | 0.14333 | 8.2399e-05 | 28.4079 | 0.96587 | 0.22266 | 0.22153 | 0.15436 | 3.5243 | 0.96049 | 0.97899 | 0.47866 | 66.8565 | 19.6543 | 35.0812 | 9.8341 | 129.7315 | 145.1312 | 2062.4935 | 219.5833 | 327.9119 | 183.6512 | 865.9941 | 325.2978 | 89.3712 | 391.4547 | 0.20381 | 0.046351 | 0.13342 | 0.078604 | 0.0088068 | 0.0060605 | 2.0843e-05 | 0.0026268 | 39.2631 | 14.2074 | 0.92163 | 0.17865 | 2.3433 | 4.4022 | 296.767 | 69.7736 | 2.6657 | 5.0611 | 151.3108 | 10.304 | 120.8431 | 48.6334 | 32.9457 | 92.5791 | 618.0242 | 69.2212 | 707.0535 | 8.2431 | 123.0792 | 777.0451 | 149.5442 | 101.4861 | 58.7075 | 76.7353 | 255.6105 | 49.6595 | 9.8641 | 157.0829 | 89.7827 | 12.0692 | 52.3427 | 651.5358 | 6.9383 | 65.105 | 53.9736 | 187.2154 | 264.8152 | 92.707 | 48.6576 | 28.1687 | 46.0944 | 0.012033 | 0.0011529 | 0.33018 | 31.6664 | 2.151 | 14.2593 | 2.5752 | 333.5287 | 11.8939 | 5.999 | 0.4166 | 7318.0492 | 759.1479 | 1433.3313 | 1283.5177 | 28.7924 | 1.0282 | 24.1609 | 3.0133 | 5850.3108 | 1216.7826 | 476.5603 | 84.5364 | 121.3444 | 9.7464 | 150.3492 | 0.0012044 | 31.5065 | 0.18018 | 11.6287 | 52.1923 | 3.9705 | 48.1509 | 162.4357 | 0.11921 | 0.25018 | 1.0802 | 2.3127 | 0.35174 | 0.2571 | 1.2194 | 0.15161 | 33.5029 | 0.0027476 | 13.2901 | 318.8625 | 0.023279 | 118.7937 | 5.4311 | 0.045283 | 0.65435 | 0.2579 | 5.0967 | 0.095173 | 1.7505 | 1.0977 | 1.4965 | 0.019765 | 0.11607 | 0.053413 | 4.5078 | 0.03469 | 0.53091 | 0.2122 | 7.9495 | 0.00040243 | 0.0032091 | 0.0029849 | 4.7483 | 0.019998 | 0.33306 | 0.22804 | 0.24191 | 0.0011673 | 0.019125 | 0.013675 | 1.2745 | 0.0054088 | 0.086171 | 0.057018 | 0.7125 | 0.0039025 | 0.047018 | 0.19558 | 0.52713 | 0.28946 | 1.0146 | 271.3346 | 0.01758 | 1.959 | 0.012959 | 4.1254 | 5.5912 | 2.8487 | 190.3939 | 0.18771 | 10.5876 | 9.1973 | 13.7606 | 111906.8692 | 9.3512 | 318.8951 | 8.5017 | 4.2758 | 2.1435 | 1.9126 | 2.9572 | 1.7024 | 1.9555 | 13.7517 | 3.758 | 0.65856 | 8.8244 | 2.876 | 269.1579 | 8.2181 | 0.44475 | 19.834 | 25.0251 | 585.0983 | 66.3708 | 4.9405 | 3.0946 | 7.1069 | 8.3634 | 0.27252 | 1.3456 | 4.9051 | 7.0389 | 6.1973 | 0.0018899 | 0.0012214 | 0.0043414 | 1.4819 | 8.9254e-05 | 0.0076562 | 5.4684e-05 | 0.019492 | 0.0024346 | 0.0084438 | 12.4354 | 0.00076027 | 0.68743 | 0.3076 | 7.6523 | 1.221 | 0.034144 | 1.3621 | 0.31313 | 0.020375 | 0.0072859 | 0.0077498 | 0.0031964 | 0.0057707 | 0.0063173 | 0.059982 | 0.080013 | 0.0034915 | 0.035011 | 0.010669 | 1.1315 | 0.00047475 | 0.00041459 | 0.1012 | 0.11968 | 2.7158 | 0.28613 | 0.022602 | 0.049984 | 0.02469 | 0.033104 | 0.0012756 | 0.0055648 | 0.019748 | 0.026124 | 0.026054 | 0.043666 | 0.016361 | 0.056316 | 19.2232 | 0.0011462 | 0.10976 | 0.00087442 | 0.38103 | 0.044791 | 0.15454 | 7.7152 | 0.010888 | 23.5684 | 14.5142 | 459.9149 | 30.3898 | 1.9438 | 28.8491 | 13.5142 | 0.97463 | 0.10257 | 0.092437 | 0.051188 | 0.084844 | 0.16496 | 1.8797 | 1.4545 | 0.043062 | 0.85651 | 0.16945 | 19.3397 | 0.0036516 | 0.0036888 | 9.3103 | 5.6206 | 166.6318 | 14.1861 | 1.6209 | 0.6204 | 0.43756 | 0.66665 | 0.021128 | 0.089832 | 0.35401 | 1.1683 | 1.172 | 0.028616 | 0.011863 | 0.016113 | 6.2961 | 0.0007751 | 0.20344 | 0.00059915 | 0.9161 | 0.059886 | 0.11341 | 5.3464 | 0.0078863 | 15.1684 | 7.6645 | 512.6556 | 20.1255 | 1.8218 | 20.5785 | 8.5124 | 0.57409 | 0.1359 | 0.21665 | 0.029527 | 0.1131 | 0.083028 | 1.7357 | 0.59558 | 0.16077 | 0.53191 | 0.20342 | 11.7499 | 0.0028407 | 0.0028663 | 3.7636 | 2.7451 | 57.1186 | 7.7287 | 3.3825 | 0.23908 | 0.2718 | 0.64923 | 0.014448 | 0.05698 | 0.20828 | 1.2101 | 1.1859 | 372.8817 | 436.971 | 38.9579 | 2.4343 | 2.7323 | 1.1959 | 3.4719 | 4.1859 | 14.8985 | 0.15962 | 0.001549 | 0.037805 | 0.011471 | 0.30163 | 1.6641 | 1.9832 | 4.135 | 1.2477 | 1.4993
7 | 0.18 | 0.038005 | 0.013679 | 1.2015 | 0.9917 | 0.99881 | 0.67988 | 0.057056 | 0.88458 | 0.63223 | 0.92091 | 0.75128 | 0.75835 | 0.18478 | 1396.2616 | 326.9335 | 0.9487 | 0.80327 | 0.14306 | 0.24172 | 0.27662 | 2.7417 | 4.6763 | 473.2228 | 0.00033203 | 163.0675 | 114.8643 | 17.0642 | 137.7969 | 12.7928 | 1.9133 | 59.509 | 17.7621 | 10.7573 | 2687.0131 | 99.4528 | 93.9689 | 1606.7494 | 111.2016 | 97.5608 | 267.7728 | 224.9492 | 250.6579 | 29.0563 | 58.2191 | 0.91042 | 0.21682 | 0.019435 | 0.018023 | 0.001649 | 6.7022e-05 | 39.6452 | 13.3854 | 2.8175 | 0.89489 | 0.66596 | 0.11114 | 1.9865 | 45.6231 | 7.9397 | 0.30956 | 0.81988 | 27.3866 | 112.7065 | 37.558 | 18.0444 | 149.634 | 8.7064 | 0.033948 | 0.25223 | 0.90342 | 40.2007 | 15.6003 | 622.4434 | 124.6886 | 2.9276 | 0.09633 | 0.54138 | 0.10196 | 214.4808 | 141.1499 | 97.8241 | 56.486 | 13.8187 | 1289.3803 | 258.1365 | 88.1952 | 70.9946 | 262.0526 | 171.3102 | 79.0698 | 77.5965 | 7.7004 | 0.76782 | 0.63495 | 0.272 | 62.3089 | 7.0026 | 1.6786 | 2.2291 | 0.17968 | 9.2527e-05 | 32.3713 | 1.259 | 0.2177 | 0.18818 | 0.12571 | 3.0169 | 0.96658 | 1.213 | 0.39999 | 99.4121 | 13.8363 | 27.7267 | 8.9931 | 142.0643 | 186.4626 | 1871.7953 | 230.518 | 421.7789 | 153.247 | 774.1355 | 347.7421 | 90.3651 | 365.0373 | 0.063963 | 0.30109 | 0.026134 | 0.081725 | 0.0076971 | 0.0048974 | 1.981e-05 | 0.0021613 | 33.2966 | 11.3246 | 0.81864 | 0.19353 | 1.9671 | 6.738 | 327.8057 | 82.763 | 4.0303 | 5.2654 | 141.1356 | 8.1896 | 110.5047 | 41.1504 | 29.9914 | 83.1726 | 626.5995 | 68.2754 | 626.1874 | 8.7519 | 139.1328 | 794.5465 | 151.5296 | 107.572 | 50.8449 | 75.0389 | 216.7723 | 54.7057 | 8.7291 | 162.0476 | 75.1783 | 10.2635 | 47.5997 | 544.9257 | 6.2986 | 71.0516 | 61.7803 | 209.6207 | 287.1542 | 95.1613 | 44.0822 | 36.7603 | 50.8894 | 0.0085564 | 0.0012225 | 0.25683 | 34.2429 | 2.2382 | 9.9288 | 2.0453 | 299.2867 | 8.5739 | 3.8297 | 0.45369 | 5589.8792 | 844.5798 | 1419.9255 | 1315.8391 | 27.7754 | 0.65697 | 23.2022 | 2.6487 | 4951.4159 | 1447.425 | 583.9383 | 103.2068 | 152.7963 | 8.9306 | 176.1002 | 0.0012311 | 29.5768 | 0.14096 | 12.7302 | 60.0448 | 4.5258 | 61.4331 | 183.9661 | 0.11229 | 0.22897 | 1.438 | 3.9004 | 0.23366 | 0.20979 | 1.1141 | 0.14137 | 34.1372 | 0.002627 | 14.0233 | 273.72 | 0.022744 | 123.8721 | 5.6139 | 0.047536 | 0.63157 | 0.27745 | 4.6884 | 0.093383 | 1.6419 | 1.0749 | 1.4691 | 0.018048 | 0.11836 | 0.052806 | 4.5885 | 0.037261 | 0.536 | 0.21866 | 8.5022 | 0.00048008 | 0.0031211 | 0.0028162 | 5.0657 | 0.021207 | 0.39417 | 0.22544 | 0.28628 | 0.0010644 | 0.018997 | 0.012162 | 1.1177 | 0.0054865 | 0.096119 | 0.05195 | 0.68227 | 0.0033698 | 0.045178 | 0.17452 | 0.52399 | 0.25923 | 0.98163 | 360.9549 | 0.015118 | 1.9744 | 0.012319 | 3.7234 | 5.7058 | 2.4651 | 195.6078 | 0.10932 | 9.3199 | 8.2181 | 15.262 | 121676.9103 | 8.6668 | 331.1949 | 7.996 | 4.1949 | 2.0697 | 2.0989 | 3.0204 | 1.7552 | 1.6954 | 15.0029 | 3.6634 | 0.64698 | 7.6791 | 3.0004 | 281.0036 | 7.7839 | 0.47162 | 20.0972 | 28.0097 | 672.9665 | 59.0913 | 4.3129 | 2.685 | 8.1147 | 7.7516 | 0.25394 | 1.1549 | 5.311 | 7.1542 | 6.0904 | 0.0020916 | 0.0011617 | 0.0039344 | 1.5891 | 8.7238e-05 | 0.0072528 | 6.1885e-05 | 0.019922 | 0.0025974 | 0.0085876 | 12.8403 | 0.00066421 | 0.67871 | 0.28296 | 7.4615 | 1.3895 | 0.037013 | 1.4083 | 0.32325 | 0.019127 | 0.0069937 | 0.0072339 | 0.0035765 | 0.0063117 | 0.0067755 | 0.055879 | 0.07596 | 0.0035854 | 0.03123 | 0.0099834 | 1.0423 | 0.00046952 | 0.00047662 | 0.098664 | 0.13205 | 3.0489 | 0.32826 | 0.021607 | 0.046068 | 0.025021 | 0.037397 | 0.0012594 | 0.005046 | 0.021796 | 0.026552 | 0.023276 | 0.04165 | 0.016442 | 0.055171 | 19.5121 | 0.001235 | 0.093627 | 0.00090596 | 0.38972 | 0.046002 | 0.14642 | 7.6348 | 0.01097 | 21.4416 | 13.4751 | 502.3577 | 27.0975 | 1.6769 | 26.5531 | 13.6536 | 0.87313 | 0.11224 | 0.10963 | 0.049432 | 0.088954 | 0.15477 | 1.9015 | 1.3923 | 0.042653 | 0.82729 | 0.16813 | 18.5785 | 0.0036625 | 0.0035125 | 9.1399 | 5.3959 | 160.6957 | 14.8275 | 1.8033 | 0.69849 | 0.44578 | 0.66431 | 0.021544 | 0.091481 | 0.37688 | 1.0706 | 1.0521 | 0.026048 | 0.011316 | 0.016037 | 7.3969 | 0.00086617 | 0.23338 | 0.00063359 | 0.93865 | 0.067703 | 0.13022 | 5.4897 | 0.0086505 | 15.2411 | 8.6043 | 534.332 | 18.817 | 1.7909 | 19.1163 | 8.8421 | 0.5091 | 0.15115 | 0.20047 | 0.029945 | 0.10437 | 0.08299 | 2.0602 | 0.646 | 0.18996 | 0.54397 | 0.21545 | 12.3706 | 0.0032379 | 0.002818 | 3.8449 | 3.1603 | 61.3975 | 7.9894 | 2.9267 | 0.24439 | 0.31531 | 0.71921 | 0.014109 | 0.055303 | 0.21602 | 1.2677 | 1.2929 | 355.5175 | 520.7144 | 72.3694 | 2.0618 | 3.5654 | 1.2396 | 3.9059 | 3.6495 | 8.0405 | 0.16419 | 0.0014628 | 0.040368 | 0.011135 | 0.33852 | 1.6138 | 1.7967 | 4.4332 | 1.4879 | 1.3409
8 | 0.16462 | 0.03697 | 0.025663 | 1.4736 | 0.99615 | 0.99675 | 0.84903 | 0.034403 | 0.81525 | 0.60133 | 0.61072 | 0.73409 | 0.82683 | 0.22912 | 2361.0348 | 240.9635 | 0.94226 | 0.83456 | 0.16062 | 0.22396 | 0.093001 | 1.4832 | 6.2824 | 322.2486 | 0.0092026 | 145.3539 | 121.4299 | 12.835 | 120.7517 | 14.5839 | 2.1745 | 62.7676 | 15.1671 | 10.2278 | 2994.857 | 81.1054 | 86.1132 | 1949.3302 | 103.3703 | 86.8271 | 251.6036 | 218.962 | 254.1795 | 34.2917 | 50.0453 | 0.71642 | 0.36031 | 0.22092 | 0.015344 | 0.0019833 | 8.278e-05 | 36.1996 | 12.1363 | 2.6498 | 0.84628 | 0.54641 | 0.093415 | 2.5214 | 56.572 | 6.0052 | 0.299 | 0.85158 | 19.0152 | 89.2128 | 34.9395 | 20.3051 | 120.2706 | 8.4813 | 0.035541 | 0.28246 | 0.83749 | 44.9626 | 18.1531 | 516.831 | 103.3282 | 2.5278 | 0.10099 | 0.40544 | 0.092003 | 289.8847 | 126.3421 | 99.9095 | 70.158 | 16.8865 | 1194.351 | 249.2955 | 70.6426 | 78.9578 | 280.1872 | 181.1885 | 84.8665 | 77.8286 | 6.8629 | 0.41566 | 0.76243 | 0.33 | 62.7903 | 5.0687 | 2.1777 | 2.7308 | 0.19418 | 6.6477e-05 | 36.9116 | 1.104 | 0.2339 | 0.20536 | 0.13693 | 2.6924 | 0.95544 | 1.3465 | 0.38686 | 107.1863 | 15.197 | 37.4349 | 9.7438 | 124.4624 | 100.2847 | 2109.8954 | 250.7439 | 361.1837 | 192.4582 | 694.4518 | 408.2035 | 76.6144 | 490.1066 | 0.38287 | 0.42142 | 0.10238 | 0.06069 | 0.0097417 | 0.0070943 | 2.323e-05 | 0.0020807 | 29.962 | 12.889 | 0.84522 | 0.1966 | 2.6589 | 6.0238 | 409.0781 | 88.5071 | 4.1811 | 5.9864 | 123.9062 | 9.2854 | 134.2377 | 50.094 | 37.6899 | 90.1378 | 635.9516 | 57.5205 | 679.8057 | 8.1952 | 133.8273 | 757.585 | 157.493 | 105.58 | 61.5549 | 73.8072 | 254.6544 | 50.7401 | 7.8252 | 197.6943 | 90.8829 | 11.9457 | 43.5037 | 680.7352 | 6.4415 | 67.5103 | 55.0704 | 203.5481 | 285.6233 | 72.8509 | 49.3444 | 30.8122 | 52.8497 | 0.011512 | 0.0013838 | 0.28064 | 39.34 | 2.6647 | 13.2154 | 3.3836 | 254.1935 | 10.3521 | 4.1229 | 0.42823 | 6303.5743 | 946.505 | 1407.8734 | 1200.9808 | 33.4203 | 0.95543 | 25.2971 | 2.7773 | 5110.9148 | 1823.5923 | 620.5292 | 91.2754 | 127.6829 | 7.9044 | 165.8013 | 0.0012755 | 36.1995 | 0.18377 | 14.0554 | 48.9164 | 3.4046 | 51.4431 | 212.8985 | 0.1181 | 0.29161 | 2.8726 | 3.7399 | 0.16223 | 0.21813 | 1.378 | 0.16186 | 36.8461 | 0.0026561 | 14.214 | 318.168 | 0.023128 | 120.5844 | 5.2048 | 0.046134 | 0.67387 | 0.26323 | 4.9494 | 0.096517 | 1.7669 | 1.0249 | 1.5069 | 0.019537 | 0.11601 | 0.056209 | 4.302 | 0.036728 | 0.54676 | 0.20457 | 8.6679 | 0.00040291 | 0.0036278 | 0.0032291 | 5.2827 | 0.020783 | 0.38778 | 0.22118 | 0.26075 | 0.0012389 | 0.02276 | 0.013464 | 1.3105 | 0.0049007 | 0.092525 | 0.055343 | 0.77187 | 0.0039492 | 0.044173 | 0.18589 | 0.52859 | 0.29872 | 1.0847 | 377.7788 | 0.017845 | 1.9624 | 0.011709 | 3.518 | 3.8385 | 3.0862 | 193.5195 | 0.49224 | 10.2197 | 8.4432 | 14.0862 | 125155.8338 | 8.3075 | 353.7048 | 8.4676 | 4.0463 | 2.2694 | 2.0787 | 2.5463 | 1.6549 | 1.7327 | 13.2705 | 4.1774 | 0.77838 | 8.3394 | 2.6844 | 275.6561 | 7.6806 | 0.48347 | 18.1943 | 28.7941 | 625.9467 | 60.3495 | 4.8452 | 2.6944 | 7.6194 | 7.4554 | 0.27652 | 1.2027 | 4.7851 | 7.2328 | 5.8658 | 0.0021616 | 0.0011813 | 0.0041954 | 1.4437 | 8.3685e-05 | 0.0077016 | 6.5275e-05 | 0.019821 | 0.0025654 | 0.0083298 | 13.9283 | 0.00076741 | 0.60695 | 0.31967 | 7.8936 | 1.2946 | 0.039632 | 1.1728 | 0.27964 | 0.020643 | 0.0081845 | 0.0069927 | 0.0038049 | 0.0056219 | 0.0067168 | 0.063421 | 0.078528 | 0.0037871 | 0.032661 | 0.01028 | 1.2248 | 0.0004264 | 0.00042843 | 0.10973 | 0.13056 | 2.8267 | 0.31181 | 0.01948 | 0.045572 | 0.02673 | 0.038188 | 0.0010963 | 0.0057897 | 0.018377 | 0.023171 | 0.022949 | 0.039301 | 0.01726 | 0.059926 | 16.8748 | 0.0012185 | 0.10307 | 0.00080105 | 0.43901 | 0.050045 | 0.14905 | 6.9322 | 0.010297 | 20.7063 | 13.1139 | 489.8965 | 29.0835 | 1.6119 | 31.0422 | 15.5193 | 0.91056 | 0.11774 | 0.092738 | 0.056696 | 0.090775 | 0.18339 | 1.9188 | 1.2651 | 0.043361 | 0.87222 | 0.16633 | 19.8209 | 0.0033893 | 0.0034423 | 9.6416 | 5.4661 | 149.0435 | 14.3625 | 1.7215 | 0.66931 | 0.42536 | 0.57699 | 0.019692 | 0.085366 | 0.33946 | 0.98357 | 1.1462 | 0.029746 | 0.010083 | 0.015527 | 7.1505 | 0.00088873 | 0.23909 | 0.0005777 | 0.88429 | 0.069177 | 0.12931 | 5.0845 | 0.0084523 | 14.7315 | 8.2798 | 562.0511 | 19.5361 | 1.7395 | 20.3761 | 8.1875 | 0.5473 | 0.16249 | 0.22314 | 0.026963 | 0.10947 | 0.08093 | 1.8852 | 0.62993 | 0.17338 | 0.5082 | 0.21904 | 12.593 | 0.0031301 | 0.0030809 | 4.1838 | 2.68 | 56.7826 | 9.018 | 3.2613 | 0.23499 | 0.27848 | 0.6895 | 0.013846 | 0.056345 | 0.23159 | 1.2253 | 1.2191 | 364.3121 | 478.8375 | 41.2584 | 2.7619 | 2.8921 | 1.3301 | 3.8415 | 2.9515 | 11.0111 | 0.16286 | 0.0015721 | 0.03375 | 0.01185 | 0.29834 | 1.7706 | 2.0477 | 4.4635 | 1.123 | 1.6604
9 | 0.13713 | 0.026015 | 0.0071329 | 1.364 | 0.99956 | 0.99077 | 0.76654 | 0.027219 | 0.83261 | 0.55293 | 0.77695 | 0.81148 | 0.89245 | 0.23579 | 1104.222 | 119.5505 | 0.94381 | 0.82055 | 0.18914 | 0.16902 | 0.28011 | 1.9989 | 6.9488 | 641.1926 | 0.0064066 | 151.3822 | 106.1325 | 12.3716 | 142.9166 | 15.5 | 2.2948 | 65.4706 | 13.4633 | 12.4949 | 2587.4557 | 88.12 | 103.2674 | 1700.727 | 116.5844 | 93.2494 | 280.8876 | 252.885 | 201.9049 | 33.0024 | 53.8253 | 0.93587 | 0.049518 | 0.10894 | 0.01782 | 0.0022708 | 7.0253e-05 | 37.7292 | 10.5937 | 2.6005 | 0.82946 | 0.48392 | 0.09566 | 2.19 | 69.3367 | 11.0674 | 0.31588 | 0.83771 | 20.2506 | 105.0462 | 32.7673 | 19.4802 | 154.0965 | 7.9029 | 0.038355 | 0.29188 | 0.98834 | 39.0017 | 16.8167 | 687.7467 | 93.3596 | 3.7469 | 0.070742 | 0.63416 | 0.11684 | 221.0402 | 132.8678 | 102.0196 | 62.2207 | 18.0253 | 1182.4857 | 285.6287 | 95.4165 | 71.9914 | 229.7899 | 183.7869 | 78.0533 | 88.6335 | 8.2916 | 0.66215 | 0.76555 | 0.30342 | 66.4812 | 5.9033 | 2.0479 | 2.5277 | 0.19799 | 7.6243e-05 | 35.479 | 1.349 | 0.20732 | 0.27495 | 0.12875 | 3.3474 | 0.96342 | 1.2419 | 0.55498 | 82.1314 | 16.1557 | 25.0264 | 9.6591 | 149.0804 | 168.6837 | 2141.2421 | 270.738 | 421.7198 | 170.2682 | 878.61 | 315.289 | 78.3265 | 423.0655 | 0.32806 | 0.1314 | 0.068468 | 0.084563 | 0.0073288 | 0.0055809 | 2.873e-05 | 0.0019421 | 32.8782 | 13.9226 | 0.87686 | 0.15661 | 2.4966 | 6.625 | 300.6659 | 66.7206 | 3.3374 | 4.3869 | 130.1964 | 10.135 | 118.7838 | 51.3987 | 29.532 | 78.9948 | 595.2592 | 62.66 | 726.5793 | 8.0663 | 138.0064 | 626.6842 | 148.3842 | 88.4058 | 57.7609 | 73.0838 | 205.3527 | 60.2692 | 8.5612 | 177.1022 | 73.2594 | 9.3624 | 53.8301 | 586.6018 | 5.8118 | 81.8988 | 68.9637 | 172.4844 | 309.6598 | 78.4421 | 56.603 | 33.936 | 45.0813 | 0.011953 | 0.001336 | 0.26339 | 27.5971 | 2.8586 | 10.1952 | 2.2372 | 214.3455 | 12.4523 | 3.9982 | 0.5692 | 7426.2697 | 836.7515 | 1291.3816 | 1226.4778 | 30.215 | 1.2991 | 21.9574 | 2.6819 | 5402.2058 | 1657.7078 | 518.7877 | 109.6071 | 156.0593 | 9.5641 | 159.0174 | 0.0015666 | 30.616 | 0.1652 | 11.7062 | 85.8197 | 4.9001 | 93.523 | 218.344 | 0.12699 | 0.23785 | 2.9951 | 3.8458 | 0.27064 | 0.23334 | 1.1852 | 0.12161 | 32.9872 | 0.0026046 | 12.8436 | 270.0357 | 0.025787 | 132.4205 | 4.9972 | 0.048146 | 0.61528 | 0.24197 | 4.871 | 0.089307 | 1.7447 | 1.1391 | 1.5128 | 0.01831 | 0.11519 | 0.051465 | 4.3865 | 0.037125 | 0.53854 | 0.2245 | 8.1417 | 0.00040751 | 0.0032919 | 0.0027606 | 4.6822 | 0.022004 | 0.34414 | 0.21043 | 0.27257 | 0.0012606 | 0.019331 | 0.014375 | 1.2148 | 0.0050691 | 0.093844 | 0.056367 | 0.76256 | 0.0037337 | 0.04476 | 0.18195 | 0.51762 | 0.25005 | 1.0134 | 302.9125 | 0.013626 | 1.991 | 0.011641 | 4.5521 | 5.3644 | 2.2008 | 197.0821 | 0.39869 | 10.1454 | 8.3861 | 15.1461 | 123102.3659 | 9.0807 | 356.0347 | 9.0831 | 4.1344 | 2.0246 | 1.9516 | 3.0736 | 1.4671 | 1.8342 | 13.5995 | 4.3698 | 0.69904 | 7.4185 | 2.7117 | 261.7501 | 8.429 | 0.48851 | 19.9105 | 25.6967 | 603.9993 | 67.4846 | 4.6827 | 3.0689 | 7.2907 | 8.1733 | 0.28628 | 1.1868 | 5.2296 | 7.4491 | 6.6644 | 0.0021732 | 0.0012942 | 0.0040241 | 1.5113 | 8.8776e-05 | 0.0071602 | 6.2608e-05 | 0.016808 | 0.0026542 | 0.0078605 | 12.6589 | 0.00070439 | 0.64051 | 0.33214 | 8.1757 | 1.206 | 0.036222 | 1.1822 | 0.29235 | 0.017702 | 0.0073423 | 0.0064029 | 0.0036703 | 0.0064448 | 0.0069332 | 0.059361 | 0.081306 | 0.0036294 | 0.0323 | 0.0098566 | 1.061 | 0.00045469 | 0.00044456 | 0.095419 | 0.10901 | 2.7663 | 0.30427 | 0.022453 | 0.04206 | 0.028433 | 0.034001 | 0.0012143 | 0.0049643 | 0.018314 | 0.024551 | 0.025872 | 0.037207 | 0.017684 | 0.061332 | 18.1066 | 0.0012603 | 0.10796 | 0.0008264 | 0.42894 | 0.052835 | 0.16613 | 7.8729 | 0.010558 | 23.0086 | 14.2913 | 468.4618 | 29.9381 | 1.7604 | 31.3768 | 14.2527 | 0.95819 | 0.11365 | 0.10818 | 0.052784 | 0.092531 | 0.18245 | 1.9881 | 1.3096 | 0.045021 | 0.84887 | 0.18095 | 20.9859 | 0.0035714 | 0.0034672 | 10.4586 | 4.7162 | 158.3407 | 15.5011 | 1.5533 | 0.59559 | 0.45788 | 0.63466 | 0.019399 | 0.092943 | 0.39451 | 1.1006 | 1.0132 | 0.02748 | 0.010197 | 0.016726 | 6.6781 | 0.00077126 | 0.22796 | 0.00061849 | 0.86118 | 0.070222 | 0.1235 | 5.2496 | 0.0088107 | 16.7882 | 9.0046 | 523.0534 | 20.5782 | 1.719 | 20.8859 | 8.4195 | 0.50357 | 0.1413 | 0.23071 | 0.028109 | 0.10232 | 0.07016 | 1.7724 | 0.6087 | 0.19311 | 0.47962 | 0.2134 | 11.3 | 0.0032085 | 0.0031218 | 4.0408 | 2.9862 | 59.634 | 7.7069 | 3.4473 | 0.27821 | 0.30487 | 0.71299 | 0.012758 | 0.053713 | 0.22517 | 1.3084 | 1.1764 | 425.2198 | 473.3128 | 66.3283 | 2.3847 | 3.6992 | 1.0503 | 4.4712 | 3.7279 | 16.4105 | 0.15495 | 0.001518 | 0.039994 | 0.012949 | 0.32469 | 1.508 | 1.8542 | 4.3051 | 1.4551 | 1.2573
10 | 0.18518 | 0.028334 | 0.0079397 | 1.3928 | 0.99092 | 0.99575 | 0.88855 | 0.040104 | 0.82161 | 0.57372 | 0.69644 | 0.8604 | 0.80834 | 0.23601 | 1558.456 | 168.7838 | 0.95335 | 0.78429 | 0.13217 | 0.19797 | 0.43379 | 3.3138 | 2.659 | 359.983 | 0.0044244 | 157.4927 | 115.2428 | 14.5474 | 133.8275 | 14.8958 | 1.7748 | 45.9517 | 13.8048 | 11.3505 | 3076.4801 | 77.9654 | 99.4142 | 1876.5065 | 108.7666 | 85.7692 | 240.8331 | 238.6807 | 246.7028 | 30.2274 | 59.2295 | 0.79674 | 0.26771 | 0.29894 | 0.013323 | 0.0019496 | 7.843e-05 | 33.9148 | 14.2642 | 2.9504 | 0.7978 | 0.67859 | 0.11304 | 2.4899 | 62.4787 | 6.9556 | 0.30206 | 0.75677 | 26.3075 | 101.5217 | 38.4632 | 20.9986 | 130.3537 | 8.4136 | 0.039363 | 0.24396 | 0.66277 | 36.6249 | 14.9879 | 877.123 | 94.2987 | 3.6996 | 0.1221 | 0.38686 | 0.076445 | 244.7608 | 155.4838 | 81.7991 | 54.7647 | 16.6376 | 1028.0467 | 230.3396 | 78.0987 | 73.0427 | 226.0336 | 165.9471 | 82.9595 | 73.5214 | 8.6371 | 0.61921 | 0.80094 | 0.45213 | 71.6437 | 5.2241 | 1.9872 | 2.5807 | 0.15456 | 7.948e-05 | 31.023 | 0.85292 | 0.2532 | 0.17248 | 0.12302 | 3.2842 | 0.95968 | 1.1265 | 0.40937 | 111.0252 | 14.471 | 34.21 | 7.7751 | 143.3471 | 193.7436 | 1727.2543 | 250.0075 | 337.9312 | 188.1302 | 787.6153 | 395.9386 | 80.5771 | 477.946 | 0.1376 | 0.33928 | 0.010567 | 0.071786 | 0.0091451 | 0.0057032 | 2.0293e-05 | 0.0024899 | 26.9913 | 9.9025 | 1.0446 | 0.18186 | 2.3655 | 5.2532 | 372.9201 | 63.8671 | 3.5766 | 3.9835 | 122.8854 | 9.934 | 126.1676 | 43.2089 | 34.6342 | 81.7756 | 766.0431 | 72.5663 | 671.1785 | 9.6587 | 135.0855 | 714.5456 | 166.4449 | 99.8369 | 54.7669 | 78.3702 | 241.8951 | 61.8998 | 9.3091 | 154.0132 | 83.0553 | 12.171 | 45.4741 | 639.0101 | 6.0836 | 73.5813 | 58.1938 | 167.3949 | 249.2895 | 75.8404 | 53.6376 | 29.9757 | 47.7006 | 0.0088995 | 0.0010591 | 0.2935 | 36.8507 | 1.9725 | 9.3045 | 3.3313 | 285.7646 | 12.1173 | 5.8008 | 0.52844 | 6825.8447 | 731.0308 | 1287.2118 | 1415.6061 | 31.4461 | 1.0404 | 27.166 | 2.8692 | 5468.452 | 1471.4163 | 545.1841 | 90.2053 | 157.9765 | 8.6182 | 184.5984 | 0.001125 | 28.5602 | 0.14294 | 11.0701 | 62.9595 | 4.2556 | 86.8661 | 187.2004 | 0.11001 | 0.25614 | 2.7952 | 2.8601 | 0.33782 | 0.20649 | 1.1471 | 0.14763 | 31.6429 | 0.0029654 | 12.3902 | 282.2365 | 0.026761 | 111.6312 | 5.2893 | 0.044693 | 0.61137 | 0.26685 | 4.7304 | 0.098058 | 1.8414 | 1.0361 | 1.4807 | 0.019017 | 0.10714 | 0.056612 | 4.2179 | 0.038524 | 0.50898 | 0.22724 | 8.3013 | 0.00044249 | 0.0034094 | 0.0027077 | 5.1324 | 0.018405 | 0.35577 | 0.23223 | 0.29054 | 0.0011583 | 0.02168 | 0.012268 | 1.2516 | 0.005205 | 0.10101 | 0.052866 | 0.66931 | 0.0036328 | 0.041005 | 0.17014 | 0.51145 | 0.30928 | 1.1318 | 341.2025 | 0.016795 | 1.9442 | 0.011926 | 4.4429 | 5.2065 | 2.6835 | 207.0939 | 0.31757 | 10.7853 | 9.5886 | 14.0679 | 123251.3642 | 7.8373 | 300.7347 | 8.2802 | 4.0199 | 1.9703 | 2.0138 | 2.66 | 1.4966 | 1.884 | 14.0497 | 4.438 | 0.7595 | 7.9742 | 3.0498 | 242.3868 | 8.2644 | 0.42697 | 19.2148 | 27.3137 | 683.4626 | 68.7217 | 4.1861 | 2.9704 | 8.5129 | 8.4472 | 0.25879 | 1.2707 | 5.061 | 7.3375 | 6.5923 | 0.001995 | 0.0012462 | 0.0042714 | 1.426 | 9.7608e-05 | 0.0068724 | 6.4547e-05 | 0.01892 | 0.0024188 | 0.0074242 | 13.1391 | 0.00078642 | 0.67001 | 0.29424 | 8.2998 | 1.2476 | 0.039019 | 1.2951 | 0.30872 | 0.017631 | 0.0069177 | 0.0074049 | 0.003828 | 0.0065552 | 0.0064738 | 0.062717 | 0.072022 | 0.0038233 | 0.030661 | 0.010022 | 1.1969 | 0.00046475 | 0.00044854 | 0.097123 | 0.10992 | 2.9986 | 0.28099 | 0.019957 | 0.048704 | 0.025973 | 0.039009 | 0.0011112 | 0.0050012 | 0.021439 | 0.025486 | 0.024503 | 0.037564 | 0.016725 | 0.063384 | 16.8158 | 0.0011619 | 0.097804 | 0.00091863 | 0.43394 | 0.051732 | 0.15193 | 8.0584 | 0.011729 | 21.87 | 14.1488 | 500.7228 | 28.6365 | 1.7835 | 25.706 | 15.2333 | 0.8495 | 0.11474 | 0.10282 | 0.054145 | 0.095923 | 0.17018 | 1.8215 | 1.5138 | 0.048148 | 0.91956 | 0.17203 | 19.6227 | 0.0035262 | 0.0037229 | 9.689 | 5.6113 | 149.7459 | 13.8224 | 1.7422 | 0.67599 | 0.40321 | 0.57361 | 0.019472 | 0.088698 | 0.35804 | 0.97849 | 0.98312 | 0.025051 | 0.011748 | 0.014032 | 7.0574 | 0.00075909 | 0.21246 | 0.00057137 | 0.94376 | 0.071133 | 0.12613 | 5.2167 | 0.0085263 | 16.2587 | 9.0618 | 519.6125 | 17.5226 | 1.7566 | 18.8017 | 7.7718 | 0.53269 | 0.13806 | 0.23236 | 0.031217 | 0.10309 | 0.074187 | 1.9863 | 0.56273 | 0.18465 | 0.45798 | 0.21724 | 13.0502 | 0.0030507 | 0.0031889 | 3.638 | 3.0297 | 67.1079 | 7.6124 | 3.3341 | 0.25038 | 0.31896 | 0.6659 | 0.013652 | 0.057331 | 0.20507 | 1.1406 | 1.167 | 388.7643 | 455.9616 | 56.9231 | 2.7901 | 3.9998 | 1.6119 | 4.5095 | 3.4178 | 16.0047 | 0.1487 | 0.0017058 | 0.033599 | 0.012279 | 0.25196 | 1.6764 | 1.912 | 3.7018 | 1.3225 | 1.5669
11 | 0.17015 | 0.026704 | 0.015633 | 1.124 | 0.99712 | 0.99965 | 0.88043 | 0.084094 | 0.86042 | 0.67824 | 0.62673 | 0.83281 | 0.79231 | 0.22127 | 894.5174 | 432.7355 | 0.96435 | 0.77692 | 0.19335 | 0.28735 | 0.14699 | 2.0561 | 1.3405 | 202.5399 | 0.0035008 | 153.1803 | 99.8032 | 14.1427 | 146.9815 | 15.7335 | 2.0644 | 55.6567 | 14.5703 | 12.0801 | 2435.314 | 81.6362 | 82.4619 | 1630.775 | 123.7701 | 90.8631 | 292.9078 | 276.255 | 194.8843 | 29.5862 | 51.4474 | 0.84158 | 0.33144 | 0.24841 | 0.014091 | 0.0015949 | 7.1909e-05 | 28.4636 | 11.2435 | 3.2558 | 0.96702 | 0.52423 | 0.083398 | 2.5827 | 49.4865 | 3.6383 | 0.27277 | 0.89191 | 22.4747 | 118.2334 | 33.9926 | 16.0569 | 151.3614 | 9.5461 | 0.03222 | 0.28609 | 0.96551 | 41.7396 | 18.4394 | 702.1715 | 116.2968 | 3.2445 | 0.091697 | 0.55335 | 0.10919 | 290.807 | 162.0576 | 84.4597 | 66.342 | 15.8818 | 1080.4264 | 220.6627 | 102.8779 | 74.3232 | 266.9028 | 140.6117 | 97.6915 | 74.0736 | 7.2941 | 0.55749 | 0.8768 | 0.24808 | 49.376 | 6.7382 | 1.7941 | 2.4785 | 0.14931 | 8.8083e-05 | 32.9376 | 1.1558 | 0.2249 | 0.17639 | 0.16487 | 2.4541 | 0.96912 | 0.88946 | 0.37117 | 79.5868 | 18.5252 | 39.9546 | 8.6685 | 152.3782 | 144.4501 | 1787.261 | 245.2344 | 294.2469 | 157.0033 | 819.8542 | 306.6815 | 77.6675 | 412.3043 | 0.17064 | 0.25514 | 0.20982 | 0.068366 | 0.010336 | 0.006535 | 2.6721e-05 | 0.0022395 | 36.3351 | 11.6254 | 1.1218 | 0.13818 | 2.6034 | 5.8199 | 418.7965 | 74.5004 | 2.897 | 5.6712 | 137.4857 | 8.5564 | 116.0682 | 45.9624 | 30.5498 | 99.1811 | 689.6306 | 65.9136 | 691.9939 | 10.4941 | 108.4035 | 689.6671 | 162.688 | 93.9157 | 56.1497 | 63.1476 | 238.662 | 56.772 | 9.5007 | 184.5082 | 85.9564 | 10.0639 | 49.8131 | 658.9267 | 7.2264 | 66.6648 | 58.7478 | 212.85 | 280.3214 | 82.516 | 50.1937 | 27.6774 | 45.7087 | 0.010004 | 0.0014132 | 0.23324 | 30.9479 | 2.6304 | 11.3848 | 3.1205 | 308.7897 | 11.4451 | 6.1174 | 0.48812 | 7118.7175 | 762.6503 | 1234.7335 | 1444.9356 | 34.7999 | 0.68877 | 23.0255 | 2.6038 | 5919.3273 | 1371.453 | 628.4664 | 101.6967 | 135.0377 | 9.395 | 168.5006 | 0.0015425 | 27.1782 | 0.15073 | 14.8705 | 83.5937 | 4.2707 | 70.5034 | 229.6888 | 0.10184 | 0.26273 | 2.0696 | 2.9563 | 0.28522 | 0.26688 | 0.90464 | 0.1377 | 33.9555 | 0.0030046 | 13.5756 | 302.6674 | 0.024361 | 118.128 | 5.7059 | 0.046585 | 0.63631 | 0.25298 | 4.9052 | 0.091297 | 1.6986 | 1.1661 | 1.4368 | 0.018143 | 0.11962 | 0.054632 | 4.3438 | 0.037701 | 0.55624 | 0.22174 | 8.9082 | 0.00046368 | 0.0037737 | 0.003062 | 5.2442 | 0.019548 | 0.33177 | 0.21385 | 0.27008 | 0.0011455 | 0.019873 | 0.01434 | 1.2558 | 0.0054282 | 0.088365 | 0.049417 | 0.66301 | 0.0038727 | 0.047917 | 0.18967 | 0.54276 | 0.29682 | 1.048 | 299.2714 | 0.01551 | 1.9702 | 0.012583 | 5.4386 | 4.0296 | 3.1405 | 205.642 | 0.36239 | 9.7495 | 8.786 | 13.5072 | 120493.2717 | 8.4085 | 337.678 | 8.1839 | 4.4153 | 1.925 | 1.9823 | 2.6343 | 1.7093 | 1.8681 | 14.1751 | 4.3991 | 0.70357 | 8.7679 | 2.8061 | 257.5117 | 8.8051 | 0.44665 | 16.8885 | 29.3431 | 688.5603 | 63.7673 | 4.4955 | 2.6085 | 7.7461 | 7.2181 | 0.24075 | 1.3087 | 4.985 | 7.6878 | 6.2267 | 0.0020295 | 0.0012999 | 0.0040704 | 1.5365 | 8.6184e-05 | 0.0069471 | 6.1115e-05 | 0.017084 | 0.0025032 | 0.0081103 | 13.565 | 0.00080639 | 0.69545 | 0.28003 | 7.5832 | 1.3564 | 0.034583 | 1.2038 | 0.27458 | 0.01873 | 0.0074649 | 0.0076742 | 0.0032699 | 0.0064788 | 0.0072022 | 0.054434 | 0.075586 | 0.0034068 | 0.030956 | 0.0096349 | 1.0282 | 0.00041474 | 0.00043299 | 0.096375 | 0.11215 | 2.821 | 0.32185 | 0.020907 | 0.046254 | 0.028625 | 0.034693 | 0.0011817 | 0.0057757 | 0.019349 | 0.022583 | 0.023061 | 0.041874 | 0.016047 | 0.054703 | 19.8794 | 0.0013111 | 0.099185 | 0.00089825 | 0.40518 | 0.048069 | 0.16081 | 7.943 | 0.011278 | 22.1041 | 14.2993 | 509.8425 | 26.6586 | 1.8598 | 27.7871 | 13.7814 | 0.8242 | 0.11054 | 0.10718 | 0.058715 | 0.10191 | 0.1696 | 2.0549 | 1.377 | 0.047574 | 0.90999 | 0.17623 | 21.6254 | 0.0031987 | 0.0037274 | 10.9607 | 5.3043 | 140.5824 | 12.8773 | 1.6819 | 0.62943 | 0.40912 | 0.55428 | 0.019204 | 0.087111 | 0.38157 | 1.1618 | 1.0345 | 0.025291 | 0.011717 | 0.014635 | 7.5201 | 0.00080134 | 0.20731 | 0.00061265 | 0.95426 | 0.060617 | 0.115 | 5.9243 | 0.0083408 | 15.0169 | 8.1941 | 539.3655 | 18.4194 | 1.6754 | 19.8403 | 8.2281 | 0.48421 | 0.16393 | 0.2126 | 0.032897 | 0.11533 | 0.074649 | 1.8559 | 0.53755 | 0.17262 | 0.46639 | 0.20785 | 12.646 | 0.0030936 | 0.0029259 | 3.5471 | 3.144 | 60.1315 | 7.8934 | 2.9932 | 0.25896 | 0.30732 | 0.70961 | 0.012683 | 0.049754 | 0.22716 | 1.0961 | 1.2561 | 362.3392 | 408.9063 | 70.3955 | 2.2617 | 2.9654 | 1.1538 | 4.7152 | 3.9227 | 12.8552 | 0.17415 | 0.0017085 | 0.039604 | 0.012849 | 0.32116 | 1.4061 | 1.4764 | 3.8253 | 1.5275 | 1.6324
12 | 0.1524 | 0.017214 | 0.022828 | 1.3219 | 0.9923 | 0.99817 | 0.72098 | 0.06387 | 0.87386 | 0.70148 | 0.65295 | 0.71911 | 0.77513 | 0.19848 | 1681.523 | 233.2458 | 0.94465 | 0.85299 | 0.12097 | 0.31167 | 0.32296 | 0.3324 | 3.238 | 225.1492 | 0.007427 | 148.3556 | 95.9119 | 12.9623 | 167.3164 | 16.8659 | 2.1261 | 57.9944 | 15.8264 | 13.3981 | 2873.733 | 91.9882 | 98.9717 | 1681.8449 | 130.1176 | 100.5242 | 254.7691 | 255.2184 | 228.7749 | 35.9555 | 56.7537 | 0.81905 | 0.28271 | 0.1586 | 0.017457 | 0.0023271 | 7.4384e-05 | 31.7574 | 12.3895 | 3.195 | 0.76308 | 0.5754 | 0.091595 | 2.3664 | 44.4165 | 6.7583 | 0.26233 | 0.87652 | 22.9245 | 126.763 | 29.319 | 17.4346 | 148.1109 | 8.8125 | 0.035373 | 0.23481 | 0.87133 | 32.778 | 13.6635 | 561.7916 | 137.8457 | 3.3459 | 0.11457 | 0.52401 | 0.080309 | 269.3405 | 127.3658 | 86.1711 | 63.8609 | 15.3067 | 1098.5849 | 266.2982 | 91.6923 | 75.0759 | 218.866 | 155.3611 | 89.707 | 81.7784 | 7.0046 | 0.46082 | 0.98637 | 0.20089 | 52.5385 | 6.6485 | 2.2281 | 2.3587 | 0.14043 | 6.914e-05 | 39.5031 | 1.1288 | 0.23766 | 0.19952 | 0.16394 | 2.8909 | 0.96784 | 1.3092 | 0.43443 | 105.6719 | 16.951 | 24.61 | 8.3647 | 153.3494 | 106.9038 | 1919.3449 | 223.4363 | 391.4659 | 175.1124 | 844.3513 | 331.9944 | 86.7317 | 459.2341 | 0.01434 | 0.38555 | 0.17923 | 0.077608 | 0.010164 | 0.0058367 | 2.7834e-05 | 0.0026062 | 28.1218 | 12.7101 | 1.0206 | 0.16052 | 2.7942 | 4.9135 | 429.2504 | 71.9324 | 3.2524 | 5.1567 | 121.3317 | 10.0433 | 130.2889 | 51.4659 | 36.9666 | 95.5587 | 773.3627 | 64.2961 | 610.5151 | 8.7751 | 120.7315 | 819.1061 | 134.3307 | 82.771 | 47.7062 | 75.8207 | 204.2872 | 57.8135 | 9.6009 | 190.6509 | 87.1127 | 10.5624 | 43.7963 | 531.0202 | 7.1455 | 85.369 | 62.1704 | 182.6983 | 307.1086 | 90.2651 | 52.4831 | 32.0184 | 42.7812 | 0.0093565 | 0.0012968 | 0.28491 | 38.6917 | 2.1986 | 11.914 | 3.2033 | 209.0441 | 7.5555 | 4.6324 | 0.59439 | 6580.3187 | 813.1322 | 1192.1652 | 1051.8857 | 26.9999 | 0.78927 | 24.7143 | 2.7462 | 5964.7107 | 1862.9403 | 574.2092 | 101.9888 | 152.5027 | 10.2041 | 146.7499 | 0.0014872 | 39.4525 | 0.15339 | 14.5616 | 72.5015 | 3.2347 | 81.2434 | 156.4842 | 0.12008 | 0.26982 | 1.3846 | 2.4436 | 0.15962 | 0.21738 | 1.0474 | 0.13362 | 32.3872 | 0.0025183 | 12.615 | 311.2368 | 0.024668 | 112.1844 | 5.1973 | 0.045832 | 0.65905 | 0.23927 | 5.0772 | 0.099605 | 1.7782 | 1.0051 | 1.553 | 0.018933 | 0.12199 | 0.054568 | 4.4346 | 0.040842 | 0.50312 | 0.21097 | 9.2061 | 0.00047115 | 0.0031793 | 0.0031789 | 4.9815 | 0.021092 | 0.35913 | 0.24274 | 0.24901 | 0.0012053 | 0.022846 | 0.012743 | 1.3273 | 0.0057282 | 0.095133 | 0.054455 | 0.74236 | 0.0036516 | 0.042581 | 0.16391 | 0.53443 | 0.27544 | 1.0737 | 349.6682 | 0.016999 | 1.948 | 0.012723 | 3.2796 | 4.6925 | 2.3182 | 196.9708 | 0.30192 | 9.0033 | 8.2565 | 13.5918 | 102881.2968 | 8.031 | 326.6583 | 9.4117 | 4.4704 | 2.1558 | 2.0379 | 2.5767 | 1.5179 | 1.7095 | 15.1602 | 4.1488 | 0.74574 | 8.5008 | 2.833 | 271.6154 | 8.6077 | 0.48038 | 18.6951 | 27.481 | 638.6578 | 69.7584 | 4.6286 | 2.9099 | 8.3883 | 7.8886 | 0.26825 | 1.1717 | 5.3764 | 6.6168 | 6.7884 | 0.001899 | 0.0012051 | 0.0044006 | 1.3697 | 8.0699e-05 | 0.0067978 | 6.0135e-05 | 0.019671 | 0.0028651 | 0.0080674 | 14.1065 | 0.00072089 | 0.57329 | 0.3288 | 8.0216 | 1.3776 | 0.037972 | 1.3752 | 0.32579 | 0.018023 | 0.0071533 | 0.007492 | 0.0032241 | 0.0061346 | 0.0072835 | 0.062009 | 0.06826 | 0.0039103 | 0.031774 | 0.0096984 | 1.1627 | 0.00044098 | 0.00046465 | 0.10868 | 0.12582 | 2.789 | 0.27827 | 0.021218 | 0.044618 | 0.027507 | 0.036415 | 0.0011606 | 0.0052127 | 0.02002 | 0.026336 | 0.02673 | 0.038672 | 0.019111 | 0.057543 | 18.0157 | 0.001323 | 0.10055 | 0.00077691 | 0.37819 | 0.052169 | 0.16021 | 7.113 | 0.012161 | 20.2391 | 13.2135 | 538.0749 | 28.4776 | 1.6811 | 27.4632 | 14.8567 | 0.991 | 0.10731 | 0.10577 | 0.058448 | 0.10106 | 0.18131 | 1.8557 | 1.466 | 0.046554 | 0.78519 | 0.17757 | 21.2176 | 0.0034863 | 0.0036001 | 9.8494 | 4.9182 | 166.9805 | 13.3846 | 1.5984 | 0.58038 | 0.4299 | 0.59213 | 0.020195 | 0.095928 | 0.37382 | 1.0285 | 1.1236 | 0.027048 | 0.011083 | 0.015785 | 6.4738 | 0.00083706 | 0.23549 | 0.00062473 | 0.99061 | 0.07003 | 0.1355 | 5.7617 | 0.0089076 | 15.8417 | 8.1334 | 567.9726 | 19.4103 | 1.9614 | 19.4586 | 8.6191 | 0.53238 | 0.16 | 0.22459 | 0.030711 | 0.10842 | 0.080104 | 1.9168 | 0.54103 | 0.18169 | 0.52307 | 0.20485 | 12.2205 | 0.0026917 | 0.0028729 | 4.1491 | 3.0919 | 65.9222 | 8.2063 | 3.2126 | 0.24364 | 0.28947 | 0.68493 | 0.012277 | 0.054692 | 0.24043 | 1.1733 | 1.0923 | 407.2919 | 449.121 | 68.4961 | 2.5089 | 4.2798 | 1.1018 | 4.3749 | 2.7953 | 12.1646 | 0.14565 | 0.0017465 | 0.038414 | 0.011232 | 0.27691 | 1.84 | 1.5098 | 4.2459 | 1.3898 | 1.4029
13 | 0.13357 | 0.034064 | 0.018143 | 1.4352 | 0.99807 | 0.99245 | 0.7088 | 0.036228 | 0.78418 | 0.50314 | 0.7071 | 0.84869 | 0.78098 | 0.16919 | 1338.5829 | 310.0498 | 0.96082 | 0.83216 | 0.18741 | 0.32296 | 0.48742 | 0.67822 | 3.9407 | 288.6329 | 0.0025754 | 178.7739 | 142.1587 | 15.5696 | 140.3399 | 14.7378 | 1.8524 | 50.1632 | 16.1636 | 13.1653 | 2387.6928 | 76.2079 | 107.0125 | 1831.0846 | 101.6298 | 89.2162 | 275.4183 | 267.7054 | 223.8168 | 28.6959 | 52.2618 | 0.90282 | 0.024177 | 0.20624 | 0.016186 | 0.0016188 | 7.5329e-05 | 30.7161 | 12.5176 | 3.5676 | 0.88327 | 0.5014 | 0.11631 | 2.0162 | 54.577 | 5.2098 | 0.25788 | 0.77573 | 21.7444 | 117.2077 | 27.8217 | 18.6467 | 124.5461 | 9.3964 | 0.03408 | 0.24988 | 0.76225 | 30.222 | 17.4255 | 838.9996 | 122.1974 | 2.3733 | 0.098442 | 0.65594 | 0.11238 | 301.64 | 139.0673 | 76.8128 | 57.3839 | 14.5686 | 1350.8107 | 222.2313 | 96.9965 | 80.8508 | 254.9018 | 156.9857 | 101.4971 | 89.38 | 7.9544 | 0.74271 | 0.6993 | 0.50214 | 52.9921 | 5.4615 | 1.858 | 2.2791 | 0.17444 | 8.0025e-05 | 28.7024 | 0.8941 | 0.24812 | 0.25673 | 0.19615 | 2.9949 | 0.95347 | 0.94707 | 0.54296 | 76.5498 | 16.581 | 39.0828 | 8.8249 | 155.702 | 173.7826 | 1818.6083 | 264.6772 | 353.585 | 202.1377 | 681.6088 | 365.1425 | 85.3451 | 467.2173 | 0.28244 | 0.22852 | 0.15422 | 0.069709 | 0.009118 | 0.0052051 | 2.3535e-05 | 0.0021817 | 38.0996 | 10.399 | 0.94736 | 0.17557 | 2.254 | 5.7315 | 368.5452 | 65.9679 | 3.889 | 4.3671 | 117.7673 | 9.4692 | 123.2054 | 42.5178 | 34.1693 | 92.1432 | 692.0821 | 58.2214 | 711.4857 | 8.6277 | 116.5885 | 801.5003 | 131.512 | 85.7255 | 63.0909 | 60.0731 | 221.8831 | 48.2337 | 9.7107 | 167.2506 | 84.3098 | 11.7269 | 48.0799 | 549.5724 | 5.8293 | 79.3201 | 55.85 | 161.0963 | 292.3859 | 86.5011 | 46.4229 | 30.3896 | 49.8099 | 0.011615 | 0.0010904 | 0.24033 | 34.4335 | 2.7261 | 11.0152 | 2.1445 | 223.1865 | 11.5273 | 4.1805 | 0.61539 | 5863.4273 | 805.3188 | 1488.4885 | 1390.1747 | 33.5949 | 1.1564 | 20.9392 | 3.1344 | 5204.3841 | 1336.1804 | 478.4574 | 81.91 | 148.6949 | 9.8213 | 193.6591 | 0.0011769 | 26.4921 | 0.18608 | 13.6231 | 93.8668 | 3.7412 | 64.6302 | 163.4919 | 0.11559 | 0.27402 | 1.1011 | 2.5894 | 0.18738 | 0.20324 | 1.2485 | 0.1791 | 36.5872 | 0.0025539 | 14.3154 | 291.3275 | 0.023541 | 108.6911 | 5.649 | 0.046997 | 0.64627 | 0.25379 | 5.1843 | 0.08628 | 1.8013 | 1.0647 | 1.4479 | 0.019467 | 0.11059 | 0.04904 | 4.5259 | 0.040394 | 0.51381 | 0.21811 | 7.9849 | 0.00043282 | 0.0036161 | 0.002858 | 5.2246 | 0.019129 | 0.39131 | 0.21981 | 0.25361 | 0.0011839 | 0.02254 | 0.014584 | 1.1489 | 0.0052759 | 0.098148 | 0.055712 | 0.67407 | 0.0035378 | 0.049041 | 0.16171 | 0.54779 | 0.29232 | 1.0987 | 332.8016 | 0.013412 | 2.0045 | 0.011144 | 4.8951 | 4.909 | 2.6224 | 188.6826 | 0.15797 | 9.7999 | 9.6735 | 13.8751 | 106151.8316 | 8.9574 | 298.2868 | 8.8216 | 4.5572 | 1.8871 | 1.8885 | 2.7463 | 1.5796 | 1.8462 | 14.6666 | 3.9498 | 0.7162 | 8.8945 | 2.6193 | 251.8989 | 8.0935 | 0.40192 | 17.4617 | 24.4786 | 643.8288 | 60.8622 | 4.7796 | 2.7656 | 7.629 | 7.3338 | 0.25149 | 1.2326 | 5.2114 | 6.953 | 6.0005 | 0.0021124 | 0.0012641 | 0.0045383 | 1.5226 | 9.1073e-05 | 0.0070078 | 5.6038e-05 | 0.018055 | 0.0027248 | 0.0077269 | 12.0523 | 0.00080008 | 0.65253 | 0.31615 | 8.5622 | 1.3683 | 0.038847 | 1.1947 | 0.28228 | 0.01828 | 0.0070608 | 0.0072994 | 0.0035595 | 0.0064054 | 0.0075448 | 0.053856 | 0.070704 | 0.0039679 | 0.036121 | 0.011524 | 1.0517 | 0.00046163 | 0.00047764 | 0.10044 | 0.11647 | 2.5863 | 0.32606 | 0.020821 | 0.044843 | 0.027206 | 0.038764 | 0.0011334 | 0.0053737 | 0.02045 | 0.024142 | 0.027133 | 0.036366 | 0.018235 | 0.062251 | 19.0187 | 0.0013443 | 0.10452 | 0.00076149 | 0.42538 | 0.046923 | 0.16233 | 7.4151 | 0.010246 | 23.8705 | 15.1002 | 452.8926 | 27.9807 | 1.6505 | 30.1148 | 13.9018 | 0.9309 | 0.10679 | 0.095452 | 0.050463 | 0.089948 | 0.18577 | 1.9944 | 1.5231 | 0.048373 | 0.89958 | 0.16053 | 17.7889 | 0.0031567 | 0.0031083 | 10.8515 | 5.5161 | 164.8014 | 15.366 | 1.6136 | 0.67766 | 0.41624 | 0.6248 | 0.021922 | 0.085962 | 0.3289 | 1.0635 | 1.104 | 0.026595 | 0.010944 | 0.014227 | 7.413 | 0.00078896 | 0.21699 | 0.00055251 | 0.92452 | 0.066143 | 0.12418 | 5.806 | 0.0087076 | 16.9631 | 7.8075 | 492.7869 | 19.8414 | 1.6579 | 19.7917 | 8.9221 | 0.58117 | 0.14757 | 0.23645 | 0.031016 | 0.10049 | 0.075893 | 2.0292 | 0.58949 | 0.1684 | 0.51958 | 0.192 | 12.9397 | 0.0030175 | 0.0029393 | 4.1131 | 2.7914 | 68.567 | 8.9198 | 3.2037 | 0.25376 | 0.30896 | 0.67619 | 0.013329 | 0.047688 | 0.24466 | 1.0813 | 1.1068 | 415.9185 | 434.4734 | 61.2803 | 2.8366 | 3.1574 | 1.3787 | 3.5104 | 4.0437 | 13.5699 | 0.17146 | 0.0015107 | 0.037488 | 0.011614 | 0.28772 | 1.8227 | 1.6334 | 4.5341 | 1.413 | 1.4229
14 | 0.18313 | 0.022627 | 0.010279 | 1.4017 | 0.99319 | 0.99134 | 0.78553 | 0.054375 | 0.83681 | 0.56884 | 0.78152 | 0.75372 | 0.86394 | 0.17295 | 1156.8853 | 187.5658 | 0.94046 | 0.86558 | 0.15049 | 0.21507 | 0.45758 | 0.10201 | 5.9546 | 620.3856 | 0.0033057 | 139.1348 | 102.0419 | 17.4865 | 175.253 | 16.6131 | 1.9434 | 54.7771 | 15.247 | 11.3 | 2501.1243 | 100.5378 | 88.7579 | 1740.3529 | 99.9064 | 92.6154 | 310.0781 | 270.8495 | 207.3707 | 31.3497 | 46.649 | 0.75503 | 0.30227 | 0.33783 | 0.018618 | 0.0018162 | 8.3273e-05 | 27.7793 | 10.9499 | 2.8468 | 0.7877 | 0.53576 | 0.097332 | 2.8401 | 63.629 | 12.0881 | 0.35359 | 0.86712 | 25.2853 | 93.7169 | 28.2972 | 22.7564 | 122.5863 | 9.973 | 0.037082 | 0.30772 | 0.88791 | 42.6373 | 19.6653 | 898.7486 | 77.0293 | 2.2834 | 0.10784 | 0.51261 | 0.10439 | 314.6444 | 162.5968 | 87.2199 | 56.2349 | 16.9889 | 1316.0023 | 216.2111 | 108.9132 | 92.5503 | 274.9608 | 173.356 | 90.741 | 91.7768 | 8.4786 | 0.70818 | 0.60739 | 0.52672 | 57.0144 | 6.3682 | 1.7196 | 2.0582 | 0.16726 | 7.0811e-05 | 34.2382 | 1.1925 | 0.25809 | 0.24865 | 0.15995 | 2.8054 | 0.96181 | 0.90908 | 0.47473 | 88.2686 | 19.258 | 29.8717 | 9.4198 | 137.6511 | 159.3206 | 2018.0426 | 232.3317 | 316.0925 | 162.7235 | 901.4187 | 344.45 | 88.8389 | 440.6914 | 0.038673 | 0.16256 | 0.20033 | 0.065074 | 0.010928 | 0.0053402 | 2.1455e-05 | 0.00269 | 36.7535 | 12.0211 | 1.1407 | 0.19979 | 2.1654 | 5.1991 | 389.5957 | 79.1118 | 3.3854 | 6.1099 | 125.9952 | 9.1397 | 138.3207 | 42.0173 | 28.1755 | 80.3264 | 721.2601 | 74.28 | 687.927 | 9.9207 | 126.856 | 723.3781 | 155.4137 | 108.1395 | 53.8335 | 77.7633 | 196.3164 | 53.2734 | 9.2473 | 200.1674 | 76.8106 | 9.7137 | 41.819 | 520.7556 | 6.7398 | 75.3692 | 64.3296 | 189.4892 | 295.6004 | 88.2377 | 43.6863 | 34.8737 | 42.5374 | 0.01038 | 0.0012635 | 0.27416 | 29.1675 | 2.3558 | 12.2418 | 2.4149 | 265.861 | 10.0648 | 5.54 | 0.57805 | 6448.9578 | 852.4693 | 1559.4281 | 1258.6304 | 29.6244 | 0.85581 | 24.942 | 2.8894 | 5336.2847 | 1695.3062 | 592.8532 | 87.265 | 125.0783 | 8.1471 | 154.7863 | 0.001623 | 34.2516 | 0.17018 | 12.0603 | 77.2734 | 5.7776 | 74.6991 | 204.5576 | 0.10488 | 0.23444 | 2.1889 | 3.1098 | 0.37535 | 0.22984 | 0.91303 | 0.12823 | 32.2124 | 0.0030551 | 15.058 | 324.6296 | 0.023828 | 128.5247 | 5.5331 | 0.042652 | 0.62268 | 0.25936 | 5.0103 | 0.096831 | 1.7192 | 1.1305 | 1.4577 | 0.019858 | 0.11695 | 0.055996 | 4.8471 | 0.038129 | 0.52237 | 0.22964 | 7.6884 | 0.00046838 | 0.0032538 | 0.0027365 | 4.8823 | 0.0218 | 0.37873 | 0.24199 | 0.28261 | 0.0011112 | 0.020873 | 0.013605 | 1.1217 | 0.0049949 | 0.088044 | 0.054362 | 0.71908 | 0.0032564 | 0.048402 | 0.17655 | 0.53061 | 0.26477 | 1.1754 | 252.2609 | 0.012095 | 1.9513 | 0.012153 | 3.5761 | 4.0496 | 2.4972 | 200.5524 | 0.14873 | 10.7391 | 8.1295 | 12.6899 | 111286.4734 | 8.4245 | 309.86 | 9.2914 | 4.7207 | 2.1731 | 1.9942 | 2.8591 | 1.6312 | 1.9337 | 13.1711 | 4.049 | 0.67911 | 8.1288 | 2.762 | 289.4741 | 9.1781 | 0.43991 | 18.9852 | 26.5034 | 632.9119 | 64.2971 | 4.762 | 2.7214 | 8.456 | 7.9981 | 0.24734 | 1.2153 | 4.6882 | 7.5146 | 6.3676 | 0.0022529 | 0.0012777 | 0.0041227 | 1.3863 | 8.4331e-05 | 0.0064802 | 5.6975e-05 | 0.016598 | 0.0026894 | 0.0088267 | 12.3263 | 0.0007181 | 0.58193 | 0.31221 | 8.2217 | 1.4013 | 0.040846 | 1.343 | 0.30549 | 0.018562 | 0.008082 | 0.0075611 | 0.003467 | 0.0059907 | 0.0065843 | 0.054691 | 0.079247 | 0.0035249 | 0.031878 | 0.011256 | 1.2452 | 0.00048019 | 0.00045741 | 0.10729 | 0.12906 | 2.6212 | 0.31917 | 0.023423 | 0.047738 | 0.026339 | 0.037341 | 0.0011902 | 0.0052538 | 0.020791 | 0.022913 | 0.025139 | 0.040745 | 0.018872 | 0.053871 | 16.6074 | 0.0011795 | 0.10246 | 0.0008383 | 0.44313 | 0.053669 | 0.16729 | 7.8084 | 0.012074 | 20.7675 | 15.4339 | 534.8403 | 27.5312 | 1.8109 | 29.422 | 14.5163 | 0.89111 | 0.10436 | 0.10118 | 0.053397 | 0.088343 | 0.16089 | 1.6974 | 1.5404 | 0.040402 | 0.9278 | 0.17134 | 18.4358 | 0.0033683 | 0.0033959 | 11.0292 | 5.1273 | 147.6109 | 13.6936 | 1.5344 | 0.58513 | 0.43691 | 0.61138 | 0.020919 | 0.097753 | 0.33212 | 1.0094 | 0.99375 | 0.029478 | 0.010502 | 0.016448 | 7.6345 | 0.00085185 | 0.20353 | 0.00052961 | 0.98365 | 0.059182 | 0.12089 | 5.5235 | 0.0091262 | 15.9906 | 8.8599 | 530.6455 | 18.5375 | 1.8453 | 18.8916 | 9.0957 | 0.51249 | 0.13959 | 0.20774 | 0.030112 | 0.10658 | 0.084849 | 1.9267 | 0.64417 | 0.18778 | 0.49679 | 0.20861 | 13.2459 | 0.0031511 | 0.003278 | 3.9697 | 2.873 | 57.7622 | 9.1316 | 3.0774 | 0.2837 | 0.28242 | 0.62059 | 0.012132 | 0.054338 | 0.20295 | 1.294 | 1.228 | 433.9273 | 427.8562 | 47.0962 | 2.6058 | 4.2552 | 1.6868 | 3.6511 | 2.8161 | 11.2936 | 0.16905 | 0.0014965 | 0.037022 | 0.011031 | 0.26084 | 1.7601 | 1.746 | 3.4221 | 1.0675 | 1.2076
15 | 0.14229 | 0.021099 | 0.012778 | 1.1974 | 0.99129 | 0.99157 | 0.74685 | 0.028572 | 0.84384 | 0.60836 | 0.75302 | 0.794 | 0.81826 | 0.21049 | 1693.2899 | 143.2993 | 0.9629 | 0.85804 | 0.12861 | 0.24552 | 0.19779 | 3.4815 | 3.804 | 537.0805 | 0.00063117 | 150.4234 | 117.6503 | 14.7116 | 150.0452 | 12.1411 | 2.1112 | 47.7529 | 14.6667 | 12.4342 | 2757.1621 | 93.8439 | 106.0398 | 1820.506 | 120.8226 | 77.3255 | 260.1575 | 215.0128 | 229.8177 | 34.531 | 50.9225 | 0.7819 | 0.071335 | 0.041675 | 0.014824 | 0.0017772 | 9.1887e-05 | 38.5092 | 10.2789 | 3.4501 | 0.86242 | 0.60052 | 0.11904 | 2.0696 | 52.1108 | 10.2413 | 0.24973 | 0.79642 | 17.4698 | 82.8132 | 32.3204 | 24.5477 | 136.5968 | 9.8743 | 0.031645 | 0.26279 | 0.63756 | 31.7125 | 21.6636 | 741.1828 | 111.7076 | 2.2561 | 0.075562 | 0.48698 | 0.079015 | 230.3832 | 168.9312 | 91.4637 | 69.2165 | 14.8224 | 1361.6401 | 262.9509 | 86.2006 | 69.4071 | 286.9838 | 145.8032 | 92.0857 | 93.0771 | 8.0194 | 0.59947 | 0.65255 | 0.57581 | 55.5893 | 5.009 | 2.3802 | 2.3232 | 0.19386 | 9.5002e-05 | 36.351 | 1.1851 | 0.24063 | 0.19467 | 0.16852 | 3.1417 | 0.95005 | 1.0919 | 0.52282 | 93.4873 | 13.0961 | 28.2376 | 9.2432 | 157.9329 | 166.2538 | 1896.4403 | 272.6903 | 370.7523 | 194.2679 | 788.0782 | 400.6617 | 96.2791 | 442.4984 | 0.41256 | 0.03137 | 0.16637 | 0.082539 | 0.0093928 | 0.0063018 | 2.2129e-05 | 0.0022816 | 29.3575 | 13.1463 | 1.0857 | 0.1896 | 2.8627 | 6.4705 | 333.1166 | 86.7888 | 3.7002 | 4.6719 | 140.1415 | 7.6696 | 107.9019 | 47.3988 | 33.2213 | 103.1711 | 662.8086 | 63.6523 | 651.1072 | 9.5858 | 107.3649 | 702.5061 | 143.8724 | 91.3965 | 55.3237 | 66.6776 | 213.0655 | 55.749 | 8.4727 | 187.5291 | 79.7632 | 9.5242 | 46.1638 | 571.7279 | 5.5809 | 82.7209 | 63.941 | 185.5379 | 272.1244 | 89.7284 | 45.3331 | 35.4854 | 43.7767 | 0.010691 | 0.0010262 | 0.26567 | 32.6843 | 2.7842 | 11.4906 | 3.0373 | 258.7197 | 8.8291 | 4.4644 | 0.60847 | 6639.2386 | 913.5586 | 1336.134 | 1362.4441 | 32.1642 | 0.98326 | 21.0797 | 2.8161 | 5674.8639 | 1749.7575 | 599.9411 | 105.6185 | 118.1372 | 8.4792 | 185.7343 | 0.0013049 | 35.1696 | 0.15711 | 13.4311 | 69.9352 | 3.8059 | 67.3417 | 217.1887 | 0.12372 | 0.2068 | 1.9723 | 3.56 | 0.12914 | 0.26552 | 1.2031 | 0.15327 | 31.0618 | 0.0030341 | 14.53 | 294.2549 | 0.022502 | 131.4168 | 5.583 | 0.043112 | 0.58747 | 0.26109 | 4.8345 | 0.088557 | 1.8282 | 1.0138 | 1.4285 | 0.019151 | 0.10936 | 0.058538 | 4.2815 | 0.038931 | 0.52735 | 0.22003 | 8.3849 | 0.00045139 | 0.0033228 | 0.002935 | 4.9448 | 0.019895 | 0.35261 | 0.23691 | 0.24468 | 0.001095 | 0.020612 | 0.01316 | 1.3397 | 0.0057305 | 0.098974 | 0.050664 | 0.68803 | 0.0033272 | 0.043678 | 0.16855 | 0.53379 | 0.25463 | 1.045 | 261.9865 | 0.016298 | 1.9789 | 0.0122 | 4.8142 | 5.5664 | 2.3866 | 200.0378 | 0.46669 | 9.9163 | 8.6747 | 13.1411 | 108741.67 | 9.2742 | 332.4391 | 8.5821 | 4.5443 | 2.2455 | 1.7633 | 2.7165 | 1.5948 | 2.0258 | 12.7266 | 4.2179 | 0.6876 | 8.6876 | 2.9243 | 248.0881 | 7.9705 | 0.45199 | 18.8197 | 25.2518 | 618.9998 | 61.7165 | 4.4264 | 2.9279 | 8.0828 | 7.5964 | 0.28406 | 1.1211 | 4.8232 | 7.5891 | 6.5097 | 0.0022767 | 0.0011428 | 0.0046219 | 1.4063 | 9.0993e-05 | 0.007288 | 6.3415e-05 | 0.017559 | 0.00261 | 0.0079781 | 12.9996 | 0.00073238 | 0.6251 | 0.29336 | 7.3386 | 1.2888 | 0.037574 | 1.2271 | 0.2874 | 0.019772 | 0.0082343 | 0.0070876 | 0.0033085 | 0.0058178 | 0.0075141 | 0.061032 | 0.073894 | 0.0034462 | 0.035256 | 0.010792 | 1.156 | 0.0004036 | 0.00040933 | 0.10388 | 0.12419 | 2.6641 | 0.29472 | 0.023127 | 0.043328 | 0.026038 | 0.035152 | 0.001238 | 0.0051268 | 0.019761 | 0.023925 | 0.025736 | 0.039924 | 0.017854 | 0.063761 | 17.0572 | 0.0012756 | 0.09729 | 0.00077073 | 0.38503 | 0.053256 | 0.16378 | 7.4313 | 0.010462 | 23.1601 | 14.6313 | 513.5833 | 31.3147 | 1.8538 | 30.6681 | 13.083 | 0.88737 | 0.11508 | 0.099466 | 0.059725 | 0.091416 | 0.17657 | 1.8022 | 1.3594 | 0.045712 | 0.81558 | 0.16519 | 19.073 | 0.0033001 | 0.00331 | 9.5521 | 5.0815 | 144.9261 | 15.2809 | 1.6388 | 0.60543 | 0.38424 | 0.6481 | 0.020411 | 0.094339 | 0.38947 | 1.1852 | 1.0802 | 0.026966 | 0.010044 | 0.015288 | 7.1102 | 0.00091119 | 0.21102 | 0.00058515 | 1.0234 | 0.068406 | 0.13274 | 5.8519 | 0.0093019 | 17.1563 | 7.5909 | 583.698 | 18.888 | 1.9335 | 17.3218 | 8.6525 | 0.56805 | 0.14487 | 0.19726 | 0.032529 | 0.11583 | 0.07668 | 1.8009 | 0.54797 | 0.16261 | 0.53141 | 0.19804 | 12.8006 | 0.0027381 | 0.0032132 | 3.6966 | 2.7186 | 59.2596 | 8.7492 | 3.1495 | 0.27235 | 0.3254 | 0.73741 | 0.014265 | 0.055705 | 0.21836 | 1.2508 | 1.3076 | 423.7445 | 505.0785 | 52.7319 | 2.7287 | 4.0862 | 1.5428 | 3.3477 | 4.3098 | 6.6263 | 0.14695 | 0.001632 | 0.038482 | 0.011321 | 0.23649 | 1.899 | 1.6866 | 3.7768 | 1.5524 | 1.3856
16 | 0.16787 | 0.02965 | 0.0086118 | 1.2662 | 0.9992 | 0.99901 | 0.84152 | 0.020247 | 0.86511 | 0.66349 | 0.72833 | 0.76353 | 0.8774 | 0.18802 | 1225.0509 | 261.9971 | 0.95091 | 0.86688 | 0.17689 | 0.22885 | 0.35303 | 2.2577 | 4.252 | 174.0366 | 0.0016613 | 135.3904 | 128.4841 | 16.2872 | 162.4775 | 14.0162 | 1.95 | 59.0127 | 14.9165 | 9.6978 | 2492.5191 | 95.1387 | 96.7802 | 1778.8093 | 125.042 | 94.5394 | 272.1032 | 249.153 | 209.584 | 37.3423 | 54.2577 | 0.86617 | 0.086395 | 0.14533 | 0.014417 | 0.0022155 | 7.2221e-05 | 33.5599 | 10.3316 | 3.1251 | 0.74242 | 0.69728 | 0.10757 | 2.3164 | 65.1999 | 1.6473 | 0.28121 | 0.76267 | 27.1825 | 85.891 | 25.7616 | 19.003 | 143.1583 | 9.0483 | 0.034693 | 0.32985 | 0.68278 | 25.9702 | 19.8715 | 727.4234 | 141.2297 | 2.6548 | 0.082994 | 0.69711 | 0.1221 | 254.5235 | 149.425 | 79.878 | 64.5974 | 18.3978 | 1143.1448 | 246.0228 | 84.7574 | 82.0574 | 281.5423 | 175.0371 | 80.1898 | 70.5206 | 8.9303 | 0.54883 | 0.84138 | 0.14935 | 70.4999 | 6.2013 | 2.1538 | 1.9634 | 0.17193 | 8.332e-05 | 26.9438 | 1.006 | 0.26429 | 0.23021 | 0.19543 | 3.3644 | 0.96414 | 1.2846 | 0.35148 | 74.7265 | 12.1008 | 36.5217 | 8.2632 | 123.5058 | 208.6268 | 1823.2473 | 268.4902 | 334.6039 | 154.4535 | 833.1839 | 339.7858 | 82.6065 | 431.9361 | 0.4053 | 0.26328 | 0.14118 | 0.072047 | 0.0081447 | 0.0066534 | 2.4081e-05 | 0.0024455 | 34.6925 | 13.5081 | 0.83634 | 0.17019 | 2.2708 | 5.5628 | 423.3164 | 72.4647 | 3.9488 | 4.9987 | 134.8726 | 8.7594 | 124.2056 | 46.9921 | 36.5429 | 86.3795 | 602.2599 | 55.5207 | 615.2423 | 9.361 | 110.4451 | 668.978 | 139.682 | 99.2422 | 61.4477 | 61.2033 | 251.6395 | 62.8252 | 8.3012 | 181.0501 | 96.5994 | 12.5148 | 52.1736 | 628.5586 | 6.3617 | 72.0943 | 56.7318 | 163.778 | 300.5605 | 96.0117 | 47.5468 | 29.1105 | 48.0732 | 0.012286 | 0.0010537 | 0.31867 | 30.3122 | 2.4919 | 12.7468 | 2.8183 | 240.2878 | 11.2333 | 4.9529 | 0.52307 | 6238.7531 | 892.6644 | 1387.1219 | 1040.3915 | 32.9899 | 0.87153 | 21.4469 | 2.4428 | 5258.9834 | 1276.6923 | 497.1003 | 93.6633 | 123.5193 | 9.0428 | 174.9626 | 0.001157 | 28.207 | 0.14727 | 13.1234 | 67.0781 | 6.3539 | 69.0312 | 191.0373 | 0.11174 | 0.21544 | 2.2677 | 2.0781 | 0.21399 | 0.24052 | 0.96663 | 0.15848 | 30.7509 | 0.0027046 | 14.6423 | 285.0717 | 0.026382 | 114.7014 | 5.8655 | 0.049992 | 0.62479 | 0.25125 | 5.2784 | 0.094679 | 1.7879 | 1.1116 | 1.5165 | 0.017602 | 0.1259 | 0.054005 | 4.355 | 0.038887 | 0.51066 | 0.21484 | 8.0809 | 0.00042597 | 0.0035094 | 0.0027966 | 4.7849 | 0.019271 | 0.37946 | 0.22246 | 0.25128 | 0.001226 | 0.022164 | 0.012963 | 1.2804 | 0.0048385 | 0.10183 | 0.057464 | 0.65406 | 0.0033979 | 0.04233 | 0.17153 | 0.53645 | 0.28493 | 1.1668 | 287.2537 | 0.014688 | 1.9961 | 0.011824 | 4.731 | 4.9501 | 3.017 | 201.7622 | 0.27894 | 9.2247 | 9.3178 | 14.4875 | 116794.102 | 7.9799 | 342.8981 | 8.0858 | 4.7338 | 2.0458 | 1.9068 | 2.6294 | 1.4666 | 1.7797 | 13.4574 | 4.3408 | 0.78054 | 8.1529 | 2.5248 | 282.7777 | 8.8898 | 0.41421 | 19.6434 | 28.6034 | 579.5215 | 58.053 | 4.9591 | 2.6497 | 7.3815 | 7.7061 | 0.2586 | 1.26 | 5.5969 | 6.6697 | 6.4219 | 0.0021389 | 0.0013286 | 0.0044367 | 1.4302 | 9.224e-05 | 0.0065624 | 5.8513e-05 | 0.018568 | 0.0025502 | 0.0082037 | 11.9277 | 0.00078108 | 0.61136 | 0.30115 | 8.6228 | 1.1851 | 0.040769 | 1.3461 | 0.30034 | 0.018884 | 0.0080018 | 0.0067371 | 0.0033574 | 0.0061947 | 0.0073722 | 0.061601 | 0.072839 | 0.0037003 | 0.035756 | 0.01143 | 1.0738 | 0.00044844 | 0.00043453 | 0.1056 | 0.12076 | 2.8859 | 0.2933 | 0.019712 | 0.049774 | 0.029286 | 0.035384 | 0.0010788 | 0.0056552 | 0.018855 | 0.023286 | 0.023945 | 0.04233 | 0.016656 | 0.059278 | 19.5896 | 0.001286 | 0.10738 | 0.00086078 | 0.39525 | 0.049084 | 0.16927 | 7.5439 | 0.011582 | 21.6748 | 15.3979 | 449.8823 | 29.2119 | 1.9233 | 27.1708 | 14.0171 | 0.86363 | 0.10072 | 0.090742 | 0.05551 | 0.097316 | 0.15749 | 1.8973 | 1.3651 | 0.049083 | 0.84385 | 0.15684 | 18.0141 | 0.0032608 | 0.0033666 | 10.2777 | 5.1559 | 162.9093 | 14.0069 | 1.6987 | 0.61521 | 0.40572 | 0.58068 | 0.020789 | 0.10191 | 0.34994 | 1.1401 | 1.1655 | 0.024596 | 0.01123 | 0.015155 | 7.3254 | 0.00075034 | 0.19838 | 0.00059028 | 0.88752 | 0.064851 | 0.11791 | 5.1598 | 0.0081608 | 16.5583 | 7.5465 | 589.4544 | 20.936 | 1.6936 | 17.9921 | 8.0877 | 0.49062 | 0.14391 | 0.23593 | 0.027695 | 0.11401 | 0.081757 | 1.9568 | 0.58326 | 0.17604 | 0.4726 | 0.2211 | 11.248 | 0.0029082 | 0.0026948 | 4.2309 | 2.771 | 63.4366 | 8.283 | 3.0872 | 0.26154 | 0.29323 | 0.60996 | 0.012924 | 0.051519 | 0.21138 | 1.2874 | 1.2582 | 383.924 | 489.7802 | 43.0796 | 2.1024 | 3.8357 | 1.0643 | 3.7912 | 3.232 | 5.8887 | 0.14378 | 0.0015427 | 0.039367 | 0.012546 | 0.2422 | 1.3925 | 1.6482 | 4.0991 | 1.1929 | 1.7057
17 | 0.18948 | 0.041696 | 0.014262 | 1.3543 | 0.99547 | 0.99619 | 0.75489 | 0.066845 | 0.88114 | 0.53551 | 0.76516 | 0.79014 | 0.87768 | 0.21559 | 1622.5846 | 358.5625 | 0.93161 | 0.79679 | 0.20134 | 0.16384 | 0.41802 | 1.3221 | 5.0059 | 242.981 | 0.0059178 | 126.8903 | 133.755 | 15.948 | 178.4317 | 14.3496 | 1.7316 | 68.0599 | 15.9037 | 12.7314 | 2958.3007 | 91.2084 | 101.4822 | 1895.4941 | 105.7624 | 96.1746 | 236.5148 | 233.0719 | 199.4272 | 30.7705 | 48.6185 | 0.91981 | 0.17924 | 0.35361 | 0.016916 | 0.0018723 | 8.7783e-05 | 29.8893 | 9.7491 | 2.8902 | 0.91418 | 0.59381 | 0.08903 | 1.9636 | 48.4582 | 4.2421 | 0.32038 | 0.90194 | 20.5575 | 124.1152 | 38.3137 | 15.4596 | 145.463 | 10.1036 | 0.038784 | 0.29934 | 0.73041 | 25.2735 | 12.4106 | 816.2971 | 81.8584 | 3.8196 | 0.079587 | 0.61499 | 0.106 | 339.144 | 133.7901 | 77.523 | 66.9784 | 14.3126 | 1379.8839 | 233.431 | 81.8538 | 85.1478 | 231.7907 | 162.4426 | 96.1862 | 90.7144 | 8.7501 | 0.52917 | 0.94374 | 0.3828 | 68.5634 | 6.5959 | 1.9212 | 2.1065 | 0.18432 | 6.8206e-05 | 27.7318 | 1.2839 | 0.24264 | 0.18642 | 0.18243 | 3.2394 | 0.95641 | 1.1523 | 0.5123 | 73.2977 | 12.6177 | 26.9103 | 10.2043 | 125.9191 | 137.6333 | 2237.686 | 226.5955 | 394.6482 | 204.0542 | 858.9784 | 384.7838 | 84.4487 | 471.9911 | 0.11929 | 0.37585 | 0.03632 | 0.05958 | 0.010759 | 0.0055131 | 2.1978e-05 | 0.0024305 | 35.3647 | 12.3587 | 0.88515 | 0.1494 | 2.5814 | 6.1187 | 314.4942 | 81.8941 | 3.141 | 6.2137 | 145.8382 | 8.3925 | 112.2275 | 43.9365 | 33.5674 | 88.4233 | 645.8874 | 69.6822 | 733.2617 | 8.3514 | 125.4823 | 620.3308 | 137.8275 | 102.9227 | 48.5479 | 64.5526 | 247.1683 | 56.2579 | 10.0017 | 164.4269 | 94.5656 | 11.1605 | 47.1647 | 616.8176 | 5.9402 | 87.3198 | 66.4806 | 194.1959 | 248.3135 | 79.6894 | 54.9515 | 33.7344 | 41.2785 | 0.0108 | 0.0014365 | 0.32308 | 36.0647 | 2.0593 | 8.8524 | 2.2578 | 327.3001 | 10.6785 | 5.7229 | 0.50926 | 5991.826 | 792.822 | 1219.5356 | 1481.2736 | 30.3686 | 0.74167 | 26.9616 | 3.0745 | 5042.5199 | 1559.8361 | 525.7019 | 98.9704 | 144.4594 | 9.9947 | 149.3947 | 0.001377 | 38.0345 | 0.16279 | 12.9219 | 90.7204 | 6.2555 | 77.1702 | 177.0097 | 0.12244 | 0.22229 | 1.5367 | 3.2639 | 0.19092 | 0.26219 | 0.98126 | 0.12713 | 35.0714 | 0.0029497 | 12.9407 | 326.557 | 0.022028 | 122.581 | 5.3671 | 0.049057 | 0.64094 | 0.26586 | 4.8169 | 0.095965 | 1.8932 | 1.1583 | 1.4077 | 0.017695 | 0.11264 | 0.05073 | 4.6453 | 0.03918 | 0.49341 | 0.20036 | 7.5959 | 0.00043749 | 0.0033459 | 0.0029881 | 5.5473 | 0.021452 | 0.36752 | 0.23129 | 0.24624 | 0.0012759 | 0.019463 | 0.012557 | 1.1426 | 0.0049526 | 0.085438 | 0.051466 | 0.69429 | 0.0037103 | 0.044338 | 0.18103 | 0.51212 | 0.28005 | 1.0626 | 243.7918 | 0.01431 | 1.9894 | 0.011037 | 5.2363 | 4.5445 | 2.1772 | 191.4844 | 0.41506 | 10.4097 | 8.8969 | 12.6801 | 109774.6524 | 8.5604 | 323.5969 | 8.7049 | 4.4556 | 1.8675 | 2.0549 | 2.5251 | 1.6732 | 1.9499 | 14.8939 | 3.7963 | 0.67358 | 7.3903 | 2.885 | 253.3305 | 7.9115 | 0.46073 | 20.3643 | 24.7536 | 600.6075 | 67.8582 | 4.101 | 2.8364 | 8.2553 | 7.14 | 0.24424 | 1.2522 | 5.5055 | 6.4917 | 5.694 | 0.0021993 | 0.0012156 | 0.004153 | 1.5626 | 8.5437e-05 | 0.0066382 | 5.818e-05 | 0.020164 | 0.0024859 | 0.0087197 | 13.8919 | 0.00075103 | 0.632 | 0.2881 | 8.697 | 1.229 | 0.038248 | 1.3124 | 0.29794 | 0.018117 | 0.0078879 | 0.0065445 | 0.0036222 | 0.0062541 | 0.0070807 | 0.053329 | 0.077644 | 0.0038365 | 0.030506 | 0.011321 | 1.2379 | 0.00043085 | 0.0004388 | 0.094545 | 0.12718 | 2.8704 | 0.28936 | 0.022186 | 0.043439 | 0.029805 | 0.037792 | 0.0011683 | 0.0048247 | 0.019423 | 0.02506 | 0.027408 | 0.039719 | 0.015919 | 0.0611 | 17.4202 | 0.0013602 | 0.10139 | 0.00082484 | 0.45107 | 0.048664 | 0.1462 | 7.1737 | 0.011412 | 23.3903 | 13.8431 | 486.211 | 30.6061 | 1.6392 | 26.2067 | 12.912 | 0.93625 | 0.11929 | 0.095645 | 0.050364 | 0.086256 | 0.17568 | 2.0139 | 1.4366 | 0.042186 | 0.81215 | 0.15381 | 18.8562 | 0.0034238 | 0.0031831 | 10.0601 | 5.2263 | 152.2521 | 13.1546 | 1.8628 | 0.64727 | 0.46034 | 0.60471 | 0.022477 | 0.099301 | 0.35329 | 1.1209 | 1.0978 | 0.027775 | 0.010711 | 0.014779 | 7.573 | 0.00090172 | 0.22663 | 0.00052588 | 1.0029 | 0.066354 | 0.13398 | 5.0682 | 0.0082933 | 15.3904 | 7.8501 | 551.4451 | 20.994 | 1.8703 | 18.495 | 7.8336 | 0.5548 | 0.14889 | 0.2165 | 0.028637 | 0.11712 | 0.070791 | 1.8152 | 0.62477 | 0.16488 | 0.46814 | 0.22671 | 12.4223 | 0.0031876 | 0.0029883 | 3.6213 | 2.6244 | 67.6389 | 7.8365 | 3.1176 | 0.26927 | 0.32069 | 0.65559 | 0.013715 | 0.048617 | 0.2245 | 1.1031 | 1.2357 | 445.6539 | 505.6296 | 59.8046 | 2.688 | 3.0821 | 1.3057 | 3.2533 | 4.0116 | 9.678 | 0.15723 | 0.0016049 | 0.035415 | 0.012057 | 0.31798 | 1.9084 | 1.9478 | 3.222 | 1.3319 | 1.4731
18 | 0.13239 | 0.03239 | 0.020128 | 1.2485 | 0.99015 | 0.99793 | 0.66415 | 0.076068 | 0.89703 | 0.42545 | 0.73529 | 0.80338 | 0.83288 | 0.22682 | 2140.5809 | 281.3131 | 0.93727 | 0.81553 | 0.20559 | 0.1574 | 0.24022 | 1.6041 | 3.1061 | 766.2645 | 0.0021489 | 175.1568 | 122.5501 | 14.8141 | 132.3628 | 12.9585 | 2.185 | 60.0058 | 12.7109 | 12.1679 | 2634.5852 | 89.4594 | 87.7791 | 1456.6855 | 132.7065 | 76.9592 | 290.0461 | 259.7789 | 238.9152 | 33.7498 | 55.3738 | 0.74723 | 0.26024 | 0.17713 | 0.01839 | 0.0017059 | 6.447e-05 | 35.2933 | 11.7855 | 3.3808 | 0.9511 | 0.63337 | 0.098575 | 2.2182 | 67.101 | 1.9963 | 0.28521 | 0.91602 | 17.1927 | 122.1347 | 31.0351 | 23.3316 | 133.9165 | 7.7711 | 0.039886 | 0.25949 | 0.77807 | 35.8053 | 19.0846 | 631.415 | 103.9068 | 3.5911 | 0.1115 | 0.44291 | 0.086851 | 281.6397 | 159.1865 | 92.8558 | 68.7419 | 17.3731 | 1166.345 | 238.0599 | 74.1148 | 90.179 | 290.8825 | 138.0044 | 76.5669 | 79.4348 | 8.1522 | 0.68725 | 0.89895 | 0.46917 | 64.5352 | 7.0947 | 1.8288 | 2.8339 | 0.15987 | 7.2774e-05 | 33.5781 | 1.3138 | 0.22978 | 0.27387 | 0.14769 | 3.0674 | 0.95178 | 1.2542 | 0.4478 | 93.6921 | 17.586 | 30.9308 | 9.9497 | 138.9525 | 197.4983 | 2245.4343 | 255.0037 | 308.7155 | 179.2763 | 731.2375 | 357.7436 | 81.488 | 404.5059 | 0.070855 | 0.35557 | 0.061513 | 0.07573 | 0.010001 | 0.0069677 | 2.8278e-05 | 0.0025713 | 28.5711 | 9.6122 | 0.98091 | 0.14434 | 1.9999 | 4.2363 | 347.3606 | 97.2534 | 3.0007 | 3.8402 | 148.803 | 8.2741 | 136.2237 | 45.0846 | 36.297 | 97.1881 | 728.6545 | 59.2474 | 599.3983 | 10.435 | 117.2078 | 738.7185 | 168.2953 | 90.2139 | 50.4566 | 68.2703 | 231.9161 | 51.9552 | 7.7805 | 191.5074 | 88.7614 | 10.9325 | 40.8416 | 573.3564 | 6.1409 | 86.3598 | 67.7207 | 201.2429 | 266.6104 | 91.5243 | 51.661 | 32.5989 | 39.6092 | 0.0086998 | 0.0013475 | 0.30972 | 32.3266 | 1.9601 | 9.1154 | 2.7066 | 279.5005 | 8.1314 | 5.4908 | 0.5526 | 6890.7909 | 972.5641 | 1252.4967 | 1147.1867 | 35.0749 | 1.2111 | 22.4062 | 3.216 | 4696.2588 | 1239.583 | 558.6166 | 91.847 | 142.2695 | 7.6572 | 192.5431 | 0.0011144 | 30.0791 | 0.17999 | 12.5156 | 81.9662 | 5.9537 | 88.6244 | 201.5762 | 0.10821 | 0.19632 | 1.2093 | 3.3389 | 0.26283 | 0.25572 | 1.0623 | 0.1914 | 32.7061 | 0.0027965 | 14.1079 | 275.9258 | 0.024017 | 119.4049 | 5.4009 | 0.046304 | 0.60806 | 0.27572 | 4.5851 | 0.092269 | 1.7597 | 1.0858 | 1.5665 | 0.018686 | 0.11088 | 0.053106 | 4.6746 | 0.038281 | 0.51895 | 0.21439 | 7.82 | 0.00047688 | 0.0036901 | 0.0032809 | 5.08 | 0.018734 | 0.33855 | 0.21161 | 0.26833 | 0.0011428 | 0.022028 | 0.013904 | 1.3172 | 0.0055968 | 0.089952 | 0.048867 | 0.7238 | 0.0037686 | 0.04656 | 0.19353 | 0.5183 | 0.26986 | 1.1568 | 356.3354 | 0.017228 | 1.9556 | 0.012886 | 3.3814 | 4.5697 | 2.7791 | 206.2463 | 0.4393 | 10.0316 | 8.9579 | 13.0863 | 117520.4967 | 9.3672 | 340.1273 | 8.8919 | 4.2131 | 1.9577 | 1.9319 | 2.9202 | 1.541 | 1.7422 | 13.0652 | 3.8795 | 0.74263 | 8.4409 | 2.5543 | 267.2002 | 8.4925 | 0.42278 | 18.3761 | 27.7137 | 699.9035 | 62.0405 | 4.5719 | 2.8295 | 7.7978 | 7.8376 | 0.26487 | 1.3251 | 5.4425 | 6.8678 | 6.8823 | 0.0022271 | 0.0013676 | 0.004603 | 1.6226 | 8.2738e-05 | 0.0067304 | 5.7388e-05 | 0.017154 | 0.0026645 | 0.0074916 | 11.6677 | 0.00068248 | 0.65882 | 0.29816 | 8.7852 | 1.2543 | 0.035328 | 1.2477 | 0.27661 | 0.019811 | 0.0079595 | 0.0074145 | 0.0038586 | 0.0056385 | 0.0074074 | 0.064025 | 0.070054 | 0.0033282 | 0.029853 | 0.010351 | 1.214 | 0.00042229 | 0.00042378 | 0.090416 | 0.11464 | 2.7031 | 0.31725 | 0.021314 | 0.042724 | 0.027014 | 0.032133 | 0.001071 | 0.005151 | 0.020332 | 0.024855 | 0.026913 | 0.043944 | 0.016923 | 0.06433 | 18.6057 | 0.0012516 | 0.095341 | 0.00079772 | 0.4543 | 0.049856 | 0.13939 | 6.8922 | 0.010132 | 22.3693 | 13.6385 | 529.0216 | 26.4438 | 1.7866 | 29.7725 | 13.4478 | 0.82885 | 0.109 | 0.099788 | 0.059359 | 0.09445 | 0.17235 | 1.7679 | 1.3384 | 0.044203 | 0.8856 | 0.14917 | 21.2968 | 0.0034487 | 0.0037811 | 10.5433 | 5.4528 | 155.3539 | 15.0915 | 1.8206 | 0.61181 | 0.38807 | 0.6064 | 0.020049 | 0.096977 | 0.36938 | 1.0206 | 1.0162 | 0.027934 | 0.010516 | 0.016639 | 6.5644 | 0.00086179 | 0.22159 | 0.00063833 | 0.89724 | 0.062657 | 0.13654 | 5.6839 | 0.0093936 | 17.4031 | 8.9438 | 575.6305 | 19.1867 | 1.6393 | 17.5938 | 7.6724 | 0.52426 | 0.15028 | 0.20462 | 0.030484 | 0.10683 | 0.084175 | 1.7509 | 0.61826 | 0.16733 | 0.49111 | 0.22377 | 11.5119 | 0.0027601 | 0.0032529 | 4.0696 | 3.1172 | 64.5622 | 8.3603 | 2.8485 | 0.26984 | 0.28651 | 0.73007 | 0.012405 | 0.052324 | 0.21014 | 1.241 | 1.284 | 455.6291 | 518.3491 | 64.3255 | 2.3317 | 4.4137 | 1.157 | 4.0396 | 2.6668 | 14.2532 | 0.1726 | 0.0015849 | 0.035093 | 0.011741 | 0.29417 | 1.4563 | 1.757 | 3.3853 | 1.3782 | 1.7655
19 | 0.15089 | 0.020471 | 0.028598 | 1.4833 | 0.99886 | 0.99029 | 0.68311 | 0.074221 | 0.85064 | 0.64688 | 0.83075 | 0.81386 | 0.79808 | 0.16602 | 1504.364 | 268.0022 | 0.95229 | 0.84321 | 0.15596 | 0.19557 | 0.18442 | 1.802 | 5.6691 | 696.7028 | 0.0052982 | 144.3742 | 91.7625 | 16.6034 | 160.3899 | 13.4514 | 1.992 | 56.2833 | 14.0258 | 11.6027 | 2808.2946 | 83.2613 | 84.6383 | 1487.2053 | 113.6618 | 80.7057 | 298.7623 | 281.0885 | 244.5035 | 31.5552 | 47.2559 | 0.82914 | 0.14259 | 0.08423 | 0.016713 | 0.002252 | 9.0683e-05 | 36.4797 | 11.4322 | 3.0132 | 0.7008 | 0.68901 | 0.085261 | 2.719 | 55.3844 | 8.875 | 0.34153 | 0.85958 | 18.5113 | 97.2785 | 36.0315 | 23.5559 | 126.7262 | 9.7912 | 0.030908 | 0.31562 | 0.92975 | 40.6667 | 14.4596 | 911.6878 | 116.6735 | 2.1621 | 0.12764 | 0.6668 | 0.1195 | 309.5742 | 165.4742 | 90.0414 | 65.2694 | 14.3277 | 1045.3118 | 283.3355 | 80.7052 | 86.4735 | 292.2398 | 151.8948 | 81.3746 | 76.0151 | 7.8088 | 0.81595 | 0.56676 | 0.40658 | 67.2661 | 6.8954 | 2.2934 | 2.6331 | 0.15579 | 8.7269e-05 | 37.5427 | 0.99037 | 0.20634 | 0.24479 | 0.14808 | 2.5672 | 0.95403 | 1.3903 | 0.35677 | 102.5414 | 18.7476 | 38.3295 | 8.0463 | 131.4315 | 155.7005 | 1974.6825 | 213.023 | 409.5325 | 165.7222 | 756.7658 | 370.9596 | 92.3287 | 387.0243 | 0.22055 | 0.066209 | 0.07878 | 0.066513 | 0.0084955 | 0.006207 | 2.2698e-05 | 0.0020616 | 27.5745 | 10.8781 | 1.0717 | 0.20395 | 2.0977 | 5.4381 | 401.1408 | 93.8021 | 3.5219 | 4.7554 | 147.6522 | 7.9472 | 104.0342 | 40.8905 | 31.9904 | 87.5367 | 752.9142 | 67.2689 | 558.3968 | 10.6846 | 105.6169 | 660.7318 | 161.7968 | 84.9434 | 59.7408 | 69.455 | 209.8326 | 51.0619 | 10.0936 | 203.9829 | 97.4204 | 9.939 | 50.1676 | 594.3474 | 6.5981 | 84.4606 | 59.5885 | 178.8399 | 258.9994 | 80.3844 | 55.5847 | 31.8927 | 40.3558 | 0.0099032 | 0.0011132 | 0.28818 | 38.3065 | 2.4187 | 10.6522 | 2.351 | 311.7503 | 9.6492 | 5.1877 | 0.41046 | 6395.4234 | 736.1721 | 1548.4811 | 1518.1467 | 26.7887 | 0.92457 | 26.3081 | 2.4041 | 4834.2448 | 1403.2404 | 511.2261 | 83.7056 | 138.801 | 8.3627 | 154.5815 | 0.0014316 | 36.8389 | 0.17572 | 14.3165 | 46.0923 | 4.9845 | 56.5845 | 168.4955 | 0.10598 | 0.24278 | 2.3925 | 2.281 | 0.29766 | 0.24327 | 1.314 | 0.18682 | 35.9557 | 0.0028794 | 13.7837 | 315.0384 | 0.026573 | 116.1979 | 5.0384 | 0.047746 | 0.69295 | 0.24722 | 4.9657 | 0.092837 | 1.6741 | 1.0503 | 1.5988 | 0.019243 | 0.12276 | 0.052052 | 4.4793 | 0.039498 | 0.54205 | 0.20583 | 9.1416 | 0.00042196 | 0.0037532 | 0.0031652 | 5.3672 | 0.019583 | 0.37432 | 0.20269 | 0.29152 | 0.0011299 | 0.020139 | 0.012715 | 1.1552 | 0.0058335 | 0.094605 | 0.048034 | 0.70699 | 0.0033171 | 0.043062 | 0.17838 | 0.52183 | 0.27346 | 0.99732 | 322.7339 | 0.015808 | 1.9822 | 0.011599 | 3.0918 | 3.7751 | 2.9326 | 187.3398 | 0.075453 | 10.9481 | 8.6481 | 14.7224 | 107435.0471 | 8.911 | 305.8837 | 9.5647 | 4.349 | 2.0654 | 1.842 | 3.0259 | 1.6209 | 1.9785 | 14.3098 | 4.2544 | 0.73419 | 7.8119 | 2.96 | 244.3014 | 9.0696 | 0.40845 | 18.0928 | 28.3981 | 664.9821 | 59.5 | 4.4633 | 2.8798 | 8.245 | 7.395 | 0.27199 | 1.1404 | 5.1365 | 6.7793 | 6.7695 | 0.0020128 | 0.001358 | 0.0046522 | 1.6389 | 9.4128e-05 | 0.0065129 | 6.1808e-05 | 0.018101 | 0.0028292 | 0.0075846 | 13.3026 | 0.00077669 | 0.68005 | 0.30452 | 7.9869 | 1.4139 | 0.040395 | 1.3262 | 0.33099 | 0.021358 | 0.0075991 | 0.0069638 | 0.003709 | 0.0054504 | 0.0062449 | 0.055799 | 0.069541 | 0.0033701 | 0.030019 | 0.010985 | 1.1785 | 0.00041945 | 0.00040309 | 0.1063 | 0.12253 | 2.9401 | 0.30607 | 0.019266 | 0.049332 | 0.028101 | 0.03417 | 0.0012024 | 0.0048408 | 0.020995 | 0.026862 | 0.02649 | 0.040446 | 0.017575 | 0.058295 | 17.9161 | 0.0012994 | 0.092063 | 0.00091373 | 0.40785 | 0.045244 | 0.14477 | 6.72 | 0.011244 | 19.8267 | 14.8446 | 443.9876 | 25.9766 | 1.736 | 28.4587 | 14.9122 | 0.91986 | 0.12152 | 0.10202 | 0.05716 | 0.10298 | 0.16219 | 1.939 | 1.4264 | 0.041122 | 0.79904 | 0.15779 | 19.9636 | 0.0037813 | 0.0033402 | 9.2274 | 4.7801 | 169.2156 | 14.5633 | 1.7576 | 0.65437 | 0.44441 | 0.65616 | 0.022965 | 0.092371 | 0.38386 | 1.0034 | 1.1849 | 0.028813 | 0.011049 | 0.014423 | 6.7794 | 0.00082169 | 0.20033 | 0.00056103 | 0.84497 | 0.061846 | 0.12762 | 5.4165 | 0.0092041 | 17.6022 | 8.3726 | 503.9411 | 19.7712 | 1.9872 | 20.6481 | 7.6324 | 0.55289 | 0.14206 | 0.2264 | 0.029219 | 0.10476 | 0.072216 | 2.0137 | 0.60924 | 0.19172 | 0.44739 | 0.20048 | 11.9471 | 0.0029975 | 0.0027947 | 3.818 | 2.8333 | 60.7499 | 8.7063 | 3.0312 | 0.24842 | 0.27355 | 0.6359 | 0.01341 | 0.050832 | 0.22067 | 1.1996 | 1.1342 | 405.2017 | 458.5928 | 44.8921 | 1.9776 | 3.2437 | 1.4376 | 4.8938 | 3.2595 | 12.6282 | 0.16196 | 0.0016231 | 0.034052 | 0.013213 | 0.26877 | 2.011 | 2.0125 | 3.5434 | 1.4913 | 1.5326

## ngB-Uganda-results
Element | N recovery | P recovery | K recovery | TEA results | LCA results
Feature | Total N [% N] | Total P [% P] | Total K [% K] | Annual net cost [USD/cap/yr] | GlobalWarming [kg CO2-eq/cap/yr] | H_Ecosystems [points/cap/yr] | H_Health [points/cap/yr] | H_Resources [points/cap/yr]
0 | 52.5242 | 37.332 | 22.6321 | 194.9977 | 127.7627 | 0.42254 | 15.9362 | 21.4458
1 | 52.5242 | 37.332 | 22.6321 | 114.4154 | 93.8313 | 0.25144 | 16.0933 | 10.2025
2 | 52.5242 | 37.332 | 22.6321 | 128.5615 | 103.6847 | 0.26206 | 16.3757 | 12.5476
3 | 52.5242 | 37.332 | 22.6321 | 181.4349 | 107.6753 | 0.2875 | 14.8714 | 12.6552
4 | 52.5242 | 37.332 | 22.6321 | 125.02 | 78.5318 | 0.18539 | 12.1157 | 10.2305
5 | 52.5242 | 37.332 | 22.6321 | 109.9028 | 88.4612 | 0.20215 | 16.1036 | 9.2894
6 | 52.5242 | 37.332 | 22.6321 | 134.7807 | 80.0808 | 0.26876 | 10.8147 | 12.164
7 | 52.5242 | 37.332 | 22.6321 | 147.0493 | 92.6177 | 0.27418 | 12.7571 | 13.6509
8 | 52.5242 | 37.332 | 22.6321 | 189.7946 | 100.9962 | 0.358 | 8.8663 | 17.0805
9 | 52.5242 | 37.332 | 22.6321 | 108.2337 | 66.9357 | 0.20007 | 7.8704 | 8.8132
10 | 52.5242 | 37.332 | 22.6321 | 131.4511 | 70.0916 | 0.21364 | 8.0219 | 9.9196
11 | 52.5242 | 37.332 | 22.6321 | 121.3869 | 93.1098 | 0.26576 | 15.2502 | 12.6258
12 | 52.5242 | 37.332 | 22.6321 | 151.7489 | 87.2972 | 0.25924 | 10.6167 | 11.3335
13 | 52.5242 | 37.332 | 22.6321 | 126.3704 | 68.5119 | 0.20254 | 8.6634 | 8.8655
14 | 52.5242 | 37.332 | 22.6321 | 105.0894 | 73.3538 | 0.16407 | 13.6092 | 8.1208
15 | 52.5242 | 37.332 | 22.6321 | 102.9891 | 58.7319 | 0.17819 | 6.6949 | 7.7905
16 | 52.5242 | 37.332 | 22.6321 | 91.6213 | 59.8597 | 0.18484 | 7.0325 | 9.0465
17 | 52.5242 | 37.332 | 22.6321 | 191.7005 | 102.3932 | 0.31578 | 13.5642 | 15.8824
18 | 52.5242 | 37.332 | 22.6321 | 176.2487 | 109.4764 | 0.37761 | 13.5824 | 19.1684
19 | 52.5242 | 37.332 | 22.6321 | 142.5101 | 100.3149 | 0.21391 | 18.0772 | 10.3787